## Budds
Consent ID | Consent Monitoring Risk (Consent) | Consent Type Description | Trader Name | Trader Premises | Trader Street | Trader District | Trader Town | Trader County | Trader Postcode | Discharge Premises | Discharge Street | Discharge District | Discharge Town | Discharge County | Discharge Postcode | Consent Start Date | Consent Volume | Flow Rate | Time of Discharge | Catchment Name | Receiving Sewer | Determinand Name | Lower Consent Volume | Upper Consent Volume | Measurement Unit | TECNo | TEC Description | Sub Area | Process Producing TE | Nature of Business | Consent Status Description | Catchment WWPS Description
10035 | 4 | Tier 1 Consent | Johnsons Textile Services Limited | Johnson House Abbots Park | Monks Way | Preston Brook |  | Lancashire | WA7 3GH | JOHNSONS APPARELMASTER | MILL ROAD |  | SOUTHWICK | SW | BN41 1PX | 1995-11-24 | 150 | 4.2 | at all times. | SHOREHAM WTW | William Street | Chemical Oxygen Demand Shaken as 0 | - | 3000 | mg/l | 15.1 | Laundering (Large-scale) | Sussex West | Commercial Laundry process | Pre Market Reform | Consent | Pre Market Reform
10035 | 4 | Tier 1 Consent | Johnsons Textile Services Limited | Johnson House Abbots Park | Monks Way | Preston Brook |  | Lancashire | WA7 3GH | JOHNSONS APPARELMASTER | MILL ROAD |  | SOUTHWICK | SW | BN41 1PX | 1995-11-24 | 150 | 4.2 | at all times. | SHOREHAM WTW | William Street | Nitrogen Ammoniacal as N | 0 | 35 | mg/l | 15.1 | Laundering (Large-scale) | Sussex West | Commercial Laundry process | Pre Market Reform | Consent | Pre Market Reform
10035 | 4 | Tier 1 Consent | Johnsons Textile Services Limited | Johnson House Abbots Park | Monks Way | Preston Brook |  | Lancashire | WA7 3GH | JOHNSONS APPARELMASTER | MILL ROAD |  | SOUTHWICK | SW | BN41 1PX | 1995-11-24 | 150 | 4.2 | at all times. | SHOREHAM WTW | William Street | pH | 6 | 10 | pH Units | 15.1 | Laundering (Large-scale) | Sussex West | Commercial Laundry process | Pre Market Reform | Consent | Pre Market Reform
10035 | 4 | Tier 1 Consent | Johnsons Textile Services Limited | Johnson House Abbots Park | Monks Way | Preston Brook |  | Lancashire | WA7 3GH | JOHNSONS APPARELMASTER | MILL ROAD |  | SOUTHWICK | SW | BN41 1PX | 1995-11-24 | 150 | 4.2 | at all times. | SHOREHAM WTW | William Street | Phosphorus Total | - | 15 | ug/l | 15.1 | Laundering (Large-scale) | Sussex West | Commercial Laundry process | Pre Market Reform | Consent | Pre Market Reform
10035 | 4 | Tier 1 Consent | Johnsons Textile Services Limited | Johnson House Abbots Park | Monks Way | Preston Brook |  | Lancashire | WA7 3GH | JOHNSONS APPARELMASTER | MILL ROAD |  | SOUTHWICK | SW | BN41 1PX | 1995-11-24 | 150 | 4.2 | at all times. | SHOREHAM WTW | William Street | Solids Suspended 105 Degrees C | - | 500 | mg/l | 15.1 | Laundering (Large-scale) | Sussex West | Commercial Laundry process | Pre Market Reform | Consent | Pre Market Reform
10049 | 4 | Tier 1 Consent | East Sussex Healthcare NHS Trust | St Anne's House | 729 The Ridge |  | St. Leonards-on-Sea | East Sussex | TN37 7RD | EASTBOURNE DISTRICT GEN HOSPITAL | KINGS DRIVE |  | EASTBOURNE | SE | BN21 2UD | 1992-03-31 | 450 | 11.7 | At any time | EASTBOURNE WTW | Manhole TQ60013201 by Cross Levels Way | Chemical Oxygen Demand Shaken as 0 | - | 1500 | mg/l | 15.1 | Laundering (Large-scale) | Sussex East | Laundering of clothes and garments by using temperature and detergents | Large scale laundry | Consent | LOTTBRIDGE DROVE EASTBOURNE WPS
10049 | 4 | Tier 1 Consent | East Sussex Healthcare NHS Trust | St Anne's House | 729 The Ridge |  | St. Leonards-on-Sea | East Sussex | TN37 7RD | EASTBOURNE DISTRICT GEN HOSPITAL | KINGS DRIVE |  | EASTBOURNE | SE | BN21 2UD | 1992-03-31 | 450 | 11.7 | At any time | EASTBOURNE WTW | Manhole TQ60013201 by Cross Levels Way | pH | 6 | 11 | pH Units | 15.1 | Laundering (Large-scale) | Sussex East | Laundering of clothes and garments by using temperature and detergents | Large scale laundry | Consent | LOTTBRIDGE DROVE EASTBOURNE WPS
10049 | 4 | Tier 1 Consent | East Sussex Healthcare NHS Trust | St Anne's House | 729 The Ridge |  | St. Leonards-on-Sea | East Sussex | TN37 7RD | EASTBOURNE DISTRICT GEN HOSPITAL | KINGS DRIVE |  | EASTBOURNE | SE | BN21 2UD | 1992-03-31 | 450 | 11.7 | At any time | EASTBOURNE WTW | Manhole TQ60013201 by Cross Levels Way | Solids Suspended 105 Degrees C | - | 500 | mg/l | 15.1 | Laundering (Large-scale) | Sussex East | Laundering of clothes and garments by using temperature and detergents | Large scale laundry | Consent | LOTTBRIDGE DROVE EASTBOURNE WPS
10058 | 4 | Tier 2 Consent | Park Resorts Ltd | 3 | Bunhill Row | - | London | - | EC1Y 8YZ | CAMBER SANDS HOLIDAY PARK | NEW LYDD ROAD |  | RYE | SE | TN31 7RT | 1997-01-07 | 230 | 8 | At all times | CAMBER WTW | n/a | Chemical Oxygen Demand Shaken as 0 | - | 800 | mg/l | 32.1 | Leisure facilities | Sussex East | Commercial Swimming Pools process | Pre Market Reform | Consent | LYDD ROAD CAMBER WPS
10058 | 4 | Tier 2 Consent | Park Resorts Ltd | 3 | Bunhill Row | - | London | - | EC1Y 8YZ | CAMBER SANDS HOLIDAY PARK | NEW LYDD ROAD |  | RYE | SE | TN31 7RT | 1997-01-07 | 230 | 8 | At all times | CAMBER WTW | n/a | pH | 6 | 10 | pH Units | 32.1 | Leisure facilities | Sussex East | Commercial Swimming Pools process | Pre Market Reform | Consent | LYDD ROAD CAMBER WPS
10058 | 4 | Tier 2 Consent | Park Resorts Ltd | 3 | Bunhill Row | - | London | - | EC1Y 8YZ | CAMBER SANDS HOLIDAY PARK | NEW LYDD ROAD |  | RYE | SE | TN31 7RT | 1997-01-07 | 230 | 8 | At all times | CAMBER WTW | n/a | Solids Suspended 105 Degrees C | - | 400 | mg/l | 32.1 | Leisure facilities | Sussex East | Commercial Swimming Pools process | Pre Market Reform | Consent | LYDD ROAD CAMBER WPS
10059 | 2 | Tier 1 Consent | Wave Leisure Trust Limited | Downs Leisure Centre | Sutton Road | - | Seaford | East Sussex | BN25 4QW | LEWES LEISURE CENTRE | MOUNTFIELD ROAD | - | LEWES | SE | BN7 2XG | 1998-06-18 | 42.53 | 40 | At all times | NEWHAVEN MAIN WTW | Mountfield Road | Chemical Oxygen Demand Shaken as 0 | - | 800 | mg/l | 32.1 | Leisure facilities | Sussex East | Swimming Pools: Commercial Swimming Pools process | Pre Market Reform | Consent | HAM LANE LEWES NEW WPS
10059 | 2 | Tier 1 Consent | Wave Leisure Trust Limited | Downs Leisure Centre | Sutton Road | - | Seaford | East Sussex | BN25 4QW | LEWES LEISURE CENTRE | MOUNTFIELD ROAD | - | LEWES | SE | BN7 2XG | 1998-06-18 | 42.53 | 40 | At all times | NEWHAVEN MAIN WTW | Mountfield Road | pH | 6 | 11 | pH Units | 32.1 | Leisure facilities | Sussex East | Swimming Pools: Commercial Swimming Pools process | Pre Market Reform | Consent | HAM LANE LEWES NEW WPS
10059 | 2 | Tier 1 Consent | Wave Leisure Trust Limited | Downs Leisure Centre | Sutton Road | - | Seaford | East Sussex | BN25 4QW | LEWES LEISURE CENTRE | MOUNTFIELD ROAD | - | LEWES | SE | BN7 2XG | 1998-06-18 | 42.53 | 40 | At all times | NEWHAVEN MAIN WTW | Mountfield Road | Solids Suspended 105C at pH7 | - | 400 | mg/l | 32.1 | Leisure facilities | Sussex East | Swimming Pools: Commercial Swimming Pools process | Pre Market Reform | Consent | HAM LANE LEWES NEW WPS
10066 | 3 | Tier 2 Consent | Natures Way Foods Ltd | Park Farm | Chichester Road |  | Selsey | West Sussex | PO20 9HP | PARK FARM BARN | CHICHESTER ROAD | - | CHICHESTER | SW | PO20 9HP | 1996-12-04 | 100 | 4.5 | at any time | SIDLESHAM WTW | Chichester Road | Chemical Oxygen Demand Shaken as 0 | - | 1300 | mg/l | 9.3 | Food processing - fish prep/veg washing | Sussex West | Food Processing - fish prep / veg washing | Pre Market Reform | Consent | MANOR FARM CLOSE SELSEY WPS
10066 | 3 | Tier 2 Consent | Natures Way Foods Ltd | Park Farm | Chichester Road |  | Selsey | West Sussex | PO20 9HP | PARK FARM BARN | CHICHESTER ROAD | - | CHICHESTER | SW | PO20 9HP | 1996-12-04 | 100 | 4.5 | at any time | SIDLESHAM WTW | Chichester Road | Chlorine Free as Cl2 | - | 2 | mg/l | 9.3 | Food processing - fish prep/veg washing | Sussex West | Food Processing - fish prep / veg washing | Pre Market Reform | Consent | MANOR FARM CLOSE SELSEY WPS
10066 | 3 | Tier 2 Consent | Natures Way Foods Ltd | Park Farm | Chichester Road |  | Selsey | West Sussex | PO20 9HP | PARK FARM BARN | CHICHESTER ROAD | - | CHICHESTER | SW | PO20 9HP | 1996-12-04 | 100 | 4.5 | at any time | SIDLESHAM WTW | Chichester Road | Copper Total | - | 1 | ug/l | 9.3 | Food processing - fish prep/veg washing | Sussex West | Food Processing - fish prep / veg washing | Pre Market Reform | Consent | MANOR FARM CLOSE SELSEY WPS
10066 | 3 | Tier 2 Consent | Natures Way Foods Ltd | Park Farm | Chichester Road |  | Selsey | West Sussex | PO20 9HP | PARK FARM BARN | CHICHESTER ROAD | - | CHICHESTER | SW | PO20 9HP | 1996-12-04 | 100 | 4.5 | at any time | SIDLESHAM WTW | Chichester Road | Nitrogen Ammoniacal as N | 0 | 35 | mg/l | 9.3 | Food processing - fish prep/veg washing | Sussex West | Food Processing - fish prep / veg washing | Pre Market Reform | Consent | MANOR FARM CLOSE SELSEY WPS
10066 | 3 | Tier 2 Consent | Natures Way Foods Ltd | Park Farm | Chichester Road |  | Selsey | West Sussex | PO20 9HP | PARK FARM BARN | CHICHESTER ROAD | - | CHICHESTER | SW | PO20 9HP | 1996-12-04 | 100 | 4.5 | at any time | SIDLESHAM WTW | Chichester Road | pH | 6 | 11 | pH Units | 9.3 | Food processing - fish prep/veg washing | Sussex West | Food Processing - fish prep / veg washing | Pre Market Reform | Consent | MANOR FARM CLOSE SELSEY WPS
10066 | 3 | Tier 2 Consent | Natures Way Foods Ltd | Park Farm | Chichester Road |  | Selsey | West Sussex | PO20 9HP | PARK FARM BARN | CHICHESTER ROAD | - | CHICHESTER | SW | PO20 9HP | 1996-12-04 | 100 | 4.5 | at any time | SIDLESHAM WTW | Chichester Road | Silver Total | - | 1000 | ug/l | 9.3 | Food processing - fish prep/veg washing | Sussex West | Food Processing - fish prep / veg washing | Pre Market Reform | Consent | MANOR FARM CLOSE SELSEY WPS
10066 | 3 | Tier 2 Consent | Natures Way Foods Ltd | Park Farm | Chichester Road |  | Selsey | West Sussex | PO20 9HP | PARK FARM BARN | CHICHESTER ROAD | - | CHICHESTER | SW | PO20 9HP | 1996-12-04 | 100 | 4.5 | at any time | SIDLESHAM WTW | Chichester Road | Solids Suspended 105 Degrees C | - | 100 | mg/l | 9.3 | Food processing - fish prep/veg washing | Sussex West | Food Processing - fish prep / veg washing | Pre Market Reform | Consent | MANOR FARM CLOSE SELSEY WPS
10079 | 4 | Tier 1 Consent | West Sussex C C | County Hall | West Street |  | Chichester | West Sussex | PO19 1RG | ITCHINGFIELD | BAYSTONE TIP | - | HORSHAM | SW | RH12 4QD | 2006-09-01 | 100 | 2 | at all times | HORSHAM NEW WTW | Horsham WTW direct | Chemical Oxygen Demand Shaken as 0 | - | 800 | mg/l | 37.2 | Tip leachates and land remediation Closed | Sussex West | Closed landfill site leachate | Closed landfill site | Consent | -
10079 | 4 | Tier 1 Consent | West Sussex C C | County Hall | West Street |  | Chichester | West Sussex | PO19 1RG | ITCHINGFIELD | BAYSTONE TIP | - | HORSHAM | SW | RH12 4QD | 2006-09-01 | 100 | 2 | at all times | HORSHAM NEW WTW | Horsham WTW direct | Chromium Total mg/l | - | 3 | ug/l | 37.2 | Tip leachates and land remediation Closed | Sussex West | Closed landfill site leachate | Closed landfill site | Consent | -
10079 | 4 | Tier 1 Consent | West Sussex C C | County Hall | West Street |  | Chichester | West Sussex | PO19 1RG | ITCHINGFIELD | BAYSTONE TIP | - | HORSHAM | SW | RH12 4QD | 2006-09-01 | 100 | 2 | at all times | HORSHAM NEW WTW | Horsham WTW direct | Copper Total | - | 3 | ug/l | 37.2 | Tip leachates and land remediation Closed | Sussex West | Closed landfill site leachate | Closed landfill site | Consent | -
10079 | 4 | Tier 1 Consent | West Sussex C C | County Hall | West Street |  | Chichester | West Sussex | PO19 1RG | ITCHINGFIELD | BAYSTONE TIP | - | HORSHAM | SW | RH12 4QD | 2006-09-01 | 100 | 2 | at all times | HORSHAM NEW WTW | Horsham WTW direct | Cyanide Total as Cn | - | 5 | ug/l | 37.2 | Tip leachates and land remediation Closed | Sussex West | Closed landfill site leachate | Closed landfill site | Consent | -
10079 | 4 | Tier 1 Consent | West Sussex C C | County Hall | West Street |  | Chichester | West Sussex | PO19 1RG | ITCHINGFIELD | BAYSTONE TIP | - | HORSHAM | SW | RH12 4QD | 2006-09-01 | 100 | 2 | at all times | HORSHAM NEW WTW | Horsham WTW direct | Lead Total | - | 3 | ug/l | 37.2 | Tip leachates and land remediation Closed | Sussex West | Closed landfill site leachate | Closed landfill site | Consent | -
10079 | 4 | Tier 1 Consent | West Sussex C C | County Hall | West Street |  | Chichester | West Sussex | PO19 1RG | ITCHINGFIELD | BAYSTONE TIP | - | HORSHAM | SW | RH12 4QD | 2006-09-01 | 100 | 2 | at all times | HORSHAM NEW WTW | Horsham WTW direct | Nickel Total | - | 3 | ug/l | 37.2 | Tip leachates and land remediation Closed | Sussex West | Closed landfill site leachate | Closed landfill site | Consent | -
10079 | 4 | Tier 1 Consent | West Sussex C C | County Hall | West Street |  | Chichester | West Sussex | PO19 1RG | ITCHINGFIELD | BAYSTONE TIP | - | HORSHAM | SW | RH12 4QD | 2006-09-01 | 100 | 2 | at all times | HORSHAM NEW WTW | Horsham WTW direct | Oil and Grease | - | 100 | mg/l | 37.2 | Tip leachates and land remediation Closed | Sussex West | Closed landfill site leachate | Closed landfill site | Consent | -
10079 | 4 | Tier 1 Consent | West Sussex C C | County Hall | West Street |  | Chichester | West Sussex | PO19 1RG | ITCHINGFIELD | BAYSTONE TIP | - | HORSHAM | SW | RH12 4QD | 2006-09-01 | 100 | 2 | at all times | HORSHAM NEW WTW | Horsham WTW direct | pH | 5 | 11 | pH Units | 37.2 | Tip leachates and land remediation Closed | Sussex West | Closed landfill site leachate | Closed landfill site | Consent | -
10079 | 4 | Tier 1 Consent | West Sussex C C | County Hall | West Street |  | Chichester | West Sussex | PO19 1RG | ITCHINGFIELD | BAYSTONE TIP | - | HORSHAM | SW | RH12 4QD | 2006-09-01 | 100 | 2 | at all times | HORSHAM NEW WTW | Horsham WTW direct | Silver Total | - | 2000 | ug/l | 37.2 | Tip leachates and land remediation Closed | Sussex West | Closed landfill site leachate | Closed landfill site | Consent | -
10079 | 4 | Tier 1 Consent | West Sussex C C | County Hall | West Street |  | Chichester | West Sussex | PO19 1RG | ITCHINGFIELD | BAYSTONE TIP | - | HORSHAM | SW | RH12 4QD | 2006-09-01 | 100 | 2 | at all times | HORSHAM NEW WTW | Horsham WTW direct | Solids Suspended 105 Degrees C | - | 400 | mg/l | 37.2 | Tip leachates and land remediation Closed | Sussex West | Closed landfill site leachate | Closed landfill site | Consent | -
10079 | 4 | Tier 1 Consent | West Sussex C C | County Hall | West Street |  | Chichester | West Sussex | PO19 1RG | ITCHINGFIELD | BAYSTONE TIP | - | HORSHAM | SW | RH12 4QD | 2006-09-01 | 100 | 2 | at all times | HORSHAM NEW WTW | Horsham WTW direct | Solids Suspended 105C at pH7 | - | 400 | mg/l | 37.2 | Tip leachates and land remediation Closed | Sussex West | Closed landfill site leachate | Closed landfill site | Consent | -
10079 | 4 | Tier 1 Consent | West Sussex C C | County Hall | West Street |  | Chichester | West Sussex | PO19 1RG | ITCHINGFIELD | BAYSTONE TIP | - | HORSHAM | SW | RH12 4QD | 2006-09-01 | 100 | 2 | at all times | HORSHAM NEW WTW | Horsham WTW direct | Sulphate as S04 | - | 300 | mg/l | 37.2 | Tip leachates and land remediation Closed | Sussex West | Closed landfill site leachate | Closed landfill site | Consent | -
10079 | 4 | Tier 1 Consent | West Sussex C C | County Hall | West Street |  | Chichester | West Sussex | PO19 1RG | ITCHINGFIELD | BAYSTONE TIP | - | HORSHAM | SW | RH12 4QD | 2006-09-01 | 100 | 2 | at all times | HORSHAM NEW WTW | Horsham WTW direct | Zinc Total mg/l | - | 3 | ug/l | 37.2 | Tip leachates and land remediation Closed | Sussex West | Closed landfill site leachate | Closed landfill site | Consent | -
10082 | 1 | Low Risk Consent | Hochiki Europe (U.K.) Limited | 89 | Spa Road | - | London | - | SE16 3SG | HOCHIKI EUROPE (UK) LTD | GROSVENOR ROAD | - | GILLINGHAM | MW | ME8 0SA | 1999-11-27 | 1 | 0.5 | at al times | MOTNEY HILL WTW | Grosvenor Road | Chemical Oxygen Demand Settled as 0 | - | 800 | mg/l | 4.2 | Chemical and pharmaceutical manufacture (Low Impact) | Kent West | Pre Market Reform | Pre Market Reform | Consent | -
10082 | 1 | Low Risk Consent | Hochiki Europe (U.K.) Limited | 89 | Spa Road | - | London | - | SE16 3SG | HOCHIKI EUROPE (UK) LTD | GROSVENOR ROAD | - | GILLINGHAM | MW | ME8 0SA | 1999-11-27 | 1 | 0.5 | at al times | MOTNEY HILL WTW | Grosvenor Road | Chemical Oxygen Demand Shaken as 0 | - | 800 | mg/l | 4.2 | Chemical and pharmaceutical manufacture (Low Impact) | Kent West | Pre Market Reform | Pre Market Reform | Consent | -
10082 | 1 | Low Risk Consent | Hochiki Europe (U.K.) Limited | 89 | Spa Road | - | London | - | SE16 3SG | HOCHIKI EUROPE (UK) LTD | GROSVENOR ROAD | - | GILLINGHAM | MW | ME8 0SA | 1999-11-27 | 1 | 0.5 | at al times | MOTNEY HILL WTW | Grosvenor Road | Solids Suspended 105 Degrees C | - | 400 | mg/l | 4.2 | Chemical and pharmaceutical manufacture (Low Impact) | Kent West | Pre Market Reform | Pre Market Reform | Consent | -
10082 | 1 | Low Risk Consent | Hochiki Europe (U.K.) Limited | 89 | Spa Road | - | London | - | SE16 3SG | HOCHIKI EUROPE (UK) LTD | GROSVENOR ROAD | - | GILLINGHAM | MW | ME8 0SA | 1999-11-27 | 1 | 0.5 | at al times | MOTNEY HILL WTW | Grosvenor Road | Solids Suspended 105C at pH7 | - | 400 | mg/l | 4.2 | Chemical and pharmaceutical manufacture (Low Impact) | Kent West | Pre Market Reform | Pre Market Reform | Consent | -
10309 | 4 | Tier 2 Consent | Butterworths (Regia) Limited | 26 | Westcliffe Road | - | Ramsgate | Kent | CT11 9JS | 26 | WEST CLIFF ROAD | - | RAMSGATE | KE | CT11 9JS | 1999-04-01 | 180 | 5 | At all times | WEATHERLEES HILL A WTW | West Cliff Road | Biochemical Oxygen Demand 5 day+ATU as 0 | - | 400 | mg/l | 22.1 | Plating and metal finishing (High Impact) | Kent East | Electroplating (Cr/Zn/Ni/Sn) & anodising | Metal finishing | Consent | MILITARY ROAD RAMSGATE WPS
10309 | 4 | Tier 2 Consent | Butterworths (Regia) Limited | 26 | Westcliffe Road | - | Ramsgate | Kent | CT11 9JS | 26 | WEST CLIFF ROAD | - | RAMSGATE | KE | CT11 9JS | 1999-04-01 | 180 | 5 | At all times | WEATHERLEES HILL A WTW | West Cliff Road | Cadmium Total (ug/l) | - | 5 | ug/l | 22.1 | Plating and metal finishing (High Impact) | Kent East | Electroplating (Cr/Zn/Ni/Sn) & anodising | Metal finishing | Consent | MILITARY ROAD RAMSGATE WPS
10309 | 4 | Tier 2 Consent | Butterworths (Regia) Limited | 26 | Westcliffe Road | - | Ramsgate | Kent | CT11 9JS | 26 | WEST CLIFF ROAD | - | RAMSGATE | KE | CT11 9JS | 1999-04-01 | 180 | 5 | At all times | WEATHERLEES HILL A WTW | West Cliff Road | Chemical Oxygen Demand Shaken as 0 | - | 500 | mg/l | 22.1 | Plating and metal finishing (High Impact) | Kent East | Electroplating (Cr/Zn/Ni/Sn) & anodising | Metal finishing | Consent | MILITARY ROAD RAMSGATE WPS
10309 | 4 | Tier 2 Consent | Butterworths (Regia) Limited | 26 | Westcliffe Road | - | Ramsgate | Kent | CT11 9JS | 26 | WEST CLIFF ROAD | - | RAMSGATE | KE | CT11 9JS | 1999-04-01 | 180 | 5 | At all times | WEATHERLEES HILL A WTW | West Cliff Road | Chromium Total mg/l | - | 3 | ug/l | 22.1 | Plating and metal finishing (High Impact) | Kent East | Electroplating (Cr/Zn/Ni/Sn) & anodising | Metal finishing | Consent | MILITARY ROAD RAMSGATE WPS
10309 | 4 | Tier 2 Consent | Butterworths (Regia) Limited | 26 | Westcliffe Road | - | Ramsgate | Kent | CT11 9JS | 26 | WEST CLIFF ROAD | - | RAMSGATE | KE | CT11 9JS | 1999-04-01 | 180 | 5 | At all times | WEATHERLEES HILL A WTW | West Cliff Road | Copper Total | - | 4 | ug/l | 22.1 | Plating and metal finishing (High Impact) | Kent East | Electroplating (Cr/Zn/Ni/Sn) & anodising | Metal finishing | Consent | MILITARY ROAD RAMSGATE WPS
10309 | 4 | Tier 2 Consent | Butterworths (Regia) Limited | 26 | Westcliffe Road | - | Ramsgate | Kent | CT11 9JS | 26 | WEST CLIFF ROAD | - | RAMSGATE | KE | CT11 9JS | 1999-04-01 | 180 | 5 | At all times | WEATHERLEES HILL A WTW | West Cliff Road | Cyanide Total as Cn | - | 3 | ug/l | 22.1 | Plating and metal finishing (High Impact) | Kent East | Electroplating (Cr/Zn/Ni/Sn) & anodising | Metal finishing | Consent | MILITARY ROAD RAMSGATE WPS
10309 | 4 | Tier 2 Consent | Butterworths (Regia) Limited | 26 | Westcliffe Road | - | Ramsgate | Kent | CT11 9JS | 26 | WEST CLIFF ROAD | - | RAMSGATE | KE | CT11 9JS | 1999-04-01 | 180 | 5 | At all times | WEATHERLEES HILL A WTW | West Cliff Road | Detergents Anionic | - | 20 | mg/l | 22.1 | Plating and metal finishing (High Impact) | Kent East | Electroplating (Cr/Zn/Ni/Sn) & anodising | Metal finishing | Consent | MILITARY ROAD RAMSGATE WPS
10309 | 4 | Tier 2 Consent | Butterworths (Regia) Limited | 26 | Westcliffe Road | - | Ramsgate | Kent | CT11 9JS | 26 | WEST CLIFF ROAD | - | RAMSGATE | KE | CT11 9JS | 1999-04-01 | 180 | 5 | At all times | WEATHERLEES HILL A WTW | West Cliff Road | Iron Total | - | 10 | ug/l | 22.1 | Plating and metal finishing (High Impact) | Kent East | Electroplating (Cr/Zn/Ni/Sn) & anodising | Metal finishing | Consent | MILITARY ROAD RAMSGATE WPS
10309 | 4 | Tier 2 Consent | Butterworths (Regia) Limited | 26 | Westcliffe Road | - | Ramsgate | Kent | CT11 9JS | 26 | WEST CLIFF ROAD | - | RAMSGATE | KE | CT11 9JS | 1999-04-01 | 180 | 5 | At all times | WEATHERLEES HILL A WTW | West Cliff Road | Lead Total | - | 1 | ug/l | 22.1 | Plating and metal finishing (High Impact) | Kent East | Electroplating (Cr/Zn/Ni/Sn) & anodising | Metal finishing | Consent | MILITARY ROAD RAMSGATE WPS
10309 | 4 | Tier 2 Consent | Butterworths (Regia) Limited | 26 | Westcliffe Road | - | Ramsgate | Kent | CT11 9JS | 26 | WEST CLIFF ROAD | - | RAMSGATE | KE | CT11 9JS | 1999-04-01 | 180 | 5 | At all times | WEATHERLEES HILL A WTW | West Cliff Road | Mercury Total | - | 2 | ug/l | 22.1 | Plating and metal finishing (High Impact) | Kent East | Electroplating (Cr/Zn/Ni/Sn) & anodising | Metal finishing | Consent | MILITARY ROAD RAMSGATE WPS
10309 | 4 | Tier 2 Consent | Butterworths (Regia) Limited | 26 | Westcliffe Road | - | Ramsgate | Kent | CT11 9JS | 26 | WEST CLIFF ROAD | - | RAMSGATE | KE | CT11 9JS | 1999-04-01 | 180 | 5 | At all times | WEATHERLEES HILL A WTW | West Cliff Road | Nickel Total | - | 5 | ug/l | 22.1 | Plating and metal finishing (High Impact) | Kent East | Electroplating (Cr/Zn/Ni/Sn) & anodising | Metal finishing | Consent | MILITARY ROAD RAMSGATE WPS
10309 | 4 | Tier 2 Consent | Butterworths (Regia) Limited | 26 | Westcliffe Road | - | Ramsgate | Kent | CT11 9JS | 26 | WEST CLIFF ROAD | - | RAMSGATE | KE | CT11 9JS | 1999-04-01 | 180 | 5 | At all times | WEATHERLEES HILL A WTW | West Cliff Road | Oil and Grease | - | 50 | mg/l | 22.1 | Plating and metal finishing (High Impact) | Kent East | Electroplating (Cr/Zn/Ni/Sn) & anodising | Metal finishing | Consent | MILITARY ROAD RAMSGATE WPS
10309 | 4 | Tier 2 Consent | Butterworths (Regia) Limited | 26 | Westcliffe Road | - | Ramsgate | Kent | CT11 9JS | 26 | WEST CLIFF ROAD | - | RAMSGATE | KE | CT11 9JS | 1999-04-01 | 180 | 5 | At all times | WEATHERLEES HILL A WTW | West Cliff Road | pH | 6 | 10 | pH Units | 22.1 | Plating and metal finishing (High Impact) | Kent East | Electroplating (Cr/Zn/Ni/Sn) & anodising | Metal finishing | Consent | MILITARY ROAD RAMSGATE WPS
10309 | 4 | Tier 2 Consent | Butterworths (Regia) Limited | 26 | Westcliffe Road | - | Ramsgate | Kent | CT11 9JS | 26 | WEST CLIFF ROAD | - | RAMSGATE | KE | CT11 9JS | 1999-04-01 | 180 | 5 | At all times | WEATHERLEES HILL A WTW | West Cliff Road | Silver Total | - | 2000 | ug/l | 22.1 | Plating and metal finishing (High Impact) | Kent East | Electroplating (Cr/Zn/Ni/Sn) & anodising | Metal finishing | Consent | MILITARY ROAD RAMSGATE WPS
10309 | 4 | Tier 2 Consent | Butterworths (Regia) Limited | 26 | Westcliffe Road | - | Ramsgate | Kent | CT11 9JS | 26 | WEST CLIFF ROAD | - | RAMSGATE | KE | CT11 9JS | 1999-04-01 | 180 | 5 | At all times | WEATHERLEES HILL A WTW | West Cliff Road | Solids Suspended 105 Degrees C | - | 400 | mg/l | 22.1 | Plating and metal finishing (High Impact) | Kent East | Electroplating (Cr/Zn/Ni/Sn) & anodising | Metal finishing | Consent | MILITARY ROAD RAMSGATE WPS
10309 | 4 | Tier 2 Consent | Butterworths (Regia) Limited | 26 | Westcliffe Road | - | Ramsgate | Kent | CT11 9JS | 26 | WEST CLIFF ROAD | - | RAMSGATE | KE | CT11 9JS | 1999-04-01 | 180 | 5 | At all times | WEATHERLEES HILL A WTW | West Cliff Road | Sulphate as S04 | - | 500 | mg/l | 22.1 | Plating and metal finishing (High Impact) | Kent East | Electroplating (Cr/Zn/Ni/Sn) & anodising | Metal finishing | Consent | MILITARY ROAD RAMSGATE WPS
10309 | 4 | Tier 2 Consent | Butterworths (Regia) Limited | 26 | Westcliffe Road | - | Ramsgate | Kent | CT11 9JS | 26 | WEST CLIFF ROAD | - | RAMSGATE | KE | CT11 9JS | 1999-04-01 | 180 | 5 | At all times | WEATHERLEES HILL A WTW | West Cliff Road | Zinc Total mg/l | - | 5 | ug/l | 22.1 | Plating and metal finishing (High Impact) | Kent East | Electroplating (Cr/Zn/Ni/Sn) & anodising | Metal finishing | Consent | MILITARY ROAD RAMSGATE WPS
10311 | 4 | Tier 2 Consent | Phinia Delphi UK Ltd | Brunel Way | Stroudwater Business Park | Stonehouse | Gloucestershire | Warwickshire | GL10 3SX | DELPHI DIESEL SYSTEMS | COURTENEY ROAD |  | GILLINGHAM | MW | ME8 0RU | 1999-04-01 | 50 | 6 | At all times | MOTNEY HILL WTW |  | Chemical Oxygen Demand Shaken as 0 | - | 9000 | mg/l | 8.1 | Engineering (High risk) | Kent West | Machining, heat treatment, assembly and test of Powertrain components | Manufacture of Powertrain components | Consent | DIRECT TO WTW
10311 | 4 | Tier 2 Consent | Phinia Delphi UK Ltd | Brunel Way | Stroudwater Business Park | Stonehouse | Gloucestershire | Warwickshire | GL10 3SX | DELPHI DIESEL SYSTEMS | COURTENEY ROAD |  | GILLINGHAM | MW | ME8 0RU | 1999-04-01 | 50 | 6 | At all times | MOTNEY HILL WTW |  | Chromium Total mg/l | - | 1 | ug/l | 8.1 | Engineering (High risk) | Kent West | Machining, heat treatment, assembly and test of Powertrain components | Manufacture of Powertrain components | Consent | DIRECT TO WTW
10311 | 4 | Tier 2 Consent | Phinia Delphi UK Ltd | Brunel Way | Stroudwater Business Park | Stonehouse | Gloucestershire | Warwickshire | GL10 3SX | DELPHI DIESEL SYSTEMS | COURTENEY ROAD |  | GILLINGHAM | MW | ME8 0RU | 1999-04-01 | 50 | 6 | At all times | MOTNEY HILL WTW |  | Copper Total | - | 1 | ug/l | 8.1 | Engineering (High risk) | Kent West | Machining, heat treatment, assembly and test of Powertrain components | Manufacture of Powertrain components | Consent | DIRECT TO WTW
10311 | 4 | Tier 2 Consent | Phinia Delphi UK Ltd | Brunel Way | Stroudwater Business Park | Stonehouse | Gloucestershire | Warwickshire | GL10 3SX | DELPHI DIESEL SYSTEMS | COURTENEY ROAD |  | GILLINGHAM | MW | ME8 0RU | 1999-04-01 | 50 | 6 | At all times | MOTNEY HILL WTW |  | Cyanide Total as Cn | - | 2 | ug/l | 8.1 | Engineering (High risk) | Kent West | Machining, heat treatment, assembly and test of Powertrain components | Manufacture of Powertrain components | Consent | DIRECT TO WTW
10311 | 4 | Tier 2 Consent | Phinia Delphi UK Ltd | Brunel Way | Stroudwater Business Park | Stonehouse | Gloucestershire | Warwickshire | GL10 3SX | DELPHI DIESEL SYSTEMS | COURTENEY ROAD |  | GILLINGHAM | MW | ME8 0RU | 1999-04-01 | 50 | 6 | At all times | MOTNEY HILL WTW |  | Iron Total | - | 30 | ug/l | 8.1 | Engineering (High risk) | Kent West | Machining, heat treatment, assembly and test of Powertrain components | Manufacture of Powertrain components | Consent | DIRECT TO WTW
10311 | 4 | Tier 2 Consent | Phinia Delphi UK Ltd | Brunel Way | Stroudwater Business Park | Stonehouse | Gloucestershire | Warwickshire | GL10 3SX | DELPHI DIESEL SYSTEMS | COURTENEY ROAD |  | GILLINGHAM | MW | ME8 0RU | 1999-04-01 | 50 | 6 | At all times | MOTNEY HILL WTW |  | Nickel Total | - | 4 | ug/l | 8.1 | Engineering (High risk) | Kent West | Machining, heat treatment, assembly and test of Powertrain components | Manufacture of Powertrain components | Consent | DIRECT TO WTW
10311 | 4 | Tier 2 Consent | Phinia Delphi UK Ltd | Brunel Way | Stroudwater Business Park | Stonehouse | Gloucestershire | Warwickshire | GL10 3SX | DELPHI DIESEL SYSTEMS | COURTENEY ROAD |  | GILLINGHAM | MW | ME8 0RU | 1999-04-01 | 50 | 6 | At all times | MOTNEY HILL WTW |  | Nitrogen Ammoniacal as N | - | 150 | mg/l | 8.1 | Engineering (High risk) | Kent West | Machining, heat treatment, assembly and test of Powertrain components | Manufacture of Powertrain components | Consent | DIRECT TO WTW
10311 | 4 | Tier 2 Consent | Phinia Delphi UK Ltd | Brunel Way | Stroudwater Business Park | Stonehouse | Gloucestershire | Warwickshire | GL10 3SX | DELPHI DIESEL SYSTEMS | COURTENEY ROAD |  | GILLINGHAM | MW | ME8 0RU | 1999-04-01 | 50 | 6 | At all times | MOTNEY HILL WTW |  | Oil and Grease | - | 200 | mg/l | 8.1 | Engineering (High risk) | Kent West | Machining, heat treatment, assembly and test of Powertrain components | Manufacture of Powertrain components | Consent | DIRECT TO WTW
10311 | 4 | Tier 2 Consent | Phinia Delphi UK Ltd | Brunel Way | Stroudwater Business Park | Stonehouse | Gloucestershire | Warwickshire | GL10 3SX | DELPHI DIESEL SYSTEMS | COURTENEY ROAD |  | GILLINGHAM | MW | ME8 0RU | 1999-04-01 | 50 | 6 | At all times | MOTNEY HILL WTW |  | pH | 6 | 10 | pH Units | 8.1 | Engineering (High risk) | Kent West | Machining, heat treatment, assembly and test of Powertrain components | Manufacture of Powertrain components | Consent | DIRECT TO WTW
10311 | 4 | Tier 2 Consent | Phinia Delphi UK Ltd | Brunel Way | Stroudwater Business Park | Stonehouse | Gloucestershire | Warwickshire | GL10 3SX | DELPHI DIESEL SYSTEMS | COURTENEY ROAD |  | GILLINGHAM | MW | ME8 0RU | 1999-04-01 | 50 | 6 | At all times | MOTNEY HILL WTW |  | Phenols Total | - | 10 | ug/l | 8.1 | Engineering (High risk) | Kent West | Machining, heat treatment, assembly and test of Powertrain components | Manufacture of Powertrain components | Consent | DIRECT TO WTW
10311 | 4 | Tier 2 Consent | Phinia Delphi UK Ltd | Brunel Way | Stroudwater Business Park | Stonehouse | Gloucestershire | Warwickshire | GL10 3SX | DELPHI DIESEL SYSTEMS | COURTENEY ROAD |  | GILLINGHAM | MW | ME8 0RU | 1999-04-01 | 50 | 6 | At all times | MOTNEY HILL WTW |  | Solids Suspended 105 Degrees C | - | 1000 | mg/l | 8.1 | Engineering (High risk) | Kent West | Machining, heat treatment, assembly and test of Powertrain components | Manufacture of Powertrain components | Consent | DIRECT TO WTW
10311 | 4 | Tier 2 Consent | Phinia Delphi UK Ltd | Brunel Way | Stroudwater Business Park | Stonehouse | Gloucestershire | Warwickshire | GL10 3SX | DELPHI DIESEL SYSTEMS | COURTENEY ROAD |  | GILLINGHAM | MW | ME8 0RU | 1999-04-01 | 50 | 6 | At all times | MOTNEY HILL WTW |  | Sulphate as S04 | - | 500 | mg/l | 8.1 | Engineering (High risk) | Kent West | Machining, heat treatment, assembly and test of Powertrain components | Manufacture of Powertrain components | Consent | DIRECT TO WTW
10311 | 4 | Tier 2 Consent | Phinia Delphi UK Ltd | Brunel Way | Stroudwater Business Park | Stonehouse | Gloucestershire | Warwickshire | GL10 3SX | DELPHI DIESEL SYSTEMS | COURTENEY ROAD |  | GILLINGHAM | MW | ME8 0RU | 1999-04-01 | 50 | 6 | At all times | MOTNEY HILL WTW |  | Zinc Total mg/l | - | 1 | ug/l | 8.1 | Engineering (High risk) | Kent West | Machining, heat treatment, assembly and test of Powertrain components | Manufacture of Powertrain components | Consent | DIRECT TO WTW
10316 | 4 | Tier 1 Consent | The Medway NHS Trust | District Laundry Medway Hosp. | Windmill Rd |  | Gillingham | Kent | ME7 5NY | MEDWAY MARITIME HOSPITAL | WINDMILL ROAD | - | GILLINGHAM | KE | ME7 5NY | 1999-04-01 | 70 | 3 | At all times | MOTNEY HILL WTW | Windmill Road, Gillingham | Chemical Oxygen Demand Shaken as 0 | - | 6000 | mg/l | 15.1 | Laundering (Large-scale) | Kent West | Waste water arising from the operation of a laundry | Pre Market Reform | Consent | -
10316 | 4 | Tier 1 Consent | The Medway NHS Trust | District Laundry Medway Hosp. | Windmill Rd |  | Gillingham | Kent | ME7 5NY | MEDWAY MARITIME HOSPITAL | WINDMILL ROAD | - | GILLINGHAM | KE | ME7 5NY | 1999-04-01 | 70 | 3 | At all times | MOTNEY HILL WTW | Windmill Road, Gillingham | pH | 5 | 11 | pH Units | 15.1 | Laundering (Large-scale) | Kent West | Waste water arising from the operation of a laundry | Pre Market Reform | Consent | -
10316 | 4 | Tier 1 Consent | The Medway NHS Trust | District Laundry Medway Hosp. | Windmill Rd |  | Gillingham | Kent | ME7 5NY | MEDWAY MARITIME HOSPITAL | WINDMILL ROAD | - | GILLINGHAM | KE | ME7 5NY | 1999-04-01 | 70 | 3 | At all times | MOTNEY HILL WTW | Windmill Road, Gillingham | Solids Suspended 105 Degrees C | - | 500 | mg/l | 15.1 | Laundering (Large-scale) | Kent West | Waste water arising from the operation of a laundry | Pre Market Reform | Consent | -
10317 | 3 | Tier 1 Consent | Gravesham Community Leisure Limited | Cygnet Leisure Pool & Hall | Hall Road | Northfleet | Gravesend | Kent | DA11 8BU | NORTHFLEET SPORTS & YOUTH CENTRE | HALL ROAD | - | GRAVESEND | KE | DA11 8AJ | 1999-04-01 | 50 | 41.7 | At all times | NORTHFLEET WTW | Colyer Road | Biochemical Oxygen Demand 5 day+ATU as 0 | - | 400 | mg/l | 32.1 | Leisure facilities | Kent West | Chlorinated pool water and backwash from filters. | Pre Market Reform | Consent | -
10317 | 3 | Tier 1 Consent | Gravesham Community Leisure Limited | Cygnet Leisure Pool & Hall | Hall Road | Northfleet | Gravesend | Kent | DA11 8BU | NORTHFLEET SPORTS & YOUTH CENTRE | HALL ROAD | - | GRAVESEND | KE | DA11 8AJ | 1999-04-01 | 50 | 41.7 | At all times | NORTHFLEET WTW | Colyer Road | Chemical Oxygen Demand Shaken as 0 | - | 1400 | mg/l | 32.1 | Leisure facilities | Kent West | Chlorinated pool water and backwash from filters. | Pre Market Reform | Consent | -
10317 | 3 | Tier 1 Consent | Gravesham Community Leisure Limited | Cygnet Leisure Pool & Hall | Hall Road | Northfleet | Gravesend | Kent | DA11 8BU | NORTHFLEET SPORTS & YOUTH CENTRE | HALL ROAD | - | GRAVESEND | KE | DA11 8AJ | 1999-04-01 | 50 | 41.7 | At all times | NORTHFLEET WTW | Colyer Road | Detergents Anionic | - | 25 | mg/l | 32.1 | Leisure facilities | Kent West | Chlorinated pool water and backwash from filters. | Pre Market Reform | Consent | -
10317 | 3 | Tier 1 Consent | Gravesham Community Leisure Limited | Cygnet Leisure Pool & Hall | Hall Road | Northfleet | Gravesend | Kent | DA11 8BU | NORTHFLEET SPORTS & YOUTH CENTRE | HALL ROAD | - | GRAVESEND | KE | DA11 8AJ | 1999-04-01 | 50 | 41.7 | At all times | NORTHFLEET WTW | Colyer Road | Detergents Cationic | - | 5 | - | 32.1 | Leisure facilities | Kent West | Chlorinated pool water and backwash from filters. | Pre Market Reform | Consent | -
10317 | 3 | Tier 1 Consent | Gravesham Community Leisure Limited | Cygnet Leisure Pool & Hall | Hall Road | Northfleet | Gravesend | Kent | DA11 8BU | NORTHFLEET SPORTS & YOUTH CENTRE | HALL ROAD | - | GRAVESEND | KE | DA11 8AJ | 1999-04-01 | 50 | 41.7 | At all times | NORTHFLEET WTW | Colyer Road | Detergents Non-Ionic | - | 10 | mg/l | 32.1 | Leisure facilities | Kent West | Chlorinated pool water and backwash from filters. | Pre Market Reform | Consent | -
10317 | 3 | Tier 1 Consent | Gravesham Community Leisure Limited | Cygnet Leisure Pool & Hall | Hall Road | Northfleet | Gravesend | Kent | DA11 8BU | NORTHFLEET SPORTS & YOUTH CENTRE | HALL ROAD | - | GRAVESEND | KE | DA11 8AJ | 1999-04-01 | 50 | 41.7 | At all times | NORTHFLEET WTW | Colyer Road | Iron Total | - | 10 | ug/l | 32.1 | Leisure facilities | Kent West | Chlorinated pool water and backwash from filters. | Pre Market Reform | Consent | -
10317 | 3 | Tier 1 Consent | Gravesham Community Leisure Limited | Cygnet Leisure Pool & Hall | Hall Road | Northfleet | Gravesend | Kent | DA11 8BU | NORTHFLEET SPORTS & YOUTH CENTRE | HALL ROAD | - | GRAVESEND | KE | DA11 8AJ | 1999-04-01 | 50 | 41.7 | At all times | NORTHFLEET WTW | Colyer Road | Oil and Grease | - | 100 | mg/l | 32.1 | Leisure facilities | Kent West | Chlorinated pool water and backwash from filters. | Pre Market Reform | Consent | -
10317 | 3 | Tier 1 Consent | Gravesham Community Leisure Limited | Cygnet Leisure Pool & Hall | Hall Road | Northfleet | Gravesend | Kent | DA11 8BU | NORTHFLEET SPORTS & YOUTH CENTRE | HALL ROAD | - | GRAVESEND | KE | DA11 8AJ | 1999-04-01 | 50 | 41.7 | At all times | NORTHFLEET WTW | Colyer Road | pH | 5 | 10 | pH Units | 32.1 | Leisure facilities | Kent West | Chlorinated pool water and backwash from filters. | Pre Market Reform | Consent | -
10317 | 3 | Tier 1 Consent | Gravesham Community Leisure Limited | Cygnet Leisure Pool & Hall | Hall Road | Northfleet | Gravesend | Kent | DA11 8BU | NORTHFLEET SPORTS & YOUTH CENTRE | HALL ROAD | - | GRAVESEND | KE | DA11 8AJ | 1999-04-01 | 50 | 41.7 | At all times | NORTHFLEET WTW | Colyer Road | Phenols Total | - | 1 | ug/l | 32.1 | Leisure facilities | Kent West | Chlorinated pool water and backwash from filters. | Pre Market Reform | Consent | -
10317 | 3 | Tier 1 Consent | Gravesham Community Leisure Limited | Cygnet Leisure Pool & Hall | Hall Road | Northfleet | Gravesend | Kent | DA11 8BU | NORTHFLEET SPORTS & YOUTH CENTRE | HALL ROAD | - | GRAVESEND | KE | DA11 8AJ | 1999-04-01 | 50 | 41.7 | At all times | NORTHFLEET WTW | Colyer Road | Solids Suspended 105 Degrees C | - | 400 | mg/l | 32.1 | Leisure facilities | Kent West | Chlorinated pool water and backwash from filters. | Pre Market Reform | Consent | -
10317 | 3 | Tier 1 Consent | Gravesham Community Leisure Limited | Cygnet Leisure Pool & Hall | Hall Road | Northfleet | Gravesend | Kent | DA11 8BU | NORTHFLEET SPORTS & YOUTH CENTRE | HALL ROAD | - | GRAVESEND | KE | DA11 8AJ | 1999-04-01 | 50 | 41.7 | At all times | NORTHFLEET WTW | Colyer Road | Sulphate as S04 | - | 500 | mg/l | 32.1 | Leisure facilities | Kent West | Chlorinated pool water and backwash from filters. | Pre Market Reform | Consent | -
10324 | 4 | Tier 2 Consent | H M Prison | Maidstone,Eastchurch & E`ley |  |  |  | Kent |  | HM PRISON STANDFORD HILL | EASTCHURCH | - | SHEERNESS | KE | ME12 4AA | 1999-04-01 | 74 | 2.6 | At all times | EASTCHURCH WTW | Church Road | Biochemical Oxygen Demand 5 day+ATU as 0 | - | 800 | mg/l | 15.1 | Laundering (Large-scale) | Kent West | Clothing and bedding are collected from different prisons around Kent and brought to the laundry located at HMP Elmley in Sheerness. | Prison | Consent | DIRECT TO WTW
10324 | 4 | Tier 2 Consent | H M Prison | Maidstone,Eastchurch & E`ley |  |  |  | Kent |  | HM PRISON STANDFORD HILL | EASTCHURCH | - | SHEERNESS | KE | ME12 4AA | 1999-04-01 | 74 | 2.6 | At all times | EASTCHURCH WTW | Church Road | Chemical Oxygen Demand Shaken as 0 | - | 2000 | mg/l | 15.1 | Laundering (Large-scale) | Kent West | Clothing and bedding are collected from different prisons around Kent and brought to the laundry located at HMP Elmley in Sheerness. | Prison | Consent | DIRECT TO WTW
10324 | 4 | Tier 2 Consent | H M Prison | Maidstone,Eastchurch & E`ley |  |  |  | Kent |  | HM PRISON STANDFORD HILL | EASTCHURCH | - | SHEERNESS | KE | ME12 4AA | 1999-04-01 | 74 | 2.6 | At all times | EASTCHURCH WTW | Church Road | Detergents Anionic | - | 200 | mg/l | 15.1 | Laundering (Large-scale) | Kent West | Clothing and bedding are collected from different prisons around Kent and brought to the laundry located at HMP Elmley in Sheerness. | Prison | Consent | DIRECT TO WTW
10324 | 4 | Tier 2 Consent | H M Prison | Maidstone,Eastchurch & E`ley |  |  |  | Kent |  | HM PRISON STANDFORD HILL | EASTCHURCH | - | SHEERNESS | KE | ME12 4AA | 1999-04-01 | 74 | 2.6 | At all times | EASTCHURCH WTW | Church Road | Oil and Grease | - | 400 | mg/l | 15.1 | Laundering (Large-scale) | Kent West | Clothing and bedding are collected from different prisons around Kent and brought to the laundry located at HMP Elmley in Sheerness. | Prison | Consent | DIRECT TO WTW
10324 | 4 | Tier 2 Consent | H M Prison | Maidstone,Eastchurch & E`ley |  |  |  | Kent |  | HM PRISON STANDFORD HILL | EASTCHURCH | - | SHEERNESS | KE | ME12 4AA | 1999-04-01 | 74 | 2.6 | At all times | EASTCHURCH WTW | Church Road | pH | 6 | 11 | pH Units | 15.1 | Laundering (Large-scale) | Kent West | Clothing and bedding are collected from different prisons around Kent and brought to the laundry located at HMP Elmley in Sheerness. | Prison | Consent | DIRECT TO WTW
10324 | 4 | Tier 2 Consent | H M Prison | Maidstone,Eastchurch & E`ley |  |  |  | Kent |  | HM PRISON STANDFORD HILL | EASTCHURCH | - | SHEERNESS | KE | ME12 4AA | 1999-04-01 | 74 | 2.6 | At all times | EASTCHURCH WTW | Church Road | Solids Suspended 105 Degrees C | - | 400 | mg/l | 15.1 | Laundering (Large-scale) | Kent West | Clothing and bedding are collected from different prisons around Kent and brought to the laundry located at HMP Elmley in Sheerness. | Prison | Consent | DIRECT TO WTW
10324 | 4 | Tier 2 Consent | H M Prison | Maidstone,Eastchurch & E`ley |  |  |  | Kent |  | HM PRISON STANDFORD HILL | EASTCHURCH | - | SHEERNESS | KE | ME12 4AA | 1999-04-01 | 74 | 2.6 | At all times | EASTCHURCH WTW | Church Road | Sulphate as S04 | - | 1000 | mg/l | 15.1 | Laundering (Large-scale) | Kent West | Clothing and bedding are collected from different prisons around Kent and brought to the laundry located at HMP Elmley in Sheerness. | Prison | Consent | DIRECT TO WTW
10326 | 4 | Tier 2 Consent | Bennett Opie,Limited |  | Chalkwell Road |  | Sittingbourne | Kent | ME10 2LE | BENNETT OPIE LTD | CHALKWELL ROAD | - | SITTINGBOURNE | KE | ME10 2LE | 1999-04-01 | 100 | 3.3 | At all times | SITTINGBOURNE WTW | Watsons Hill/ Periwinkle Close | 3-perfluoropentyl propanoic acid (5:3 FTCA) | 1 | 100 | ng/l | 9.1 | Food/drink processing - high sugar/prepared meals | Kent West | Cleaning of food equipment, environmental cleaning (walls and floors), disposal of brines originating from raw material. | Food manufacturing | Consent | -
10326 | 4 | Tier 2 Consent | Bennett Opie,Limited |  | Chalkwell Road |  | Sittingbourne | Kent | ME10 2LE | BENNETT OPIE LTD | CHALKWELL ROAD | - | SITTINGBOURNE | KE | ME10 2LE | 1999-04-01 | 100 | 3.3 | At all times | SITTINGBOURNE WTW | Watsons Hill/ Periwinkle Close | 6:2 Fluorotelomer sulfonic acid (2H,2H,3H,3H-Perfluorooctanoic acid) | 10 | 1000 | ng/l | 9.1 | Food/drink processing - high sugar/prepared meals | Kent West | Cleaning of food equipment, environmental cleaning (walls and floors), disposal of brines originating from raw material. | Food manufacturing | Consent | -
10326 | 4 | Tier 2 Consent | Bennett Opie,Limited |  | Chalkwell Road |  | Sittingbourne | Kent | ME10 2LE | BENNETT OPIE LTD | CHALKWELL ROAD | - | SITTINGBOURNE | KE | ME10 2LE | 1999-04-01 | 100 | 3.3 | At all times | SITTINGBOURNE WTW | Watsons Hill/ Periwinkle Close | Chemical Oxygen Demand Shaken as 0 | - | 12000 | mg/l | 9.1 | Food/drink processing - high sugar/prepared meals | Kent West | Cleaning of food equipment, environmental cleaning (walls and floors), disposal of brines originating from raw material. | Food manufacturing | Consent | -
10326 | 4 | Tier 2 Consent | Bennett Opie,Limited |  | Chalkwell Road |  | Sittingbourne | Kent | ME10 2LE | BENNETT OPIE LTD | CHALKWELL ROAD | - | SITTINGBOURNE | KE | ME10 2LE | 1999-04-01 | 100 | 3.3 | At all times | SITTINGBOURNE WTW | Watsons Hill/ Periwinkle Close | pH | 6 | 10 | pH Units | 9.1 | Food/drink processing - high sugar/prepared meals | Kent West | Cleaning of food equipment, environmental cleaning (walls and floors), disposal of brines originating from raw material. | Food manufacturing | Consent | -
10326 | 4 | Tier 2 Consent | Bennett Opie,Limited |  | Chalkwell Road |  | Sittingbourne | Kent | ME10 2LE | BENNETT OPIE LTD | CHALKWELL ROAD | - | SITTINGBOURNE | KE | ME10 2LE | 1999-04-01 | 100 | 3.3 | At all times | SITTINGBOURNE WTW | Watsons Hill/ Periwinkle Close | Solids Suspended 105 Degrees C | - | 1000 | mg/l | 9.1 | Food/drink processing - high sugar/prepared meals | Kent West | Cleaning of food equipment, environmental cleaning (walls and floors), disposal of brines originating from raw material. | Food manufacturing | Consent | -
10328 | 2 | Tier 1 Consent | The Swallows Leisure Centre | - | Central Avenue | - | Sittingbourne | Kent | ME10 4NT | SWALLOW LEISURE CENTRE | CENTRAL AVENUE |  | SITTINGBOURNE | KE | ME10 4NT | 1999-04-01 | 40 | 5 | At all times | SITTINGBOURNE WTW | n/a | Biochemical Oxygen Demand 5 day+ATU as 0 | - | 400 | mg/l | 32.1 | Leisure facilities | Kent West | Pre Market Reform | Pre Market Reform | Consent | CROWN QUAY LANE SITTINGBOURNE WPS
10328 | 2 | Tier 1 Consent | The Swallows Leisure Centre | - | Central Avenue | - | Sittingbourne | Kent | ME10 4NT | SWALLOW LEISURE CENTRE | CENTRAL AVENUE |  | SITTINGBOURNE | KE | ME10 4NT | 1999-04-01 | 40 | 5 | At all times | SITTINGBOURNE WTW | n/a | Chemical Oxygen Demand Shaken as 0 | - | 1200 | mg/l | 32.1 | Leisure facilities | Kent West | Pre Market Reform | Pre Market Reform | Consent | CROWN QUAY LANE SITTINGBOURNE WPS
10328 | 2 | Tier 1 Consent | The Swallows Leisure Centre | - | Central Avenue | - | Sittingbourne | Kent | ME10 4NT | SWALLOW LEISURE CENTRE | CENTRAL AVENUE |  | SITTINGBOURNE | KE | ME10 4NT | 1999-04-01 | 40 | 5 | At all times | SITTINGBOURNE WTW | n/a | Detergents Anionic | - | 25 | mg/l | 32.1 | Leisure facilities | Kent West | Pre Market Reform | Pre Market Reform | Consent | CROWN QUAY LANE SITTINGBOURNE WPS
10328 | 2 | Tier 1 Consent | The Swallows Leisure Centre | - | Central Avenue | - | Sittingbourne | Kent | ME10 4NT | SWALLOW LEISURE CENTRE | CENTRAL AVENUE |  | SITTINGBOURNE | KE | ME10 4NT | 1999-04-01 | 40 | 5 | At all times | SITTINGBOURNE WTW | n/a | Oil and Grease | - | 200 | mg/l | 32.1 | Leisure facilities | Kent West | Pre Market Reform | Pre Market Reform | Consent | CROWN QUAY LANE SITTINGBOURNE WPS
10328 | 2 | Tier 1 Consent | The Swallows Leisure Centre | - | Central Avenue | - | Sittingbourne | Kent | ME10 4NT | SWALLOW LEISURE CENTRE | CENTRAL AVENUE |  | SITTINGBOURNE | KE | ME10 4NT | 1999-04-01 | 40 | 5 | At all times | SITTINGBOURNE WTW | n/a | pH | 5 | 10 | pH Units | 32.1 | Leisure facilities | Kent West | Pre Market Reform | Pre Market Reform | Consent | CROWN QUAY LANE SITTINGBOURNE WPS
10328 | 2 | Tier 1 Consent | The Swallows Leisure Centre | - | Central Avenue | - | Sittingbourne | Kent | ME10 4NT | SWALLOW LEISURE CENTRE | CENTRAL AVENUE |  | SITTINGBOURNE | KE | ME10 4NT | 1999-04-01 | 40 | 5 | At all times | SITTINGBOURNE WTW | n/a | Solids Suspended 105 Degrees C | - | 400 | mg/l | 32.1 | Leisure facilities | Kent West | Pre Market Reform | Pre Market Reform | Consent | CROWN QUAY LANE SITTINGBOURNE WPS
10328 | 2 | Tier 1 Consent | The Swallows Leisure Centre | - | Central Avenue | - | Sittingbourne | Kent | ME10 4NT | SWALLOW LEISURE CENTRE | CENTRAL AVENUE |  | SITTINGBOURNE | KE | ME10 4NT | 1999-04-01 | 40 | 5 | At all times | SITTINGBOURNE WTW | n/a | Sulphate as S04 | - | 500 | mg/l | 32.1 | Leisure facilities | Kent West | Pre Market Reform | Pre Market Reform | Consent | CROWN QUAY LANE SITTINGBOURNE WPS
10329 | 2 | Tier 1 Consent | Maidstone Leisure Trust Limited | - | Mote Park | - | Maidstone | Kent | ME15 7RN | MAIDSTONE LEISURE CENTRE | WILLOW WAY |  | MAIDSTONE | KE | ME15 7RN | 1999-04-01 | 34 | 36 | At all times | AYLESFORD WTW | Willow Way | Chemical Oxygen Demand Shaken as 0 | - | 1400 | mg/l | 32.1 | Leisure facilities | Kent West | Commercial Swimming Pools process | Pre Market Reform | Consent | COLLEGE AVENUE MAIDSTONE WPS
10329 | 2 | Tier 1 Consent | Maidstone Leisure Trust Limited | - | Mote Park | - | Maidstone | Kent | ME15 7RN | MAIDSTONE LEISURE CENTRE | WILLOW WAY |  | MAIDSTONE | KE | ME15 7RN | 1999-04-01 | 34 | 36 | At all times | AYLESFORD WTW | Willow Way | pH | 6 | 10 | pH Units | 32.1 | Leisure facilities | Kent West | Commercial Swimming Pools process | Pre Market Reform | Consent | COLLEGE AVENUE MAIDSTONE WPS
10329 | 2 | Tier 1 Consent | Maidstone Leisure Trust Limited | - | Mote Park | - | Maidstone | Kent | ME15 7RN | MAIDSTONE LEISURE CENTRE | WILLOW WAY |  | MAIDSTONE | KE | ME15 7RN | 1999-04-01 | 34 | 36 | At all times | AYLESFORD WTW | Willow Way | Solids Suspended 105 Degrees C | - | 400 | mg/l | 32.1 | Leisure facilities | Kent West | Commercial Swimming Pools process | Pre Market Reform | Consent | COLLEGE AVENUE MAIDSTONE WPS
10333 | 6 | Tier 1 Consent | Cleansing Service Group Limited | Fusion 3 | 1200 Parkway | Whiteley | Fareham | Hampshire | PO15 7AD | CLEANSING SERVICE GROUP LTD | MILLS ROAD | - | AYLESFORD | KE | ME20 7NA | 1999-04-01 | 340 | 6 | At all times | AYLESFORD WTW | Mills Road | Chemical Oxygen Demand Shaken as 0 | - | 5000 | mg/l | 37.4 | Liquid waste reception/oil recovery | Kent West | Physico-chemical treatment of industrial and commercial waste to enable recovery and disposal | Waste treatment to enable recovery | Consent | QUARRY WOOD INDUSTRIAL ESTATE AYLESFORD WPS
10333 | 6 | Tier 1 Consent | Cleansing Service Group Limited | Fusion 3 | 1200 Parkway | Whiteley | Fareham | Hampshire | PO15 7AD | CLEANSING SERVICE GROUP LTD | MILLS ROAD | - | AYLESFORD | KE | ME20 7NA | 1999-04-01 | 340 | 6 | At all times | AYLESFORD WTW | Mills Road | Chromium Total mg/l | - | 0.5 | ug/l | 37.4 | Liquid waste reception/oil recovery | Kent West | Physico-chemical treatment of industrial and commercial waste to enable recovery and disposal | Waste treatment to enable recovery | Consent | QUARRY WOOD INDUSTRIAL ESTATE AYLESFORD WPS
10333 | 6 | Tier 1 Consent | Cleansing Service Group Limited | Fusion 3 | 1200 Parkway | Whiteley | Fareham | Hampshire | PO15 7AD | CLEANSING SERVICE GROUP LTD | MILLS ROAD | - | AYLESFORD | KE | ME20 7NA | 1999-04-01 | 340 | 6 | At all times | AYLESFORD WTW | Mills Road | Copper Total | - | 0.6 | ug/l | 37.4 | Liquid waste reception/oil recovery | Kent West | Physico-chemical treatment of industrial and commercial waste to enable recovery and disposal | Waste treatment to enable recovery | Consent | QUARRY WOOD INDUSTRIAL ESTATE AYLESFORD WPS
10333 | 6 | Tier 1 Consent | Cleansing Service Group Limited | Fusion 3 | 1200 Parkway | Whiteley | Fareham | Hampshire | PO15 7AD | CLEANSING SERVICE GROUP LTD | MILLS ROAD | - | AYLESFORD | KE | ME20 7NA | 1999-04-01 | 340 | 6 | At all times | AYLESFORD WTW | Mills Road | Iron Total | - | 30 | ug/l | 37.4 | Liquid waste reception/oil recovery | Kent West | Physico-chemical treatment of industrial and commercial waste to enable recovery and disposal | Waste treatment to enable recovery | Consent | QUARRY WOOD INDUSTRIAL ESTATE AYLESFORD WPS
10333 | 6 | Tier 1 Consent | Cleansing Service Group Limited | Fusion 3 | 1200 Parkway | Whiteley | Fareham | Hampshire | PO15 7AD | CLEANSING SERVICE GROUP LTD | MILLS ROAD | - | AYLESFORD | KE | ME20 7NA | 1999-04-01 | 340 | 6 | At all times | AYLESFORD WTW | Mills Road | Lead Total | - | 0.5 | ug/l | 37.4 | Liquid waste reception/oil recovery | Kent West | Physico-chemical treatment of industrial and commercial waste to enable recovery and disposal | Waste treatment to enable recovery | Consent | QUARRY WOOD INDUSTRIAL ESTATE AYLESFORD WPS
10333 | 6 | Tier 1 Consent | Cleansing Service Group Limited | Fusion 3 | 1200 Parkway | Whiteley | Fareham | Hampshire | PO15 7AD | CLEANSING SERVICE GROUP LTD | MILLS ROAD | - | AYLESFORD | KE | ME20 7NA | 1999-04-01 | 340 | 6 | At all times | AYLESFORD WTW | Mills Road | Nickel Total | - | 0.5 | ug/l | 37.4 | Liquid waste reception/oil recovery | Kent West | Physico-chemical treatment of industrial and commercial waste to enable recovery and disposal | Waste treatment to enable recovery | Consent | QUARRY WOOD INDUSTRIAL ESTATE AYLESFORD WPS
10333 | 6 | Tier 1 Consent | Cleansing Service Group Limited | Fusion 3 | 1200 Parkway | Whiteley | Fareham | Hampshire | PO15 7AD | CLEANSING SERVICE GROUP LTD | MILLS ROAD | - | AYLESFORD | KE | ME20 7NA | 1999-04-01 | 340 | 6 | At all times | AYLESFORD WTW | Mills Road | Nitrogen Ammoniacal as N | - | 100 | mg/l | 37.4 | Liquid waste reception/oil recovery | Kent West | Physico-chemical treatment of industrial and commercial waste to enable recovery and disposal | Waste treatment to enable recovery | Consent | QUARRY WOOD INDUSTRIAL ESTATE AYLESFORD WPS
10333 | 6 | Tier 1 Consent | Cleansing Service Group Limited | Fusion 3 | 1200 Parkway | Whiteley | Fareham | Hampshire | PO15 7AD | CLEANSING SERVICE GROUP LTD | MILLS ROAD | - | AYLESFORD | KE | ME20 7NA | 1999-04-01 | 340 | 6 | At all times | AYLESFORD WTW | Mills Road | Oil and Grease | - | 100 | mg/l | 37.4 | Liquid waste reception/oil recovery | Kent West | Physico-chemical treatment of industrial and commercial waste to enable recovery and disposal | Waste treatment to enable recovery | Consent | QUARRY WOOD INDUSTRIAL ESTATE AYLESFORD WPS
10333 | 6 | Tier 1 Consent | Cleansing Service Group Limited | Fusion 3 | 1200 Parkway | Whiteley | Fareham | Hampshire | PO15 7AD | CLEANSING SERVICE GROUP LTD | MILLS ROAD | - | AYLESFORD | KE | ME20 7NA | 1999-04-01 | 340 | 6 | At all times | AYLESFORD WTW | Mills Road | pH | 6 | 10 | pH Units | 37.4 | Liquid waste reception/oil recovery | Kent West | Physico-chemical treatment of industrial and commercial waste to enable recovery and disposal | Waste treatment to enable recovery | Consent | QUARRY WOOD INDUSTRIAL ESTATE AYLESFORD WPS
10333 | 6 | Tier 1 Consent | Cleansing Service Group Limited | Fusion 3 | 1200 Parkway | Whiteley | Fareham | Hampshire | PO15 7AD | CLEANSING SERVICE GROUP LTD | MILLS ROAD | - | AYLESFORD | KE | ME20 7NA | 1999-04-01 | 340 | 6 | At all times | AYLESFORD WTW | Mills Road | Solids Suspended 105 Degrees C | - | 1000 | mg/l | 37.4 | Liquid waste reception/oil recovery | Kent West | Physico-chemical treatment of industrial and commercial waste to enable recovery and disposal | Waste treatment to enable recovery | Consent | QUARRY WOOD INDUSTRIAL ESTATE AYLESFORD WPS
10333 | 6 | Tier 1 Consent | Cleansing Service Group Limited | Fusion 3 | 1200 Parkway | Whiteley | Fareham | Hampshire | PO15 7AD | CLEANSING SERVICE GROUP LTD | MILLS ROAD | - | AYLESFORD | KE | ME20 7NA | 1999-04-01 | 340 | 6 | At all times | AYLESFORD WTW | Mills Road | Sulphate as S04 | - | 1000 | mg/l | 37.4 | Liquid waste reception/oil recovery | Kent West | Physico-chemical treatment of industrial and commercial waste to enable recovery and disposal | Waste treatment to enable recovery | Consent | QUARRY WOOD INDUSTRIAL ESTATE AYLESFORD WPS
10333 | 6 | Tier 1 Consent | Cleansing Service Group Limited | Fusion 3 | 1200 Parkway | Whiteley | Fareham | Hampshire | PO15 7AD | CLEANSING SERVICE GROUP LTD | MILLS ROAD | - | AYLESFORD | KE | ME20 7NA | 1999-04-01 | 340 | 6 | At all times | AYLESFORD WTW | Mills Road | Sulphide as S | - | 1 | mg/l | 37.4 | Liquid waste reception/oil recovery | Kent West | Physico-chemical treatment of industrial and commercial waste to enable recovery and disposal | Waste treatment to enable recovery | Consent | QUARRY WOOD INDUSTRIAL ESTATE AYLESFORD WPS
10333 | 6 | Tier 1 Consent | Cleansing Service Group Limited | Fusion 3 | 1200 Parkway | Whiteley | Fareham | Hampshire | PO15 7AD | CLEANSING SERVICE GROUP LTD | MILLS ROAD | - | AYLESFORD | KE | ME20 7NA | 1999-04-01 | 340 | 6 | At all times | AYLESFORD WTW | Mills Road | Zinc Total mg/l | - | 1.7 | ug/l | 37.4 | Liquid waste reception/oil recovery | Kent West | Physico-chemical treatment of industrial and commercial waste to enable recovery and disposal | Waste treatment to enable recovery | Consent | QUARRY WOOD INDUSTRIAL ESTATE AYLESFORD WPS
10336 | 2 | Tier 1 Consent | Tonbridge & Malling Leisure Trust | - | 1-5 Martin Square | Larkfield | Aylesford | Kent | ME20 6LQ | LARKFIELD LEISURE CENTRE | NEW HYTHE LANE |  | AYLESFORD | KE | ME20 6RH | 1999-04-01 | 16 | 7.58 | At all times | HAM HILL WTW | n/a | Chemical Oxygen Demand Shaken as 0 | - | 1400 | mg/l | 32.1 | Leisure facilities | Kent West | Commercial Swimming Pools process | Pre Market Reform | Consent | NEW HYTHE LANE LARKFIELD WPS
10336 | 2 | Tier 1 Consent | Tonbridge & Malling Leisure Trust | - | 1-5 Martin Square | Larkfield | Aylesford | Kent | ME20 6LQ | LARKFIELD LEISURE CENTRE | NEW HYTHE LANE |  | AYLESFORD | KE | ME20 6RH | 1999-04-01 | 16 | 7.58 | At all times | HAM HILL WTW | n/a | pH | 6 | 10 | pH Units | 32.1 | Leisure facilities | Kent West | Commercial Swimming Pools process | Pre Market Reform | Consent | NEW HYTHE LANE LARKFIELD WPS
10336 | 2 | Tier 1 Consent | Tonbridge & Malling Leisure Trust | - | 1-5 Martin Square | Larkfield | Aylesford | Kent | ME20 6LQ | LARKFIELD LEISURE CENTRE | NEW HYTHE LANE |  | AYLESFORD | KE | ME20 6RH | 1999-04-01 | 16 | 7.58 | At all times | HAM HILL WTW | n/a | Solids Suspended 105 Degrees C | - | 400 | mg/l | 32.1 | Leisure facilities | Kent West | Commercial Swimming Pools process | Pre Market Reform | Consent | NEW HYTHE LANE LARKFIELD WPS
10346 | 2 | Tier 1 Consent | Fusion Lifestyle | Minerva House | 5 Montague Close | - | London | - | SE1 9BB | SWIMMING POOL | ST JOHNS ROAD |  | TUNBRIDGE WELLS | KE | TN4 9TX | 1999-04-01 | 50 | 10 | At all times | TUNBRIDGE WELLS NORTH WTW | St. John's Road | Chemical Oxygen Demand Shaken as 0 | - | 800 | mg/l | 32.1 | Leisure facilities | Sussex East | Commercial Swimming pools process | Pre Market Reform | Consent | -
10346 | 2 | Tier 1 Consent | Fusion Lifestyle | Minerva House | 5 Montague Close | - | London | - | SE1 9BB | SWIMMING POOL | ST JOHNS ROAD |  | TUNBRIDGE WELLS | KE | TN4 9TX | 1999-04-01 | 50 | 10 | At all times | TUNBRIDGE WELLS NORTH WTW | St. John's Road | pH | 6 | 10 | pH Units | 32.1 | Leisure facilities | Sussex East | Commercial Swimming pools process | Pre Market Reform | Consent | -
10346 | 2 | Tier 1 Consent | Fusion Lifestyle | Minerva House | 5 Montague Close | - | London | - | SE1 9BB | SWIMMING POOL | ST JOHNS ROAD |  | TUNBRIDGE WELLS | KE | TN4 9TX | 1999-04-01 | 50 | 10 | At all times | TUNBRIDGE WELLS NORTH WTW | St. John's Road | Solids Suspended 105 Degrees C | - | 400 | mg/l | 32.1 | Leisure facilities | Sussex East | Commercial Swimming pools process | Pre Market Reform | Consent | -
10347 | 5 | Tier 2 Consent | Kent County Council | Invicta House | County Hall |  | Maidstone | Kent | ME14 1XX | NORTH FARM REFUSE TIP | NORTH FARM LANE |  | TUNBRIDGE WELLS | KE | TN2 3EE | 1999-04-01 | 500 | 5.78 | At all times | TUNBRIDGE WELLS NORTH WTW | TQ60422201 | Chemical Oxygen Demand Shaken as 0 | - | 1000 | mg/l | 37.2 | Tip leachates and land remediation Closed | Sussex East | Tip Leachate process | Pre Market Reform | Consent | -
10347 | 5 | Tier 2 Consent | Kent County Council | Invicta House | County Hall |  | Maidstone | Kent | ME14 1XX | NORTH FARM REFUSE TIP | NORTH FARM LANE |  | TUNBRIDGE WELLS | KE | TN2 3EE | 1999-04-01 | 500 | 5.78 | At all times | TUNBRIDGE WELLS NORTH WTW | TQ60422201 | Chloride | - | 500 | mg/l | 37.2 | Tip leachates and land remediation Closed | Sussex East | Tip Leachate process | Pre Market Reform | Consent | -
10347 | 5 | Tier 2 Consent | Kent County Council | Invicta House | County Hall |  | Maidstone | Kent | ME14 1XX | NORTH FARM REFUSE TIP | NORTH FARM LANE |  | TUNBRIDGE WELLS | KE | TN2 3EE | 1999-04-01 | 500 | 5.78 | At all times | TUNBRIDGE WELLS NORTH WTW | TQ60422201 | Chromium Total mg/l | - | 0.17 | ug/l | 37.2 | Tip leachates and land remediation Closed | Sussex East | Tip Leachate process | Pre Market Reform | Consent | -
10347 | 5 | Tier 2 Consent | Kent County Council | Invicta House | County Hall |  | Maidstone | Kent | ME14 1XX | NORTH FARM REFUSE TIP | NORTH FARM LANE |  | TUNBRIDGE WELLS | KE | TN2 3EE | 1999-04-01 | 500 | 5.78 | At all times | TUNBRIDGE WELLS NORTH WTW | TQ60422201 | Copper Total | - | 0.28 | ug/l | 37.2 | Tip leachates and land remediation Closed | Sussex East | Tip Leachate process | Pre Market Reform | Consent | -
10347 | 5 | Tier 2 Consent | Kent County Council | Invicta House | County Hall |  | Maidstone | Kent | ME14 1XX | NORTH FARM REFUSE TIP | NORTH FARM LANE |  | TUNBRIDGE WELLS | KE | TN2 3EE | 1999-04-01 | 500 | 5.78 | At all times | TUNBRIDGE WELLS NORTH WTW | TQ60422201 | Lead Total | - | 0.18 | ug/l | 37.2 | Tip leachates and land remediation Closed | Sussex East | Tip Leachate process | Pre Market Reform | Consent | -
10347 | 5 | Tier 2 Consent | Kent County Council | Invicta House | County Hall |  | Maidstone | Kent | ME14 1XX | NORTH FARM REFUSE TIP | NORTH FARM LANE |  | TUNBRIDGE WELLS | KE | TN2 3EE | 1999-04-01 | 500 | 5.78 | At all times | TUNBRIDGE WELLS NORTH WTW | TQ60422201 | Methane Dissolved | - | 0.14 | ug/l | 37.2 | Tip leachates and land remediation Closed | Sussex East | Tip Leachate process | Pre Market Reform | Consent | -
10347 | 5 | Tier 2 Consent | Kent County Council | Invicta House | County Hall |  | Maidstone | Kent | ME14 1XX | NORTH FARM REFUSE TIP | NORTH FARM LANE |  | TUNBRIDGE WELLS | KE | TN2 3EE | 1999-04-01 | 500 | 5.78 | At all times | TUNBRIDGE WELLS NORTH WTW | TQ60422201 | Nickel Total | - | 0.23 | ug/l | 37.2 | Tip leachates and land remediation Closed | Sussex East | Tip Leachate process | Pre Market Reform | Consent | -
10347 | 5 | Tier 2 Consent | Kent County Council | Invicta House | County Hall |  | Maidstone | Kent | ME14 1XX | NORTH FARM REFUSE TIP | NORTH FARM LANE |  | TUNBRIDGE WELLS | KE | TN2 3EE | 1999-04-01 | 500 | 5.78 | At all times | TUNBRIDGE WELLS NORTH WTW | TQ60422201 | Nitrogen Ammoniacal as N | - | 170 | mg/l | 37.2 | Tip leachates and land remediation Closed | Sussex East | Tip Leachate process | Pre Market Reform | Consent | -
10347 | 5 | Tier 2 Consent | Kent County Council | Invicta House | County Hall |  | Maidstone | Kent | ME14 1XX | NORTH FARM REFUSE TIP | NORTH FARM LANE |  | TUNBRIDGE WELLS | KE | TN2 3EE | 1999-04-01 | 500 | 5.78 | At all times | TUNBRIDGE WELLS NORTH WTW | TQ60422201 | Oil and Grease | - | 200 | mg/l | 37.2 | Tip leachates and land remediation Closed | Sussex East | Tip Leachate process | Pre Market Reform | Consent | -
10347 | 5 | Tier 2 Consent | Kent County Council | Invicta House | County Hall |  | Maidstone | Kent | ME14 1XX | NORTH FARM REFUSE TIP | NORTH FARM LANE |  | TUNBRIDGE WELLS | KE | TN2 3EE | 1999-04-01 | 500 | 5.78 | At all times | TUNBRIDGE WELLS NORTH WTW | TQ60422201 | pH | 6 | 10 | pH Units | 37.2 | Tip leachates and land remediation Closed | Sussex East | Tip Leachate process | Pre Market Reform | Consent | -
10347 | 5 | Tier 2 Consent | Kent County Council | Invicta House | County Hall |  | Maidstone | Kent | ME14 1XX | NORTH FARM REFUSE TIP | NORTH FARM LANE |  | TUNBRIDGE WELLS | KE | TN2 3EE | 1999-04-01 | 500 | 5.78 | At all times | TUNBRIDGE WELLS NORTH WTW | TQ60422201 | Solids Suspended 105 Degrees C | - | 500 | mg/l | 37.2 | Tip leachates and land remediation Closed | Sussex East | Tip Leachate process | Pre Market Reform | Consent | -
10347 | 5 | Tier 2 Consent | Kent County Council | Invicta House | County Hall |  | Maidstone | Kent | ME14 1XX | NORTH FARM REFUSE TIP | NORTH FARM LANE |  | TUNBRIDGE WELLS | KE | TN2 3EE | 1999-04-01 | 500 | 5.78 | At all times | TUNBRIDGE WELLS NORTH WTW | TQ60422201 | Sulphate as S04 | - | 500 | mg/l | 37.2 | Tip leachates and land remediation Closed | Sussex East | Tip Leachate process | Pre Market Reform | Consent | -
10347 | 5 | Tier 2 Consent | Kent County Council | Invicta House | County Hall |  | Maidstone | Kent | ME14 1XX | NORTH FARM REFUSE TIP | NORTH FARM LANE |  | TUNBRIDGE WELLS | KE | TN2 3EE | 1999-04-01 | 500 | 5.78 | At all times | TUNBRIDGE WELLS NORTH WTW | TQ60422201 | Zinc Total mg/l | - | 0.4 | ug/l | 37.2 | Tip leachates and land remediation Closed | Sussex East | Tip Leachate process | Pre Market Reform | Consent | -
10352 | 3 | Tier 1 Consent | Tandridge Leisure Centre | - | Hoskins Road | - | Oxted | Surrey | RH8 9HT | TANDRIDGE LEISURE CENTRE | HOSKINS ROAD |  | OXTED | SY | RH8 9HT | 1999-04-01 | 57 | 2 | At all times | OXTED WTW | Hoskins Road | Chemical Oxygen Demand Shaken as 0 | - | 1500 | mg/l | 32.1 | Leisure facilities | Kent West | Wastewater derived from filtration of swimming pool water | Pre Market Reform | Consent | -
10352 | 3 | Tier 1 Consent | Tandridge Leisure Centre | - | Hoskins Road | - | Oxted | Surrey | RH8 9HT | TANDRIDGE LEISURE CENTRE | HOSKINS ROAD |  | OXTED | SY | RH8 9HT | 1999-04-01 | 57 | 2 | At all times | OXTED WTW | Hoskins Road | Detergents Anionic | - | 200 | mg/l | 32.1 | Leisure facilities | Kent West | Wastewater derived from filtration of swimming pool water | Pre Market Reform | Consent | -
10352 | 3 | Tier 1 Consent | Tandridge Leisure Centre | - | Hoskins Road | - | Oxted | Surrey | RH8 9HT | TANDRIDGE LEISURE CENTRE | HOSKINS ROAD |  | OXTED | SY | RH8 9HT | 1999-04-01 | 57 | 2 | At all times | OXTED WTW | Hoskins Road | Iron Total | - | 100 | ug/l | 32.1 | Leisure facilities | Kent West | Wastewater derived from filtration of swimming pool water | Pre Market Reform | Consent | -
10352 | 3 | Tier 1 Consent | Tandridge Leisure Centre | - | Hoskins Road | - | Oxted | Surrey | RH8 9HT | TANDRIDGE LEISURE CENTRE | HOSKINS ROAD |  | OXTED | SY | RH8 9HT | 1999-04-01 | 57 | 2 | At all times | OXTED WTW | Hoskins Road | Oil and Grease | - | 100 | mg/l | 32.1 | Leisure facilities | Kent West | Wastewater derived from filtration of swimming pool water | Pre Market Reform | Consent | -
10352 | 3 | Tier 1 Consent | Tandridge Leisure Centre | - | Hoskins Road | - | Oxted | Surrey | RH8 9HT | TANDRIDGE LEISURE CENTRE | HOSKINS ROAD |  | OXTED | SY | RH8 9HT | 1999-04-01 | 57 | 2 | At all times | OXTED WTW | Hoskins Road | pH | 5 | 10 | pH Units | 32.1 | Leisure facilities | Kent West | Wastewater derived from filtration of swimming pool water | Pre Market Reform | Consent | -
10352 | 3 | Tier 1 Consent | Tandridge Leisure Centre | - | Hoskins Road | - | Oxted | Surrey | RH8 9HT | TANDRIDGE LEISURE CENTRE | HOSKINS ROAD |  | OXTED | SY | RH8 9HT | 1999-04-01 | 57 | 2 | At all times | OXTED WTW | Hoskins Road | Solids Suspended 105 Degrees C | - | 400 | mg/l | 32.1 | Leisure facilities | Kent West | Wastewater derived from filtration of swimming pool water | Pre Market Reform | Consent | -
10352 | 3 | Tier 1 Consent | Tandridge Leisure Centre | - | Hoskins Road | - | Oxted | Surrey | RH8 9HT | TANDRIDGE LEISURE CENTRE | HOSKINS ROAD |  | OXTED | SY | RH8 9HT | 1999-04-01 | 57 | 2 | At all times | OXTED WTW | Hoskins Road | Sulphate as S04 | - | 1000 | mg/l | 32.1 | Leisure facilities | Kent West | Wastewater derived from filtration of swimming pool water | Pre Market Reform | Consent | -
10374 | 2 | Tier 2 Consent | University of Kent | The Registry |  |  | Canterbury | Kent | CT2 7NZ | UNIVERSITY ROAD | GILES LANE |  | CANTERBURY | KE | CT2 7PB | 1999-04-01 | 100 | 3 | At all times | CANTERBURY WTW | Giles Lane | Chemical Oxygen Demand Shaken as 0 | - | 1000 | mg/l | 38.2 | Laboratory and research activities (Low Impact) | Kent East | Various discharges from laboratories | University | Consent | -
10374 | 2 | Tier 2 Consent | University of Kent | The Registry |  |  | Canterbury | Kent | CT2 7NZ | UNIVERSITY ROAD | GILES LANE |  | CANTERBURY | KE | CT2 7PB | 1999-04-01 | 100 | 3 | At all times | CANTERBURY WTW | Giles Lane | Chromium Total mg/l | - | 0.5 | ug/l | 38.2 | Laboratory and research activities (Low Impact) | Kent East | Various discharges from laboratories | University | Consent | -
10374 | 2 | Tier 2 Consent | University of Kent | The Registry |  |  | Canterbury | Kent | CT2 7NZ | UNIVERSITY ROAD | GILES LANE |  | CANTERBURY | KE | CT2 7PB | 1999-04-01 | 100 | 3 | At all times | CANTERBURY WTW | Giles Lane | Copper Total | - | 0.7 | ug/l | 38.2 | Laboratory and research activities (Low Impact) | Kent East | Various discharges from laboratories | University | Consent | -
10374 | 2 | Tier 2 Consent | University of Kent | The Registry |  |  | Canterbury | Kent | CT2 7NZ | UNIVERSITY ROAD | GILES LANE |  | CANTERBURY | KE | CT2 7PB | 1999-04-01 | 100 | 3 | At all times | CANTERBURY WTW | Giles Lane | Iron Total | - | 5 | ug/l | 38.2 | Laboratory and research activities (Low Impact) | Kent East | Various discharges from laboratories | University | Consent | -
10374 | 2 | Tier 2 Consent | University of Kent | The Registry |  |  | Canterbury | Kent | CT2 7NZ | UNIVERSITY ROAD | GILES LANE |  | CANTERBURY | KE | CT2 7PB | 1999-04-01 | 100 | 3 | At all times | CANTERBURY WTW | Giles Lane | Lead Total | - | 0.5 | ug/l | 38.2 | Laboratory and research activities (Low Impact) | Kent East | Various discharges from laboratories | University | Consent | -
10374 | 2 | Tier 2 Consent | University of Kent | The Registry |  |  | Canterbury | Kent | CT2 7NZ | UNIVERSITY ROAD | GILES LANE |  | CANTERBURY | KE | CT2 7PB | 1999-04-01 | 100 | 3 | At all times | CANTERBURY WTW | Giles Lane | Nickel Total | - | 0.5 | ug/l | 38.2 | Laboratory and research activities (Low Impact) | Kent East | Various discharges from laboratories | University | Consent | -
10374 | 2 | Tier 2 Consent | University of Kent | The Registry |  |  | Canterbury | Kent | CT2 7NZ | UNIVERSITY ROAD | GILES LANE |  | CANTERBURY | KE | CT2 7PB | 1999-04-01 | 100 | 3 | At all times | CANTERBURY WTW | Giles Lane | Nitrogen Ammoniacal as N | - | 50 | mg/l | 38.2 | Laboratory and research activities (Low Impact) | Kent East | Various discharges from laboratories | University | Consent | -
10374 | 2 | Tier 2 Consent | University of Kent | The Registry |  |  | Canterbury | Kent | CT2 7NZ | UNIVERSITY ROAD | GILES LANE |  | CANTERBURY | KE | CT2 7PB | 1999-04-01 | 100 | 3 | At all times | CANTERBURY WTW | Giles Lane | Oil and Grease | - | 50 | mg/l | 38.2 | Laboratory and research activities (Low Impact) | Kent East | Various discharges from laboratories | University | Consent | -
10374 | 2 | Tier 2 Consent | University of Kent | The Registry |  |  | Canterbury | Kent | CT2 7NZ | UNIVERSITY ROAD | GILES LANE |  | CANTERBURY | KE | CT2 7PB | 1999-04-01 | 100 | 3 | At all times | CANTERBURY WTW | Giles Lane | pH | 6 | 10 | pH Units | 38.2 | Laboratory and research activities (Low Impact) | Kent East | Various discharges from laboratories | University | Consent | -
10374 | 2 | Tier 2 Consent | University of Kent | The Registry |  |  | Canterbury | Kent | CT2 7NZ | UNIVERSITY ROAD | GILES LANE |  | CANTERBURY | KE | CT2 7PB | 1999-04-01 | 100 | 3 | At all times | CANTERBURY WTW | Giles Lane | Phosphorus Total | - | 10 | ug/l | 38.2 | Laboratory and research activities (Low Impact) | Kent East | Various discharges from laboratories | University | Consent | -
10374 | 2 | Tier 2 Consent | University of Kent | The Registry |  |  | Canterbury | Kent | CT2 7NZ | UNIVERSITY ROAD | GILES LANE |  | CANTERBURY | KE | CT2 7PB | 1999-04-01 | 100 | 3 | At all times | CANTERBURY WTW | Giles Lane | Silver Total | - | 100 | ug/l | 38.2 | Laboratory and research activities (Low Impact) | Kent East | Various discharges from laboratories | University | Consent | -
10374 | 2 | Tier 2 Consent | University of Kent | The Registry |  |  | Canterbury | Kent | CT2 7NZ | UNIVERSITY ROAD | GILES LANE |  | CANTERBURY | KE | CT2 7PB | 1999-04-01 | 100 | 3 | At all times | CANTERBURY WTW | Giles Lane | Solids Suspended 105 Degrees C | - | 400 | mg/l | 38.2 | Laboratory and research activities (Low Impact) | Kent East | Various discharges from laboratories | University | Consent | -
10374 | 2 | Tier 2 Consent | University of Kent | The Registry |  |  | Canterbury | Kent | CT2 7NZ | UNIVERSITY ROAD | GILES LANE |  | CANTERBURY | KE | CT2 7PB | 1999-04-01 | 100 | 3 | At all times | CANTERBURY WTW | Giles Lane | Sulphate as S04 | - | 500 | mg/l | 38.2 | Laboratory and research activities (Low Impact) | Kent East | Various discharges from laboratories | University | Consent | -
10374 | 2 | Tier 2 Consent | University of Kent | The Registry |  |  | Canterbury | Kent | CT2 7NZ | UNIVERSITY ROAD | GILES LANE |  | CANTERBURY | KE | CT2 7PB | 1999-04-01 | 100 | 3 | At all times | CANTERBURY WTW | Giles Lane | Sulphide as S | - | 1 | mg/l | 38.2 | Laboratory and research activities (Low Impact) | Kent East | Various discharges from laboratories | University | Consent | -
10374 | 2 | Tier 2 Consent | University of Kent | The Registry |  |  | Canterbury | Kent | CT2 7NZ | UNIVERSITY ROAD | GILES LANE |  | CANTERBURY | KE | CT2 7PB | 1999-04-01 | 100 | 3 | At all times | CANTERBURY WTW | Giles Lane | Zinc Total mg/l | - | 3 | ug/l | 38.2 | Laboratory and research activities (Low Impact) | Kent East | Various discharges from laboratories | University | Consent | -
10376 | 1 | Tier 1 Consent | Charles River Laboratories Holdings Limited | - | Manston Road | - | Margate | Kent | CT9 4LT | CHARLES RIVER UK LTD | MANSTON ROAD | - | MARGATE | KE | CT9 4LT | 1999-04-01 | 48 | 1.6 | At all times | WEATHERLEES HILL B (MGATE &amp; BSTAIRS) WTW | R.A.F. Manston MH 510D | Biochemical Oxygen Demand 5 day+ATU as 0 | - | 400 | mg/l | 30.2 | Farming, livestock markets, horticulture and related activities | Kent East | Water arising from steam and gas sterilisation, and other activities associated with breeding animals for laboratory use. | Research models | Consent | MARGATE WPS
10376 | 1 | Tier 1 Consent | Charles River Laboratories Holdings Limited | - | Manston Road | - | Margate | Kent | CT9 4LT | CHARLES RIVER UK LTD | MANSTON ROAD | - | MARGATE | KE | CT9 4LT | 1999-04-01 | 48 | 1.6 | At all times | WEATHERLEES HILL B (MGATE &amp; BSTAIRS) WTW | R.A.F. Manston MH 510D | Chemical Oxygen Demand Shaken as 0 | - | 800 | mg/l | 30.2 | Farming, livestock markets, horticulture and related activities | Kent East | Water arising from steam and gas sterilisation, and other activities associated with breeding animals for laboratory use. | Research models | Consent | MARGATE WPS
10376 | 1 | Tier 1 Consent | Charles River Laboratories Holdings Limited | - | Manston Road | - | Margate | Kent | CT9 4LT | CHARLES RIVER UK LTD | MANSTON ROAD | - | MARGATE | KE | CT9 4LT | 1999-04-01 | 48 | 1.6 | At all times | WEATHERLEES HILL B (MGATE &amp; BSTAIRS) WTW | R.A.F. Manston MH 510D | Detergents Anionic | - | 20 | mg/l | 30.2 | Farming, livestock markets, horticulture and related activities | Kent East | Water arising from steam and gas sterilisation, and other activities associated with breeding animals for laboratory use. | Research models | Consent | MARGATE WPS
10376 | 1 | Tier 1 Consent | Charles River Laboratories Holdings Limited | - | Manston Road | - | Margate | Kent | CT9 4LT | CHARLES RIVER UK LTD | MANSTON ROAD | - | MARGATE | KE | CT9 4LT | 1999-04-01 | 48 | 1.6 | At all times | WEATHERLEES HILL B (MGATE &amp; BSTAIRS) WTW | R.A.F. Manston MH 510D | pH | 6 | 10 | pH Units | 30.2 | Farming, livestock markets, horticulture and related activities | Kent East | Water arising from steam and gas sterilisation, and other activities associated with breeding animals for laboratory use. | Research models | Consent | MARGATE WPS
10376 | 1 | Tier 1 Consent | Charles River Laboratories Holdings Limited | - | Manston Road | - | Margate | Kent | CT9 4LT | CHARLES RIVER UK LTD | MANSTON ROAD | - | MARGATE | KE | CT9 4LT | 1999-04-01 | 48 | 1.6 | At all times | WEATHERLEES HILL B (MGATE &amp; BSTAIRS) WTW | R.A.F. Manston MH 510D | Solids Suspended 105 Degrees C | - | 400 | mg/l | 30.2 | Farming, livestock markets, horticulture and related activities | Kent East | Water arising from steam and gas sterilisation, and other activities associated with breeding animals for laboratory use. | Research models | Consent | MARGATE WPS
10382 | 2 | Tier 1 Consent | Faversham Pool | - | Leslie Smith Drive | - | Faversham | Kent | ME13 8PW | FAVERSHAM SWIMMING POOL | BANK STREET | - | FAVERSHAM | KE | ME13 8PR | 1999-04-01 | 30 | 2 | At all times | FAVERSHAM WTW | n/a | Chemical Oxygen Demand Shaken as 0 | - | 800 | mg/l | 32.1 | Leisure facilities | Kent West | Commercial Swimming pools process | Pre Market Reform | Consent | EAST STREET FAVERSHAM WPS
10382 | 2 | Tier 1 Consent | Faversham Pool | - | Leslie Smith Drive | - | Faversham | Kent | ME13 8PW | FAVERSHAM SWIMMING POOL | BANK STREET | - | FAVERSHAM | KE | ME13 8PR | 1999-04-01 | 30 | 2 | At all times | FAVERSHAM WTW | n/a | pH | 6 | 10 | pH Units | 32.1 | Leisure facilities | Kent West | Commercial Swimming pools process | Pre Market Reform | Consent | EAST STREET FAVERSHAM WPS
10382 | 2 | Tier 1 Consent | Faversham Pool | - | Leslie Smith Drive | - | Faversham | Kent | ME13 8PW | FAVERSHAM SWIMMING POOL | BANK STREET | - | FAVERSHAM | KE | ME13 8PR | 1999-04-01 | 30 | 2 | At all times | FAVERSHAM WTW | n/a | Solids Suspended 105 Degrees C | - | 400 | mg/l | 32.1 | Leisure facilities | Kent West | Commercial Swimming pools process | Pre Market Reform | Consent | EAST STREET FAVERSHAM WPS
10384 | 1 | Low Risk Consent | Kite & Thomas Limited | - | London Road | Ashington | Horsham | West Sussex | RH20 3JR | ASHINGTON AUTOMOBILES | LONDON ROAD | - | PULBOROUGH | SW | RH20 3JR | 1999-05-24 | 0.35 | - | 0.1 | ASHINGTON WTW | London Road | Chemical Oxygen Demand Settled as 0 | - | 800 | mg/l | 31.2 | Vehicle and plant washing (Low Impact) | Sussex West | Pre Market Reform | Pre Market Reform | Consent | -
10384 | 1 | Low Risk Consent | Kite & Thomas Limited | - | London Road | Ashington | Horsham | West Sussex | RH20 3JR | ASHINGTON AUTOMOBILES | LONDON ROAD | - | PULBOROUGH | SW | RH20 3JR | 1999-05-24 | 0.35 | - | 0.1 | ASHINGTON WTW | London Road | Chemical Oxygen Demand Shaken as 0 | - | 800 | mg/l | 31.2 | Vehicle and plant washing (Low Impact) | Sussex West | Pre Market Reform | Pre Market Reform | Consent | -
10384 | 1 | Low Risk Consent | Kite & Thomas Limited | - | London Road | Ashington | Horsham | West Sussex | RH20 3JR | ASHINGTON AUTOMOBILES | LONDON ROAD | - | PULBOROUGH | SW | RH20 3JR | 1999-05-24 | 0.35 | - | 0.1 | ASHINGTON WTW | London Road | Nitrogen Ammoniacal as N | 0 | 35 | mg/l | 31.2 | Vehicle and plant washing (Low Impact) | Sussex West | Pre Market Reform | Pre Market Reform | Consent | -
10384 | 1 | Low Risk Consent | Kite & Thomas Limited | - | London Road | Ashington | Horsham | West Sussex | RH20 3JR | ASHINGTON AUTOMOBILES | LONDON ROAD | - | PULBOROUGH | SW | RH20 3JR | 1999-05-24 | 0.35 | - | 0.1 | ASHINGTON WTW | London Road | Solids Suspended 105 Degrees C | - | 400 | mg/l | 31.2 | Vehicle and plant washing (Low Impact) | Sussex West | Pre Market Reform | Pre Market Reform | Consent | -
10384 | 1 | Low Risk Consent | Kite & Thomas Limited | - | London Road | Ashington | Horsham | West Sussex | RH20 3JR | ASHINGTON AUTOMOBILES | LONDON ROAD | - | PULBOROUGH | SW | RH20 3JR | 1999-05-24 | 0.35 | - | 0.1 | ASHINGTON WTW | London Road | Solids Suspended 105C at pH7 | - | 400 | mg/l | 31.2 | Vehicle and plant washing (Low Impact) | Sussex West | Pre Market Reform | Pre Market Reform | Consent | -
10386 | 2 | Low Risk Consent | BT Fleet | Engineering Centre | Gloucester Road | - | Bognor Regis | West Sussex | PO21 1NT | QFR BOGNOR REGIS ATE | GLOUCESTER ROAD | - | BOGNOR REGIS | SW | PO21 1NT | 1999-12-10 | - | - | - | FORD WTW | Gloucester Road | Chemical Oxygen Demand Settled as 0 | - | 800 | mg/l | 31.2 | Vehicle and plant washing (Low Impact) | Sussex West | Pre Market Reform | Pre Market Reform | Consent | -
10386 | 2 | Low Risk Consent | BT Fleet | Engineering Centre | Gloucester Road | - | Bognor Regis | West Sussex | PO21 1NT | QFR BOGNOR REGIS ATE | GLOUCESTER ROAD | - | BOGNOR REGIS | SW | PO21 1NT | 1999-12-10 | - | - | - | FORD WTW | Gloucester Road | Chemical Oxygen Demand Shaken as 0 | - | 800 | mg/l | 31.2 | Vehicle and plant washing (Low Impact) | Sussex West | Pre Market Reform | Pre Market Reform | Consent | -
10386 | 2 | Low Risk Consent | BT Fleet | Engineering Centre | Gloucester Road | - | Bognor Regis | West Sussex | PO21 1NT | QFR BOGNOR REGIS ATE | GLOUCESTER ROAD | - | BOGNOR REGIS | SW | PO21 1NT | 1999-12-10 | - | - | - | FORD WTW | Gloucester Road | Solids Suspended 105 Degrees C | - | 400 | mg/l | 31.2 | Vehicle and plant washing (Low Impact) | Sussex West | Pre Market Reform | Pre Market Reform | Consent | -
10386 | 2 | Low Risk Consent | BT Fleet | Engineering Centre | Gloucester Road | - | Bognor Regis | West Sussex | PO21 1NT | QFR BOGNOR REGIS ATE | GLOUCESTER ROAD | - | BOGNOR REGIS | SW | PO21 1NT | 1999-12-10 | - | - | - | FORD WTW | Gloucester Road | Solids Suspended 105C at pH7 | - | 400 | mg/l | 31.2 | Vehicle and plant washing (Low Impact) | Sussex West | Pre Market Reform | Pre Market Reform | Consent | -
10501 | 1 | Low Risk Consent | Eastbourne Coach Finishers Limited | Eastbourne Coach Finishers Limited | Birch Close | - | Eastbourne | East Sussex | BN23 6PE | 5 | BIRCH CLOSE | - | EASTBOURNE | SE | BN23 6PE | 1998-08-03 | 5 | 1 | At all times | EASTBOURNE WTW | Birch Road | Chemical Oxygen Demand Shaken as 0 | - | 800 | mg/l | 31.2 | Vehicle and plant washing (Low Impact) | Sussex East | Pre Market Reform | Vehicle Washing | Consent | Pre Market Reform
10501 | 1 | Low Risk Consent | Eastbourne Coach Finishers Limited | Eastbourne Coach Finishers Limited | Birch Close | - | Eastbourne | East Sussex | BN23 6PE | 5 | BIRCH CLOSE | - | EASTBOURNE | SE | BN23 6PE | 1998-08-03 | 5 | 1 | At all times | EASTBOURNE WTW | Birch Road | Oil and Grease | - | 200 | mg/l | 31.2 | Vehicle and plant washing (Low Impact) | Sussex East | Pre Market Reform | Vehicle Washing | Consent | Pre Market Reform
10501 | 1 | Low Risk Consent | Eastbourne Coach Finishers Limited | Eastbourne Coach Finishers Limited | Birch Close | - | Eastbourne | East Sussex | BN23 6PE | 5 | BIRCH CLOSE | - | EASTBOURNE | SE | BN23 6PE | 1998-08-03 | 5 | 1 | At all times | EASTBOURNE WTW | Birch Road | pH | 6 | 10 | pH Units | 31.2 | Vehicle and plant washing (Low Impact) | Sussex East | Pre Market Reform | Vehicle Washing | Consent | Pre Market Reform
10501 | 1 | Low Risk Consent | Eastbourne Coach Finishers Limited | Eastbourne Coach Finishers Limited | Birch Close | - | Eastbourne | East Sussex | BN23 6PE | 5 | BIRCH CLOSE | - | EASTBOURNE | SE | BN23 6PE | 1998-08-03 | 5 | 1 | At all times | EASTBOURNE WTW | Birch Road | Solids Suspended 105 Degrees C | - | 400 | mg/l | 31.2 | Vehicle and plant washing (Low Impact) | Sussex East | Pre Market Reform | Vehicle Washing | Consent | Pre Market Reform
10512 | 1 | Low Risk Consent | D.B. Auto Repairs Limited | 30-34 | North Street | - | Hailsham | East Sussex | BN27 1DW | 4 | MARSHALL ROAD | - | EASTBOURNE | SE | BN22 9AT | 1994-09-13 | 5 | 1 | At any time | EASTBOURNE WTW | Marshall Road | Chemical Oxygen Demand Shaken as 0 | - | 800 | mg/l | 8.2 | Engineering (Low risk) | Sussex East | Cleaning of spray paint guns | Pre Market Reform | Consent | Pre Market Reform
10512 | 1 | Low Risk Consent | D.B. Auto Repairs Limited | 30-34 | North Street | - | Hailsham | East Sussex | BN27 1DW | 4 | MARSHALL ROAD | - | EASTBOURNE | SE | BN22 9AT | 1994-09-13 | 5 | 1 | At any time | EASTBOURNE WTW | Marshall Road | Oil and Grease | - | 200 | mg/l | 8.2 | Engineering (Low risk) | Sussex East | Cleaning of spray paint guns | Pre Market Reform | Consent | Pre Market Reform
10512 | 1 | Low Risk Consent | D.B. Auto Repairs Limited | 30-34 | North Street | - | Hailsham | East Sussex | BN27 1DW | 4 | MARSHALL ROAD | - | EASTBOURNE | SE | BN22 9AT | 1994-09-13 | 5 | 1 | At any time | EASTBOURNE WTW | Marshall Road | pH | 6 | 10 | pH Units | 8.2 | Engineering (Low risk) | Sussex East | Cleaning of spray paint guns | Pre Market Reform | Consent | Pre Market Reform
10512 | 1 | Low Risk Consent | D.B. Auto Repairs Limited | 30-34 | North Street | - | Hailsham | East Sussex | BN27 1DW | 4 | MARSHALL ROAD | - | EASTBOURNE | SE | BN22 9AT | 1994-09-13 | 5 | 1 | At any time | EASTBOURNE WTW | Marshall Road | Solids Suspended 105 Degrees C | - | 400 | mg/l | 8.2 | Engineering (Low risk) | Sussex East | Cleaning of spray paint guns | Pre Market Reform | Consent | Pre Market Reform
10516 | 1 | Low Risk Consent | East Sussex Healthcare NHS Trust | St.Anne's House | 729 The Ridge |  | St.Leonards-on-Sea | East Sussex | TN37 7PT | EASTBOURNE DISTRICT GEN HOSPITAL | KINGS DRIVE | - | EASTBOURNE | SE | BN21 2UD | 1992-03-27 | 0.5 | 0.5 | At any time | EASTBOURNE WTW | Brampton Road, Eastbourne | Chemical Oxygen Demand Shaken as 0 | - | 800 | mg/l | 38.2 | Laboratory and research activities (Low Impact) | Sussex East | Pathology | Pre Market Reform | Consent | -
10516 | 1 | Low Risk Consent | East Sussex Healthcare NHS Trust | St.Anne's House | 729 The Ridge |  | St.Leonards-on-Sea | East Sussex | TN37 7PT | EASTBOURNE DISTRICT GEN HOSPITAL | KINGS DRIVE | - | EASTBOURNE | SE | BN21 2UD | 1992-03-27 | 0.5 | 0.5 | At any time | EASTBOURNE WTW | Brampton Road, Eastbourne | pH | 6 | 10 | pH Units | 38.2 | Laboratory and research activities (Low Impact) | Sussex East | Pathology | Pre Market Reform | Consent | -
10516 | 1 | Low Risk Consent | East Sussex Healthcare NHS Trust | St.Anne's House | 729 The Ridge |  | St.Leonards-on-Sea | East Sussex | TN37 7PT | EASTBOURNE DISTRICT GEN HOSPITAL | KINGS DRIVE | - | EASTBOURNE | SE | BN21 2UD | 1992-03-27 | 0.5 | 0.5 | At any time | EASTBOURNE WTW | Brampton Road, Eastbourne | Solids Suspended 105 Degrees C | - | 400 | mg/l | 38.2 | Laboratory and research activities (Low Impact) | Sussex East | Pathology | Pre Market Reform | Consent | -
10516 | 1 | Low Risk Consent | East Sussex Healthcare NHS Trust | St.Anne's House | 729 The Ridge |  | St.Leonards-on-Sea | East Sussex | TN37 7PT | EASTBOURNE DISTRICT GEN HOSPITAL | KINGS DRIVE | - | EASTBOURNE | SE | BN21 2UD | 1992-03-27 | 0.5 | 0.5 | At any time | EASTBOURNE WTW | Brampton Road, Eastbourne | Sulphate as S04 | - | 500 | mg/l | 38.2 | Laboratory and research activities (Low Impact) | Sussex East | Pathology | Pre Market Reform | Consent | -
10518 | 2 | Low Risk Consent | East Sussex Healthcare NHS Trust | St.Anne's House | 729 The Ridge |  | St.Leonards-on-Sea | East Sussex | TN37 7PT | EASTBOURNE DISTRICT GEN HOSPITAL | KINGS DRIVE | - | EASTBOURNE | SE | BN21 2UD | 1992-03-23 | - | - | - | EASTBOURNE WTW | Brampton Road, Eastbourne | Chemical Oxygen Demand Settled as 0 | - | 800 | mg/l | 33.3 | Photographic and X-ray film processing Non COPPICE | Sussex East | Pre Market Reform | Pre Market Reform | Consent | -
10518 | 2 | Low Risk Consent | East Sussex Healthcare NHS Trust | St.Anne's House | 729 The Ridge |  | St.Leonards-on-Sea | East Sussex | TN37 7PT | EASTBOURNE DISTRICT GEN HOSPITAL | KINGS DRIVE | - | EASTBOURNE | SE | BN21 2UD | 1992-03-23 | - | - | - | EASTBOURNE WTW | Brampton Road, Eastbourne | Chemical Oxygen Demand Shaken as 0 | - | 800 | mg/l | 33.3 | Photographic and X-ray film processing Non COPPICE | Sussex East | Pre Market Reform | Pre Market Reform | Consent | -
10518 | 2 | Low Risk Consent | East Sussex Healthcare NHS Trust | St.Anne's House | 729 The Ridge |  | St.Leonards-on-Sea | East Sussex | TN37 7PT | EASTBOURNE DISTRICT GEN HOSPITAL | KINGS DRIVE | - | EASTBOURNE | SE | BN21 2UD | 1992-03-23 | - | - | - | EASTBOURNE WTW | Brampton Road, Eastbourne | Solids Suspended 105 Degrees C | - | 400 | mg/l | 33.3 | Photographic and X-ray film processing Non COPPICE | Sussex East | Pre Market Reform | Pre Market Reform | Consent | -
10518 | 2 | Low Risk Consent | East Sussex Healthcare NHS Trust | St.Anne's House | 729 The Ridge |  | St.Leonards-on-Sea | East Sussex | TN37 7PT | EASTBOURNE DISTRICT GEN HOSPITAL | KINGS DRIVE | - | EASTBOURNE | SE | BN21 2UD | 1992-03-23 | - | - | - | EASTBOURNE WTW | Brampton Road, Eastbourne | Solids Suspended 105C at pH7 | - | 400 | mg/l | 33.3 | Photographic and X-ray film processing Non COPPICE | Sussex East | Pre Market Reform | Pre Market Reform | Consent | -
10527 | 2 | Low Risk Consent | Hendy Lennox (Cosham) Ltd | - | Plot 18 Terminus Road | Terminus Ind. Estate | Chichester | West Sussex | PO19 8TX | HENDY FORD | TERMINUS ROAD |  | CHICHESTER | SW | PO19 8TX | 1998-04-02 | - | - | - | CHICHESTER WTW | - | Chemical Oxygen Demand Settled as 0 | - | 800 | mg/l | 31.3 | Vehicle and plant washing (Low Impact) | Sussex West | Pre Market Reform | Pre Market Reform | Consent | -
10527 | 2 | Low Risk Consent | Hendy Lennox (Cosham) Ltd | - | Plot 18 Terminus Road | Terminus Ind. Estate | Chichester | West Sussex | PO19 8TX | HENDY FORD | TERMINUS ROAD |  | CHICHESTER | SW | PO19 8TX | 1998-04-02 | - | - | - | CHICHESTER WTW | - | Chemical Oxygen Demand Shaken as 0 | - | 800 | mg/l | 31.3 | Vehicle and plant washing (Low Impact) | Sussex West | Pre Market Reform | Pre Market Reform | Consent | -
10527 | 2 | Low Risk Consent | Hendy Lennox (Cosham) Ltd | - | Plot 18 Terminus Road | Terminus Ind. Estate | Chichester | West Sussex | PO19 8TX | HENDY FORD | TERMINUS ROAD |  | CHICHESTER | SW | PO19 8TX | 1998-04-02 | - | - | - | CHICHESTER WTW | - | Solids Suspended 105 Degrees C | - | 400 | mg/l | 31.3 | Vehicle and plant washing (Low Impact) | Sussex West | Pre Market Reform | Pre Market Reform | Consent | -
10527 | 2 | Low Risk Consent | Hendy Lennox (Cosham) Ltd | - | Plot 18 Terminus Road | Terminus Ind. Estate | Chichester | West Sussex | PO19 8TX | HENDY FORD | TERMINUS ROAD |  | CHICHESTER | SW | PO19 8TX | 1998-04-02 | - | - | - | CHICHESTER WTW | - | Solids Suspended 105C at pH7 | - | 400 | mg/l | 31.3 | Vehicle and plant washing (Low Impact) | Sussex West | Pre Market Reform | Pre Market Reform | Consent | -
10529 | 2 | Low Risk Consent | Environment Agency | Portfield Depot | Oving Road | - | Chichester | West Sussex | - | OFFICES & DEPOT | OVING ROAD | - | CHICHESTER | SW | PO20 2AG | 1996-10-17 | - | 5 | at all times | CHICHESTER WTW | Oving Road | Chemical Oxygen Demand Settled as 0 | - | 800 | mg/l | 31.3 | Vehicle and plant washing (Low Impact) | Sussex West | Pre Market Reform | Pre Market Reform | Consent | -
10529 | 2 | Low Risk Consent | Environment Agency | Portfield Depot | Oving Road | - | Chichester | West Sussex | - | OFFICES & DEPOT | OVING ROAD | - | CHICHESTER | SW | PO20 2AG | 1996-10-17 | - | 5 | at all times | CHICHESTER WTW | Oving Road | Chemical Oxygen Demand Shaken as 0 | - | 800 | mg/l | 31.3 | Vehicle and plant washing (Low Impact) | Sussex West | Pre Market Reform | Pre Market Reform | Consent | -
10529 | 2 | Low Risk Consent | Environment Agency | Portfield Depot | Oving Road | - | Chichester | West Sussex | - | OFFICES & DEPOT | OVING ROAD | - | CHICHESTER | SW | PO20 2AG | 1996-10-17 | - | 5 | at all times | CHICHESTER WTW | Oving Road | Solids Suspended 105 Degrees C | - | 400 | mg/l | 31.3 | Vehicle and plant washing (Low Impact) | Sussex West | Pre Market Reform | Pre Market Reform | Consent | -
10529 | 2 | Low Risk Consent | Environment Agency | Portfield Depot | Oving Road | - | Chichester | West Sussex | - | OFFICES & DEPOT | OVING ROAD | - | CHICHESTER | SW | PO20 2AG | 1996-10-17 | - | 5 | at all times | CHICHESTER WTW | Oving Road | Solids Suspended 105C at pH7 | - | 400 | mg/l | 31.3 | Vehicle and plant washing (Low Impact) | Sussex West | Pre Market Reform | Pre Market Reform | Consent | -
10556 | 2 | Low Risk Consent | Lewes District Council | Lewes House | 32 High Street |  | Lewes | East Sussex | BN7 2LX | 32 LEWES HOUSE | HIGH STREET |  | LEWES | SE | BN7 2LX | 1998-05-26 | 3 | 0.2 | - | NEWHAVEN MAIN WTW | - | Chemical Oxygen Demand Settled as 0 | - | 800 | mg/l | 24.1 | Printing and related activities (High impact) | Sussex East | Pre Market Reform | Pre Market Reform | Consent | HAM LANE LEWES NEW WPS
10556 | 2 | Low Risk Consent | Lewes District Council | Lewes House | 32 High Street |  | Lewes | East Sussex | BN7 2LX | 32 LEWES HOUSE | HIGH STREET |  | LEWES | SE | BN7 2LX | 1998-05-26 | 3 | 0.2 | - | NEWHAVEN MAIN WTW | - | Chemical Oxygen Demand Shaken as 0 | - | 800 | mg/l | 24.1 | Printing and related activities (High impact) | Sussex East | Pre Market Reform | Pre Market Reform | Consent | HAM LANE LEWES NEW WPS
10556 | 2 | Low Risk Consent | Lewes District Council | Lewes House | 32 High Street |  | Lewes | East Sussex | BN7 2LX | 32 LEWES HOUSE | HIGH STREET |  | LEWES | SE | BN7 2LX | 1998-05-26 | 3 | 0.2 | - | NEWHAVEN MAIN WTW | - | Solids Suspended 105 Degrees C | - | 400 | mg/l | 24.1 | Printing and related activities (High impact) | Sussex East | Pre Market Reform | Pre Market Reform | Consent | HAM LANE LEWES NEW WPS
10556 | 2 | Low Risk Consent | Lewes District Council | Lewes House | 32 High Street |  | Lewes | East Sussex | BN7 2LX | 32 LEWES HOUSE | HIGH STREET |  | LEWES | SE | BN7 2LX | 1998-05-26 | 3 | 0.2 | - | NEWHAVEN MAIN WTW | - | Solids Suspended 105C at pH7 | - | 400 | mg/l | 24.1 | Printing and related activities (High impact) | Sussex East | Pre Market Reform | Pre Market Reform | Consent | HAM LANE LEWES NEW WPS
10558 | 3 | Low Risk Consent | Blackdown Fernhurst Ltd | The Cross | 2 Midhurst Road |  | Fernhurst | Surrey | GU27 3EE | 4 | MIDHURST ROAD | - | HASLEMERE | SY | GU27 3EE | 1995-08-30 | 4 | 1 | at all times | FERNHURST WTW | Midhurst Road | Chemical Oxygen Demand Settled as 0 | - | 800 | mg/l | 24.2 | Printing and related activities (Low impact) | Sussex West | Pre Market Reform | Pre Market Reform | Consent | -
10558 | 3 | Low Risk Consent | Blackdown Fernhurst Ltd | The Cross | 2 Midhurst Road |  | Fernhurst | Surrey | GU27 3EE | 4 | MIDHURST ROAD | - | HASLEMERE | SY | GU27 3EE | 1995-08-30 | 4 | 1 | at all times | FERNHURST WTW | Midhurst Road | Chemical Oxygen Demand Shaken as 0 | - | 800 | mg/l | 24.2 | Printing and related activities (Low impact) | Sussex West | Pre Market Reform | Pre Market Reform | Consent | -
10558 | 3 | Low Risk Consent | Blackdown Fernhurst Ltd | The Cross | 2 Midhurst Road |  | Fernhurst | Surrey | GU27 3EE | 4 | MIDHURST ROAD | - | HASLEMERE | SY | GU27 3EE | 1995-08-30 | 4 | 1 | at all times | FERNHURST WTW | Midhurst Road | Solids Suspended 105 Degrees C | - | 400 | mg/l | 24.2 | Printing and related activities (Low impact) | Sussex West | Pre Market Reform | Pre Market Reform | Consent | -
10558 | 3 | Low Risk Consent | Blackdown Fernhurst Ltd | The Cross | 2 Midhurst Road |  | Fernhurst | Surrey | GU27 3EE | 4 | MIDHURST ROAD | - | HASLEMERE | SY | GU27 3EE | 1995-08-30 | 4 | 1 | at all times | FERNHURST WTW | Midhurst Road | Solids Suspended 105C at pH7 | - | 400 | mg/l | 24.2 | Printing and related activities (Low impact) | Sussex West | Pre Market Reform | Pre Market Reform | Consent | -
10559 | 2 | Low Risk Consent | One Wheel Drive | Unit 3 | Highgate Works | Tom Tits Lane | Forest Row | East Sussex | RH18 5AT | HIGHGATE WORKS | TOMTITS LANE |  | FOREST ROW | SE | RH18 5AT | 1999-04-19 | - | - | - | FOREST ROW WTW | Tom Tits Lane | Chemical Oxygen Demand Settled as 0 | - | 800 | mg/l | 31.2 | Vehicle and plant washing (Low Impact) | Sussex West | Pre Market Reform | Pre Market Reform | Consent | -
10559 | 2 | Low Risk Consent | One Wheel Drive | Unit 3 | Highgate Works | Tom Tits Lane | Forest Row | East Sussex | RH18 5AT | HIGHGATE WORKS | TOMTITS LANE |  | FOREST ROW | SE | RH18 5AT | 1999-04-19 | - | - | - | FOREST ROW WTW | Tom Tits Lane | Chemical Oxygen Demand Shaken as 0 | - | 800 | mg/l | 31.2 | Vehicle and plant washing (Low Impact) | Sussex West | Pre Market Reform | Pre Market Reform | Consent | -
10559 | 2 | Low Risk Consent | One Wheel Drive | Unit 3 | Highgate Works | Tom Tits Lane | Forest Row | East Sussex | RH18 5AT | HIGHGATE WORKS | TOMTITS LANE |  | FOREST ROW | SE | RH18 5AT | 1999-04-19 | - | - | - | FOREST ROW WTW | Tom Tits Lane | Solids Suspended 105 Degrees C | - | 400 | mg/l | 31.2 | Vehicle and plant washing (Low Impact) | Sussex West | Pre Market Reform | Pre Market Reform | Consent | -
10559 | 2 | Low Risk Consent | One Wheel Drive | Unit 3 | Highgate Works | Tom Tits Lane | Forest Row | East Sussex | RH18 5AT | HIGHGATE WORKS | TOMTITS LANE |  | FOREST ROW | SE | RH18 5AT | 1999-04-19 | - | - | - | FOREST ROW WTW | Tom Tits Lane | Solids Suspended 105C at pH7 | - | 400 | mg/l | 31.2 | Vehicle and plant washing (Low Impact) | Sussex West | Pre Market Reform | Pre Market Reform | Consent | -
10585 | 1 | Low Risk Consent | Instrument Technology Ltd | - | Menzies Road | Ponswood Industrial Est. | St Leonards on Sea | East Sussex | TN38 9BB | INSTRUMENT TECHNOLOGY LTD | MENZIES ROAD | - | ST LEONARDS-ON-SEA | SE | TN38 9BB | 1997-05-02 | 5 | 1 | at any time | BEXHILL & HASTINGS WTW | Menzies Road | Chemical Oxygen Demand Settled as 0 | - | 800 | mg/l | 8.2 | Engineering (Low risk) | Sussex East | Manufacturing high and ultra high vacuum instrumentation Leak Testing All welded components are helium mass-spectrometer leak checked as standard procedure. Leak test certificates and certificates of conformance can be provided on request. All products follow a manufacturing routing providing traceability and record of all leak test operations. We are able to leak test components and fabrications of all sizes, efficiently and accurately. Graphical representation of leak rates can be provided on request using ITL’s Turbo and Residual Gas Analyser (RGA) Spectra equipment. Automated Cleaning All vacuum components pass through one of ITL’s two fully automated cleaning plant. These cleaning systems include ultrasonic wash and de-ionised water rinses, followed by hot air drying to eliminate all sources of contamination from internal surfaces. All products are handled and protected to ensure they are packed in a clean condition. We will be pleased to consider customer preferred cleaning specifications, particular solutions, rinsing and drying methods. Hand polishing and electropolished finishes | Pre Market Reform | Consent | Pre Market Reform
10585 | 1 | Low Risk Consent | Instrument Technology Ltd | - | Menzies Road | Ponswood Industrial Est. | St Leonards on Sea | East Sussex | TN38 9BB | INSTRUMENT TECHNOLOGY LTD | MENZIES ROAD | - | ST LEONARDS-ON-SEA | SE | TN38 9BB | 1997-05-02 | 5 | 1 | at any time | BEXHILL & HASTINGS WTW | Menzies Road | Chemical Oxygen Demand Shaken as 0 | - | 800 | mg/l | 8.2 | Engineering (Low risk) | Sussex East | Manufacturing high and ultra high vacuum instrumentation Leak Testing All welded components are helium mass-spectrometer leak checked as standard procedure. Leak test certificates and certificates of conformance can be provided on request. All products follow a manufacturing routing providing traceability and record of all leak test operations. We are able to leak test components and fabrications of all sizes, efficiently and accurately. Graphical representation of leak rates can be provided on request using ITL’s Turbo and Residual Gas Analyser (RGA) Spectra equipment. Automated Cleaning All vacuum components pass through one of ITL’s two fully automated cleaning plant. These cleaning systems include ultrasonic wash and de-ionised water rinses, followed by hot air drying to eliminate all sources of contamination from internal surfaces. All products are handled and protected to ensure they are packed in a clean condition. We will be pleased to consider customer preferred cleaning specifications, particular solutions, rinsing and drying methods. Hand polishing and electropolished finishes | Pre Market Reform | Consent | Pre Market Reform
10585 | 1 | Low Risk Consent | Instrument Technology Ltd | - | Menzies Road | Ponswood Industrial Est. | St Leonards on Sea | East Sussex | TN38 9BB | INSTRUMENT TECHNOLOGY LTD | MENZIES ROAD | - | ST LEONARDS-ON-SEA | SE | TN38 9BB | 1997-05-02 | 5 | 1 | at any time | BEXHILL & HASTINGS WTW | Menzies Road | Solids Suspended 105 Degrees C | - | 400 | mg/l | 8.2 | Engineering (Low risk) | Sussex East | Manufacturing high and ultra high vacuum instrumentation Leak Testing All welded components are helium mass-spectrometer leak checked as standard procedure. Leak test certificates and certificates of conformance can be provided on request. All products follow a manufacturing routing providing traceability and record of all leak test operations. We are able to leak test components and fabrications of all sizes, efficiently and accurately. Graphical representation of leak rates can be provided on request using ITL’s Turbo and Residual Gas Analyser (RGA) Spectra equipment. Automated Cleaning All vacuum components pass through one of ITL’s two fully automated cleaning plant. These cleaning systems include ultrasonic wash and de-ionised water rinses, followed by hot air drying to eliminate all sources of contamination from internal surfaces. All products are handled and protected to ensure they are packed in a clean condition. We will be pleased to consider customer preferred cleaning specifications, particular solutions, rinsing and drying methods. Hand polishing and electropolished finishes | Pre Market Reform | Consent | Pre Market Reform
10585 | 1 | Low Risk Consent | Instrument Technology Ltd | - | Menzies Road | Ponswood Industrial Est. | St Leonards on Sea | East Sussex | TN38 9BB | INSTRUMENT TECHNOLOGY LTD | MENZIES ROAD | - | ST LEONARDS-ON-SEA | SE | TN38 9BB | 1997-05-02 | 5 | 1 | at any time | BEXHILL & HASTINGS WTW | Menzies Road | Solids Suspended 105C at pH7 | - | 400 | mg/l | 8.2 | Engineering (Low risk) | Sussex East | Manufacturing high and ultra high vacuum instrumentation Leak Testing All welded components are helium mass-spectrometer leak checked as standard procedure. Leak test certificates and certificates of conformance can be provided on request. All products follow a manufacturing routing providing traceability and record of all leak test operations. We are able to leak test components and fabrications of all sizes, efficiently and accurately. Graphical representation of leak rates can be provided on request using ITL’s Turbo and Residual Gas Analyser (RGA) Spectra equipment. Automated Cleaning All vacuum components pass through one of ITL’s two fully automated cleaning plant. These cleaning systems include ultrasonic wash and de-ionised water rinses, followed by hot air drying to eliminate all sources of contamination from internal surfaces. All products are handled and protected to ensure they are packed in a clean condition. We will be pleased to consider customer preferred cleaning specifications, particular solutions, rinsing and drying methods. Hand polishing and electropolished finishes | Pre Market Reform | Consent | Pre Market Reform
10588 | 1 | Low Risk Consent | Ovenmill Limited | The 1066 Bakery | Highfield Drive | Churchfields Ind. Estate | St Leonards on Sea | East Sussex | TN38 9UB |  | Highfield Drive | Churchfields Ind. Estate | St Leonards On Sea | East Sussex |  | 1995-12-05 | 4 | 1 | 00:01 to 23:59 | BEXHILL & HASTINGS WTW | Highfield Drive | Chemical Oxygen Demand Settled as 0 | - | 800 | mg/l | 9.2 | Food processing - General | Sussex East | Pre Market Reform | Pre Market Reform | Consent | Pre Market Reform
10588 | 1 | Low Risk Consent | Ovenmill Limited | The 1066 Bakery | Highfield Drive | Churchfields Ind. Estate | St Leonards on Sea | East Sussex | TN38 9UB |  | Highfield Drive | Churchfields Ind. Estate | St Leonards On Sea | East Sussex |  | 1995-12-05 | 4 | 1 | 00:01 to 23:59 | BEXHILL & HASTINGS WTW | Highfield Drive | Chemical Oxygen Demand Shaken as 0 | - | 800 | mg/l | 9.2 | Food processing - General | Sussex East | Pre Market Reform | Pre Market Reform | Consent | Pre Market Reform
10588 | 1 | Low Risk Consent | Ovenmill Limited | The 1066 Bakery | Highfield Drive | Churchfields Ind. Estate | St Leonards on Sea | East Sussex | TN38 9UB |  | Highfield Drive | Churchfields Ind. Estate | St Leonards On Sea | East Sussex |  | 1995-12-05 | 4 | 1 | 00:01 to 23:59 | BEXHILL & HASTINGS WTW | Highfield Drive | Solids Suspended 105 Degrees C | - | 400 | mg/l | 9.2 | Food processing - General | Sussex East | Pre Market Reform | Pre Market Reform | Consent | Pre Market Reform
10588 | 1 | Low Risk Consent | Ovenmill Limited | The 1066 Bakery | Highfield Drive | Churchfields Ind. Estate | St Leonards on Sea | East Sussex | TN38 9UB |  | Highfield Drive | Churchfields Ind. Estate | St Leonards On Sea | East Sussex |  | 1995-12-05 | 4 | 1 | 00:01 to 23:59 | BEXHILL & HASTINGS WTW | Highfield Drive | Solids Suspended 105C at pH7 | - | 400 | mg/l | 9.2 | Food processing - General | Sussex East | Pre Market Reform | Pre Market Reform | Consent | Pre Market Reform
10608 | 2 | Low Risk Consent | Wash-a-Wheelie | - | 60 Cedar Drive | Southwater | Horsham | West Sussex | RH13 7UF |  | 60 Cedar Drive | Southwater | Horsham | West Sussex | RH13 9UW | 1999-06-02 | - | - | - | HORSHAM NEW WTW | - | Chemical Oxygen Demand Settled as 0 | - | 800 | mg/l | 36.1 | Refuse containers (Wheelie bins / low risk commercial) | Sussex West | Pre Market Reform | Pre Market Reform | Consent | -
10608 | 2 | Low Risk Consent | Wash-a-Wheelie | - | 60 Cedar Drive | Southwater | Horsham | West Sussex | RH13 7UF |  | 60 Cedar Drive | Southwater | Horsham | West Sussex | RH13 9UW | 1999-06-02 | - | - | - | HORSHAM NEW WTW | - | Chemical Oxygen Demand Shaken as 0 | - | 800 | mg/l | 36.1 | Refuse containers (Wheelie bins / low risk commercial) | Sussex West | Pre Market Reform | Pre Market Reform | Consent | -
10608 | 2 | Low Risk Consent | Wash-a-Wheelie | - | 60 Cedar Drive | Southwater | Horsham | West Sussex | RH13 7UF |  | 60 Cedar Drive | Southwater | Horsham | West Sussex | RH13 9UW | 1999-06-02 | - | - | - | HORSHAM NEW WTW | - | Solids Suspended 105 Degrees C | - | 400 | mg/l | 36.1 | Refuse containers (Wheelie bins / low risk commercial) | Sussex West | Pre Market Reform | Pre Market Reform | Consent | -
10608 | 2 | Low Risk Consent | Wash-a-Wheelie | - | 60 Cedar Drive | Southwater | Horsham | West Sussex | RH13 7UF |  | 60 Cedar Drive | Southwater | Horsham | West Sussex | RH13 9UW | 1999-06-02 | - | - | - | HORSHAM NEW WTW | - | Solids Suspended 105C at pH7 | - | 400 | mg/l | 36.1 | Refuse containers (Wheelie bins / low risk commercial) | Sussex West | Pre Market Reform | Pre Market Reform | Consent | -
10637 | 2 | Low Risk Consent | J. Sainsbury plc | - | The Drove | - | Newhaven | East Sussex | - | SAINSBURY SUPERMARKET | THE DROVE | - | NEWHAVEN | SE | BN9 0AG | 1994-10-17 | - | - | - | NEWHAVEN MAIN WTW | - | Chemical Oxygen Demand Settled as 0 | - | 800 | mg/l | 31.3 | Vehicle and plant washing (Low Impact) | Sussex East | Pre Market Reform | Pre Market Reform | Consent | NEWHAVEN EAST WPS
10637 | 2 | Low Risk Consent | J. Sainsbury plc | - | The Drove | - | Newhaven | East Sussex | - | SAINSBURY SUPERMARKET | THE DROVE | - | NEWHAVEN | SE | BN9 0AG | 1994-10-17 | - | - | - | NEWHAVEN MAIN WTW | - | Chemical Oxygen Demand Shaken as 0 | - | 800 | mg/l | 31.3 | Vehicle and plant washing (Low Impact) | Sussex East | Pre Market Reform | Pre Market Reform | Consent | NEWHAVEN EAST WPS
10637 | 2 | Low Risk Consent | J. Sainsbury plc | - | The Drove | - | Newhaven | East Sussex | - | SAINSBURY SUPERMARKET | THE DROVE | - | NEWHAVEN | SE | BN9 0AG | 1994-10-17 | - | - | - | NEWHAVEN MAIN WTW | - | Solids Suspended 105 Degrees C | - | 400 | mg/l | 31.3 | Vehicle and plant washing (Low Impact) | Sussex East | Pre Market Reform | Pre Market Reform | Consent | NEWHAVEN EAST WPS
10637 | 2 | Low Risk Consent | J. Sainsbury plc | - | The Drove | - | Newhaven | East Sussex | - | SAINSBURY SUPERMARKET | THE DROVE | - | NEWHAVEN | SE | BN9 0AG | 1994-10-17 | - | - | - | NEWHAVEN MAIN WTW | - | Solids Suspended 105C at pH7 | - | 400 | mg/l | 31.3 | Vehicle and plant washing (Low Impact) | Sussex East | Pre Market Reform | Pre Market Reform | Consent | NEWHAVEN EAST WPS
10640 | 4 | Tier 1 Consent | Natures Way Foods Ltd | Park Farm | Chichester Road |  | Selsey | West Sussex | PO20 9HP | CHICHESTER FOOD PARK | BOGNOR ROAD | - | CHICHESTER | SW | PO20 1NW | 2005-04-01 | 350 | 10 | at all times | CHICHESTER WTW | quarry lane | Chemical Oxygen Demand Shaken as 0 | - | 1300 | mg/l | 9.2 | Food processing - General | Sussex West | Food Processing: Salad Preparation process | Pre Market Reform | Consent | -
10640 | 4 | Tier 1 Consent | Natures Way Foods Ltd | Park Farm | Chichester Road |  | Selsey | West Sussex | PO20 9HP | CHICHESTER FOOD PARK | BOGNOR ROAD | - | CHICHESTER | SW | PO20 1NW | 2005-04-01 | 350 | 10 | at all times | CHICHESTER WTW | quarry lane | Nitrogen Ammoniacal as N | 0 | 35 | mg/l | 9.2 | Food processing - General | Sussex West | Food Processing: Salad Preparation process | Pre Market Reform | Consent | -
10640 | 4 | Tier 1 Consent | Natures Way Foods Ltd | Park Farm | Chichester Road |  | Selsey | West Sussex | PO20 9HP | CHICHESTER FOOD PARK | BOGNOR ROAD | - | CHICHESTER | SW | PO20 1NW | 2005-04-01 | 350 | 10 | at all times | CHICHESTER WTW | quarry lane | pH | 5 | 11 | pH Units | 9.2 | Food processing - General | Sussex West | Food Processing: Salad Preparation process | Pre Market Reform | Consent | -
10640 | 4 | Tier 1 Consent | Natures Way Foods Ltd | Park Farm | Chichester Road |  | Selsey | West Sussex | PO20 9HP | CHICHESTER FOOD PARK | BOGNOR ROAD | - | CHICHESTER | SW | PO20 1NW | 2005-04-01 | 350 | 10 | at all times | CHICHESTER WTW | quarry lane | Solids Suspended 105 Degrees C | - | 400 | mg/l | 9.2 | Food processing - General | Sussex West | Food Processing: Salad Preparation process | Pre Market Reform | Consent | -
10648 | 2 | Low Risk Consent | Sainsbury's Supermarkets Ltd | 33 | Holborn | - | London | - | EC1N 2HT | 361-367 | OLD SHOREHAM ROAD | - | HOVE | SE | BN3 7GD | 1997-10-06 | - | - | - | PEACEHAVEN WTW | - | Chemical Oxygen Demand Shaken as 0 | - | 800 | mg/l | 31.2 | Vehicle and plant washing (Low Impact) | Sussex East | Pre Market Reform | Pre Market Reform | Consent | -
10648 | 2 | Low Risk Consent | Sainsbury's Supermarkets Ltd | 33 | Holborn | - | London | - | EC1N 2HT | 361-367 | OLD SHOREHAM ROAD | - | HOVE | SE | BN3 7GD | 1997-10-06 | - | - | - | PEACEHAVEN WTW | - | Solids Suspended 105 Degrees C | - | 400 | mg/l | 31.2 | Vehicle and plant washing (Low Impact) | Sussex East | Pre Market Reform | Pre Market Reform | Consent | -
10659 | 1 | Low Risk Consent | University of Brighton | Design & Photo Unit | Grand Parade |  | Brighton | East Sussex | BN2 2JY | 68 GRAND PARADE (GP) | GRAND PARADE | - | BRIGHTON | SE | BN2 2JY | 1994-06-12 | 1 | - | - | PEACEHAVEN WTW | - | Chemical Oxygen Demand Shaken as 0 | - | 800 | mg/l | 33.3 | Photographic and X-ray film processing Non COPPICE | Sussex East | Pre Market Reform | Pre Market Reform | Consent | -
10659 | 1 | Low Risk Consent | University of Brighton | Design & Photo Unit | Grand Parade |  | Brighton | East Sussex | BN2 2JY | 68 GRAND PARADE (GP) | GRAND PARADE | - | BRIGHTON | SE | BN2 2JY | 1994-06-12 | 1 | - | - | PEACEHAVEN WTW | - | Solids Suspended 105 Degrees C | - | 400 | mg/l | 33.3 | Photographic and X-ray film processing Non COPPICE | Sussex East | Pre Market Reform | Pre Market Reform | Consent | -
10662 | 1 | Low Risk Consent | Brake Bros Foodservice Limited | Enterprise House |  | Eureka Business Park | Ashford | Kent | TN25 4AG | THE LANSDOWNE BUILDING | CROWHURST ROAD | - | BRIGHTON | SE | BN1 8AF | 1994-03-31 | 5 | 1 | At any time | PEACEHAVEN WTW | Crowhurst Road | Chemical Oxygen Demand Settled as 0 | - | 800 | mg/l | 39.4 | Water treatment; softener plants; heating system flushing | Sussex East | Pre Market Reform | Pre Market Reform | Consent | -
10662 | 1 | Low Risk Consent | Brake Bros Foodservice Limited | Enterprise House |  | Eureka Business Park | Ashford | Kent | TN25 4AG | THE LANSDOWNE BUILDING | CROWHURST ROAD | - | BRIGHTON | SE | BN1 8AF | 1994-03-31 | 5 | 1 | At any time | PEACEHAVEN WTW | Crowhurst Road | Chemical Oxygen Demand Shaken as 0 | - | 800 | mg/l | 39.4 | Water treatment; softener plants; heating system flushing | Sussex East | Pre Market Reform | Pre Market Reform | Consent | -
10662 | 1 | Low Risk Consent | Brake Bros Foodservice Limited | Enterprise House |  | Eureka Business Park | Ashford | Kent | TN25 4AG | THE LANSDOWNE BUILDING | CROWHURST ROAD | - | BRIGHTON | SE | BN1 8AF | 1994-03-31 | 5 | 1 | At any time | PEACEHAVEN WTW | Crowhurst Road | Solids Suspended 105 Degrees C | - | 400 | mg/l | 39.4 | Water treatment; softener plants; heating system flushing | Sussex East | Pre Market Reform | Pre Market Reform | Consent | -
10662 | 1 | Low Risk Consent | Brake Bros Foodservice Limited | Enterprise House |  | Eureka Business Park | Ashford | Kent | TN25 4AG | THE LANSDOWNE BUILDING | CROWHURST ROAD | - | BRIGHTON | SE | BN1 8AF | 1994-03-31 | 5 | 1 | At any time | PEACEHAVEN WTW | Crowhurst Road | Solids Suspended 105C at pH7 | - | 400 | mg/l | 39.4 | Water treatment; softener plants; heating system flushing | Sussex East | Pre Market Reform | Pre Market Reform | Consent | -
10667 | 1 | Low Risk Consent | BPAS | Wistons Clinic | 138 Dyke Road | - | Brighton | East Sussex | BN1 5DW | 138 | DYKE ROAD | - | BRIGHTON | SE | BN1 5PA | 1993-12-10 | 1 | 10 | - | PEACEHAVEN WTW | - | Chemical Oxygen Demand Settled as 0 | - | 800 | mg/l | 38.2 | Laboratory and research activities (Low Impact) | Sussex East | Pre Market Reform | Pre Market Reform | Consent | -
10667 | 1 | Low Risk Consent | BPAS | Wistons Clinic | 138 Dyke Road | - | Brighton | East Sussex | BN1 5DW | 138 | DYKE ROAD | - | BRIGHTON | SE | BN1 5PA | 1993-12-10 | 1 | 10 | - | PEACEHAVEN WTW | - | Chemical Oxygen Demand Shaken as 0 | - | 800 | mg/l | 38.2 | Laboratory and research activities (Low Impact) | Sussex East | Pre Market Reform | Pre Market Reform | Consent | -
10667 | 1 | Low Risk Consent | BPAS | Wistons Clinic | 138 Dyke Road | - | Brighton | East Sussex | BN1 5DW | 138 | DYKE ROAD | - | BRIGHTON | SE | BN1 5PA | 1993-12-10 | 1 | 10 | - | PEACEHAVEN WTW | - | Solids Suspended 105 Degrees C | - | 400 | mg/l | 38.2 | Laboratory and research activities (Low Impact) | Sussex East | Pre Market Reform | Pre Market Reform | Consent | -
10667 | 1 | Low Risk Consent | BPAS | Wistons Clinic | 138 Dyke Road | - | Brighton | East Sussex | BN1 5DW | 138 | DYKE ROAD | - | BRIGHTON | SE | BN1 5PA | 1993-12-10 | 1 | 10 | - | PEACEHAVEN WTW | - | Solids Suspended 105C at pH7 | - | 400 | mg/l | 38.2 | Laboratory and research activities (Low Impact) | Sussex East | Pre Market Reform | Pre Market Reform | Consent | -
10670 | 2 | Low Risk Consent | Shoreham Police Station | - | Ham Road | - | Shoreham By Sea | West Sussex | BN43 6PA | THE OLD SCHOOL HOUSE | HAM ROAD |  | SHOREHAM-BY-SEA | SW | BN43 6PA | 1999-10-06 | - | - | - | SHOREHAM WTW | - | Chemical Oxygen Demand Settled as 0 | - | 800 | mg/l | 31.2 | Vehicle and plant washing (Low Impact) | Sussex West | Pre Market Reform | Pre Market Reform | Consent | -
10670 | 2 | Low Risk Consent | Shoreham Police Station | - | Ham Road | - | Shoreham By Sea | West Sussex | BN43 6PA | THE OLD SCHOOL HOUSE | HAM ROAD |  | SHOREHAM-BY-SEA | SW | BN43 6PA | 1999-10-06 | - | - | - | SHOREHAM WTW | - | Chemical Oxygen Demand Shaken as 0 | - | 800 | mg/l | 31.2 | Vehicle and plant washing (Low Impact) | Sussex West | Pre Market Reform | Pre Market Reform | Consent | -
10670 | 2 | Low Risk Consent | Shoreham Police Station | - | Ham Road | - | Shoreham By Sea | West Sussex | BN43 6PA | THE OLD SCHOOL HOUSE | HAM ROAD |  | SHOREHAM-BY-SEA | SW | BN43 6PA | 1999-10-06 | - | - | - | SHOREHAM WTW | - | Solids Suspended 105 Degrees C | - | 400 | mg/l | 31.2 | Vehicle and plant washing (Low Impact) | Sussex West | Pre Market Reform | Pre Market Reform | Consent | -
10670 | 2 | Low Risk Consent | Shoreham Police Station | - | Ham Road | - | Shoreham By Sea | West Sussex | BN43 6PA | THE OLD SCHOOL HOUSE | HAM ROAD |  | SHOREHAM-BY-SEA | SW | BN43 6PA | 1999-10-06 | - | - | - | SHOREHAM WTW | - | Solids Suspended 105C at pH7 | - | 400 | mg/l | 31.2 | Vehicle and plant washing (Low Impact) | Sussex West | Pre Market Reform | Pre Market Reform | Consent | -
10683 | 1 | Low Risk Consent | Mick Gould Commercials | Vehicle Repair Centre | London Road | - | Flimwell | East Sussex | TN5 7PJ | ROYAL OAK GARAGE | LONDON ROAD | - | FLIMWELL | SE | TN5 7PJ | 1997-10-13 | 0.5 | - | - | TICEHURST WTW | - | Chemical Oxygen Demand Settled as 0 | - | 800 | mg/l | 31.3 | Vehicle and plant washing (Low Impact) | Sussex East | Pre Market Reform | Pre Market Reform | Consent | -
10683 | 1 | Low Risk Consent | Mick Gould Commercials | Vehicle Repair Centre | London Road | - | Flimwell | East Sussex | TN5 7PJ | ROYAL OAK GARAGE | LONDON ROAD | - | FLIMWELL | SE | TN5 7PJ | 1997-10-13 | 0.5 | - | - | TICEHURST WTW | - | Chemical Oxygen Demand Shaken as 0 | - | 800 | mg/l | 31.3 | Vehicle and plant washing (Low Impact) | Sussex East | Pre Market Reform | Pre Market Reform | Consent | -
10683 | 1 | Low Risk Consent | Mick Gould Commercials | Vehicle Repair Centre | London Road | - | Flimwell | East Sussex | TN5 7PJ | ROYAL OAK GARAGE | LONDON ROAD | - | FLIMWELL | SE | TN5 7PJ | 1997-10-13 | 0.5 | - | - | TICEHURST WTW | - | Solids Suspended 105 Degrees C | - | 400 | mg/l | 31.3 | Vehicle and plant washing (Low Impact) | Sussex East | Pre Market Reform | Pre Market Reform | Consent | -
10683 | 1 | Low Risk Consent | Mick Gould Commercials | Vehicle Repair Centre | London Road | - | Flimwell | East Sussex | TN5 7PJ | ROYAL OAK GARAGE | LONDON ROAD | - | FLIMWELL | SE | TN5 7PJ | 1997-10-13 | 0.5 | - | - | TICEHURST WTW | - | Solids Suspended 105C at pH7 | - | 400 | mg/l | 31.3 | Vehicle and plant washing (Low Impact) | Sussex East | Pre Market Reform | Pre Market Reform | Consent | -
10687 | 2 | Low Risk Consent | Caffyns Public Limited Company | - | Meads Road | - | Eastbourne | Sussex | BN20 7DR | CAFFYNS LTD | NEW TOWN |  | UCKFIELD | SE | TN22 5AD | 1992-12-30 | - | - | - | UCKFIELD WTW | - | Chemical Oxygen Demand Settled as 0 | - | 800 | mg/l | 31.2 | Vehicle and plant washing (Low Impact) | Sussex East | Pre Market Reform | Pre Market Reform | Consent | -
10687 | 2 | Low Risk Consent | Caffyns Public Limited Company | - | Meads Road | - | Eastbourne | Sussex | BN20 7DR | CAFFYNS LTD | NEW TOWN |  | UCKFIELD | SE | TN22 5AD | 1992-12-30 | - | - | - | UCKFIELD WTW | - | Chemical Oxygen Demand Shaken as 0 | - | 800 | mg/l | 31.2 | Vehicle and plant washing (Low Impact) | Sussex East | Pre Market Reform | Pre Market Reform | Consent | -
10687 | 2 | Low Risk Consent | Caffyns Public Limited Company | - | Meads Road | - | Eastbourne | Sussex | BN20 7DR | CAFFYNS LTD | NEW TOWN |  | UCKFIELD | SE | TN22 5AD | 1992-12-30 | - | - | - | UCKFIELD WTW | - | Solids Suspended 105 Degrees C | - | 400 | mg/l | 31.2 | Vehicle and plant washing (Low Impact) | Sussex East | Pre Market Reform | Pre Market Reform | Consent | -
10687 | 2 | Low Risk Consent | Caffyns Public Limited Company | - | Meads Road | - | Eastbourne | Sussex | BN20 7DR | CAFFYNS LTD | NEW TOWN |  | UCKFIELD | SE | TN22 5AD | 1992-12-30 | - | - | - | UCKFIELD WTW | - | Solids Suspended 105C at pH7 | - | 400 | mg/l | 31.2 | Vehicle and plant washing (Low Impact) | Sussex East | Pre Market Reform | Pre Market Reform | Consent | -
10689 | 1 | Low Risk Consent | Nikwax Limited | Unit F | - | Durgates Ind Estate | Wadhurst | East Sussex | TN5 6DF | DURGATES INDUSTRIAL ESTATE UNIT F | DURGATES | - | WADHURST | SE | TN5 6DF | 1995-11-02 | 1 | 6 | 07:00 - 17:00 | WHITEGATES LANE WADHURST WTW | Durgates Road | Chemical Oxygen Demand Settled as 0 | - | 800 | mg/l | 15.2 | Laundering (Small-scale/Coin-Op) | Sussex East | Pre Market Reform | Pre Market Reform | Consent | -
10689 | 1 | Low Risk Consent | Nikwax Limited | Unit F | - | Durgates Ind Estate | Wadhurst | East Sussex | TN5 6DF | DURGATES INDUSTRIAL ESTATE UNIT F | DURGATES | - | WADHURST | SE | TN5 6DF | 1995-11-02 | 1 | 6 | 07:00 - 17:00 | WHITEGATES LANE WADHURST WTW | Durgates Road | Chemical Oxygen Demand Shaken as 0 | - | 800 | mg/l | 15.2 | Laundering (Small-scale/Coin-Op) | Sussex East | Pre Market Reform | Pre Market Reform | Consent | -
10689 | 1 | Low Risk Consent | Nikwax Limited | Unit F | - | Durgates Ind Estate | Wadhurst | East Sussex | TN5 6DF | DURGATES INDUSTRIAL ESTATE UNIT F | DURGATES | - | WADHURST | SE | TN5 6DF | 1995-11-02 | 1 | 6 | 07:00 - 17:00 | WHITEGATES LANE WADHURST WTW | Durgates Road | Solids Suspended 105 Degrees C | - | 400 | mg/l | 15.2 | Laundering (Small-scale/Coin-Op) | Sussex East | Pre Market Reform | Pre Market Reform | Consent | -
10689 | 1 | Low Risk Consent | Nikwax Limited | Unit F | - | Durgates Ind Estate | Wadhurst | East Sussex | TN5 6DF | DURGATES INDUSTRIAL ESTATE UNIT F | DURGATES | - | WADHURST | SE | TN5 6DF | 1995-11-02 | 1 | 6 | 07:00 - 17:00 | WHITEGATES LANE WADHURST WTW | Durgates Road | Solids Suspended 105C at pH7 | - | 400 | mg/l | 15.2 | Laundering (Small-scale/Coin-Op) | Sussex East | Pre Market Reform | Pre Market Reform | Consent | -
10692 | 1 | Low Risk Consent | Booker Food Services | - | King Edward Avenue | - | Worthing | West Sussex | BN14 8DH | Ready Steady Store Ltd | KING EDWARD AVENUE |  | WORTHING | SW | BN14 8DH | 1999-03-03 | 1 | - | - | EAST WORTHING WTW | - | Chemical Oxygen Demand Settled as 0 | - | 800 | mg/l | 31.2 | Vehicle and plant washing (Low Impact) | Sussex West | Pre Market Reform | Pre Market Reform | Consent | -
10692 | 1 | Low Risk Consent | Booker Food Services | - | King Edward Avenue | - | Worthing | West Sussex | BN14 8DH | Ready Steady Store Ltd | KING EDWARD AVENUE |  | WORTHING | SW | BN14 8DH | 1999-03-03 | 1 | - | - | EAST WORTHING WTW | - | Chemical Oxygen Demand Shaken as 0 | - | 800 | mg/l | 31.2 | Vehicle and plant washing (Low Impact) | Sussex West | Pre Market Reform | Pre Market Reform | Consent | -
10692 | 1 | Low Risk Consent | Booker Food Services | - | King Edward Avenue | - | Worthing | West Sussex | BN14 8DH | Ready Steady Store Ltd | KING EDWARD AVENUE |  | WORTHING | SW | BN14 8DH | 1999-03-03 | 1 | - | - | EAST WORTHING WTW | - | Solids Suspended 105 Degrees C | - | 400 | mg/l | 31.2 | Vehicle and plant washing (Low Impact) | Sussex West | Pre Market Reform | Pre Market Reform | Consent | -
10692 | 1 | Low Risk Consent | Booker Food Services | - | King Edward Avenue | - | Worthing | West Sussex | BN14 8DH | Ready Steady Store Ltd | KING EDWARD AVENUE |  | WORTHING | SW | BN14 8DH | 1999-03-03 | 1 | - | - | EAST WORTHING WTW | - | Solids Suspended 105C at pH7 | - | 400 | mg/l | 31.2 | Vehicle and plant washing (Low Impact) | Sussex West | Pre Market Reform | Pre Market Reform | Consent | -
10695 | 1 | Low Risk Consent | Pavillion Car Rental | - | 122 Becket Road | - | Worthing | West Sussex | BN14 7ET | 122 | BECKET ROAD | - | WORTHING | SW | BN14 7ET | 1998-08-17 | 0.1 | 0.1 | - | EAST WORTHING WTW | - | Chemical Oxygen Demand Settled as 0 | - | 800 | mg/l | 31.2 | Vehicle and plant washing (Low Impact) | Sussex West | Pre Market Reform | Pre Market Reform | Consent | -
10695 | 1 | Low Risk Consent | Pavillion Car Rental | - | 122 Becket Road | - | Worthing | West Sussex | BN14 7ET | 122 | BECKET ROAD | - | WORTHING | SW | BN14 7ET | 1998-08-17 | 0.1 | 0.1 | - | EAST WORTHING WTW | - | Chemical Oxygen Demand Shaken as 0 | - | 800 | mg/l | 31.2 | Vehicle and plant washing (Low Impact) | Sussex West | Pre Market Reform | Pre Market Reform | Consent | -
10695 | 1 | Low Risk Consent | Pavillion Car Rental | - | 122 Becket Road | - | Worthing | West Sussex | BN14 7ET | 122 | BECKET ROAD | - | WORTHING | SW | BN14 7ET | 1998-08-17 | 0.1 | 0.1 | - | EAST WORTHING WTW | - | Solids Suspended 105 Degrees C | - | 400 | mg/l | 31.2 | Vehicle and plant washing (Low Impact) | Sussex West | Pre Market Reform | Pre Market Reform | Consent | -
10695 | 1 | Low Risk Consent | Pavillion Car Rental | - | 122 Becket Road | - | Worthing | West Sussex | BN14 7ET | 122 | BECKET ROAD | - | WORTHING | SW | BN14 7ET | 1998-08-17 | 0.1 | 0.1 | - | EAST WORTHING WTW | - | Solids Suspended 105C at pH7 | - | 400 | mg/l | 31.2 | Vehicle and plant washing (Low Impact) | Sussex West | Pre Market Reform | Pre Market Reform | Consent | -
10703 | 2 | Low Risk Consent | Eschmann Holdings | Eschmann House | Peter Road | - | Lancing | West Sussex | BN15 8TJ | UNIT G | PETER ROAD | - | LANCING | SW | BN15 8TJ | 1996-11-28 | - | - | - | EAST WORTHING WTW | - | Chemical Oxygen Demand Settled as 0 | - | 800 | mg/l | 15.3 | Sterilization/medical equipment cleaning, hygiene bin cleaning, low risk cleaning of items | Sussex West | Pre Market Reform | Pre Market Reform | Consent | -
10703 | 2 | Low Risk Consent | Eschmann Holdings | Eschmann House | Peter Road | - | Lancing | West Sussex | BN15 8TJ | UNIT G | PETER ROAD | - | LANCING | SW | BN15 8TJ | 1996-11-28 | - | - | - | EAST WORTHING WTW | - | Chemical Oxygen Demand Shaken as 0 | - | 800 | mg/l | 15.3 | Sterilization/medical equipment cleaning, hygiene bin cleaning, low risk cleaning of items | Sussex West | Pre Market Reform | Pre Market Reform | Consent | -
10703 | 2 | Low Risk Consent | Eschmann Holdings | Eschmann House | Peter Road | - | Lancing | West Sussex | BN15 8TJ | UNIT G | PETER ROAD | - | LANCING | SW | BN15 8TJ | 1996-11-28 | - | - | - | EAST WORTHING WTW | - | Solids Suspended 105 Degrees C | - | 400 | mg/l | 15.3 | Sterilization/medical equipment cleaning, hygiene bin cleaning, low risk cleaning of items | Sussex West | Pre Market Reform | Pre Market Reform | Consent | -
10703 | 2 | Low Risk Consent | Eschmann Holdings | Eschmann House | Peter Road | - | Lancing | West Sussex | BN15 8TJ | UNIT G | PETER ROAD | - | LANCING | SW | BN15 8TJ | 1996-11-28 | - | - | - | EAST WORTHING WTW | - | Solids Suspended 105C at pH7 | - | 400 | mg/l | 15.3 | Sterilization/medical equipment cleaning, hygiene bin cleaning, low risk cleaning of items | Sussex West | Pre Market Reform | Pre Market Reform | Consent | -
10712 | 1 | Low Risk Consent | Adur District Council | Direct Services Depot | Commerce Way | - | Lancing | West Sussex | - | ROAD ARISINGS STORAGE COMPOUND | COMMERCE WAY |  | LANCING | SW | BN15 8TA | 1993-10-20 | 1 | 1 | at all times | EAST WORTHING WTW | worthing | Chemical Oxygen Demand Settled as 0 | - | 800 | mg/l | 40.2 | Rainwater and surface water run-off (Low Impact) | Sussex West | Pre Market Reform | Pre Market Reform | Consent | -
10712 | 1 | Low Risk Consent | Adur District Council | Direct Services Depot | Commerce Way | - | Lancing | West Sussex | - | ROAD ARISINGS STORAGE COMPOUND | COMMERCE WAY |  | LANCING | SW | BN15 8TA | 1993-10-20 | 1 | 1 | at all times | EAST WORTHING WTW | worthing | Chemical Oxygen Demand Shaken as 0 | - | 800 | mg/l | 40.2 | Rainwater and surface water run-off (Low Impact) | Sussex West | Pre Market Reform | Pre Market Reform | Consent | -
10712 | 1 | Low Risk Consent | Adur District Council | Direct Services Depot | Commerce Way | - | Lancing | West Sussex | - | ROAD ARISINGS STORAGE COMPOUND | COMMERCE WAY |  | LANCING | SW | BN15 8TA | 1993-10-20 | 1 | 1 | at all times | EAST WORTHING WTW | worthing | Solids Suspended 105 Degrees C | - | 400 | mg/l | 40.2 | Rainwater and surface water run-off (Low Impact) | Sussex West | Pre Market Reform | Pre Market Reform | Consent | -
10712 | 1 | Low Risk Consent | Adur District Council | Direct Services Depot | Commerce Way | - | Lancing | West Sussex | - | ROAD ARISINGS STORAGE COMPOUND | COMMERCE WAY |  | LANCING | SW | BN15 8TA | 1993-10-20 | 1 | 1 | at all times | EAST WORTHING WTW | worthing | Solids Suspended 105C at pH7 | - | 400 | mg/l | 40.2 | Rainwater and surface water run-off (Low Impact) | Sussex West | Pre Market Reform | Pre Market Reform | Consent | -
10732 | 1 | Low Risk Consent | Bexhill Honda | - | 5-7 Beeching Road | - | Bexhill-on-Sea | East Sussex | TN39 3LG | 5-7 | BEECHING ROAD |  | BEXHILL-ON-SEA | SE | TN39 3LG | 2000-04-11 | 1.25 | 0.103 | - | BEXHILL & HASTINGS WTW | - | Chemical Oxygen Demand Settled as 0 | - | 800 | mg/l | 31.3 | Vehicle and plant washing (Low Impact) | Sussex East | Pre Market Reform | Pre Market Reform | Consent | BULVERHYTHE WPS
10732 | 1 | Low Risk Consent | Bexhill Honda | - | 5-7 Beeching Road | - | Bexhill-on-Sea | East Sussex | TN39 3LG | 5-7 | BEECHING ROAD |  | BEXHILL-ON-SEA | SE | TN39 3LG | 2000-04-11 | 1.25 | 0.103 | - | BEXHILL & HASTINGS WTW | - | Chemical Oxygen Demand Shaken as 0 | - | 800 | mg/l | 31.3 | Vehicle and plant washing (Low Impact) | Sussex East | Pre Market Reform | Pre Market Reform | Consent | BULVERHYTHE WPS
10732 | 1 | Low Risk Consent | Bexhill Honda | - | 5-7 Beeching Road | - | Bexhill-on-Sea | East Sussex | TN39 3LG | 5-7 | BEECHING ROAD |  | BEXHILL-ON-SEA | SE | TN39 3LG | 2000-04-11 | 1.25 | 0.103 | - | BEXHILL & HASTINGS WTW | - | Solids Suspended 105 Degrees C | - | 400 | mg/l | 31.3 | Vehicle and plant washing (Low Impact) | Sussex East | Pre Market Reform | Pre Market Reform | Consent | BULVERHYTHE WPS
10732 | 1 | Low Risk Consent | Bexhill Honda | - | 5-7 Beeching Road | - | Bexhill-on-Sea | East Sussex | TN39 3LG | 5-7 | BEECHING ROAD |  | BEXHILL-ON-SEA | SE | TN39 3LG | 2000-04-11 | 1.25 | 0.103 | - | BEXHILL & HASTINGS WTW | - | Solids Suspended 105C at pH7 | - | 400 | mg/l | 31.3 | Vehicle and plant washing (Low Impact) | Sussex East | Pre Market Reform | Pre Market Reform | Consent | BULVERHYTHE WPS
10733 | 1 | Low Risk Consent | Sussex Ambulance Service | Burwash Road | - | - | Heathfield | East Sussex | TN21 8RA | HEATHFIELD AMBULANCE STATION | BURWASH ROAD |  | HEATHFIELD | SE | TN21 8RA | 2000-04-11 | 0.75 | - | at all times | VINES CROSS WTW | Burwash Road | Chemical Oxygen Demand Settled as 0 | - | 800 | mg/l | 31.3 | Vehicle and plant washing (Low Impact) | Sussex East | Pre Market Reform | Pre Market Reform | Consent | -
10733 | 1 | Low Risk Consent | Sussex Ambulance Service | Burwash Road | - | - | Heathfield | East Sussex | TN21 8RA | HEATHFIELD AMBULANCE STATION | BURWASH ROAD |  | HEATHFIELD | SE | TN21 8RA | 2000-04-11 | 0.75 | - | at all times | VINES CROSS WTW | Burwash Road | Chemical Oxygen Demand Shaken as 0 | - | 800 | mg/l | 31.3 | Vehicle and plant washing (Low Impact) | Sussex East | Pre Market Reform | Pre Market Reform | Consent | -
10733 | 1 | Low Risk Consent | Sussex Ambulance Service | Burwash Road | - | - | Heathfield | East Sussex | TN21 8RA | HEATHFIELD AMBULANCE STATION | BURWASH ROAD |  | HEATHFIELD | SE | TN21 8RA | 2000-04-11 | 0.75 | - | at all times | VINES CROSS WTW | Burwash Road | Solids Suspended 105 Degrees C | - | 400 | mg/l | 31.3 | Vehicle and plant washing (Low Impact) | Sussex East | Pre Market Reform | Pre Market Reform | Consent | -
10733 | 1 | Low Risk Consent | Sussex Ambulance Service | Burwash Road | - | - | Heathfield | East Sussex | TN21 8RA | HEATHFIELD AMBULANCE STATION | BURWASH ROAD |  | HEATHFIELD | SE | TN21 8RA | 2000-04-11 | 0.75 | - | at all times | VINES CROSS WTW | Burwash Road | Solids Suspended 105C at pH7 | - | 400 | mg/l | 31.3 | Vehicle and plant washing (Low Impact) | Sussex East | Pre Market Reform | Pre Market Reform | Consent | -
10748 | 1 | Low Risk Consent | Environment Agency | Canal Walk | - | - | Romsey | Hampshire | SO51 7LP | ROMSEY DEPOT | CANAL WALK | - | ROMSEY | HA | SO51 7LP | 1995-10-20 | 1 | 1 | At any time | ROMSEY WTW | Canal Walk | Chemical Oxygen Demand Settled as 0 | - | 800 | mg/l | 15.3 | Sterilization/medical equipment cleaning, hygiene bin cleaning, low risk cleaning of items | Hampshire West | Pre Market Reform | Pre Market Reform | Consent | -
10748 | 1 | Low Risk Consent | Environment Agency | Canal Walk | - | - | Romsey | Hampshire | SO51 7LP | ROMSEY DEPOT | CANAL WALK | - | ROMSEY | HA | SO51 7LP | 1995-10-20 | 1 | 1 | At any time | ROMSEY WTW | Canal Walk | Chemical Oxygen Demand Shaken as 0 | - | 800 | mg/l | 15.3 | Sterilization/medical equipment cleaning, hygiene bin cleaning, low risk cleaning of items | Hampshire West | Pre Market Reform | Pre Market Reform | Consent | -
10748 | 1 | Low Risk Consent | Environment Agency | Canal Walk | - | - | Romsey | Hampshire | SO51 7LP | ROMSEY DEPOT | CANAL WALK | - | ROMSEY | HA | SO51 7LP | 1995-10-20 | 1 | 1 | At any time | ROMSEY WTW | Canal Walk | Solids Suspended 105 Degrees C | - | 400 | mg/l | 15.3 | Sterilization/medical equipment cleaning, hygiene bin cleaning, low risk cleaning of items | Hampshire West | Pre Market Reform | Pre Market Reform | Consent | -
10748 | 1 | Low Risk Consent | Environment Agency | Canal Walk | - | - | Romsey | Hampshire | SO51 7LP | ROMSEY DEPOT | CANAL WALK | - | ROMSEY | HA | SO51 7LP | 1995-10-20 | 1 | 1 | At any time | ROMSEY WTW | Canal Walk | Solids Suspended 105C at pH7 | - | 400 | mg/l | 15.3 | Sterilization/medical equipment cleaning, hygiene bin cleaning, low risk cleaning of items | Hampshire West | Pre Market Reform | Pre Market Reform | Consent | -
10757 | 1 | Low Risk Consent | Bedales School | Bedales School | - | - | Petersfield | Hampshire | GU32 2DG |  | Church Street | Steep | Petersfield | Hampshire | GU32 2DG | 1998-03-03 | 1 | 0.5 | At all times | PETERSFIELD WTW | Church Road | Chemical Oxygen Demand Settled as 0 | - | 800 | mg/l | 18.1 | Paint manufacture | Hampshire East | Pre Market Reform | School | Consent | 58 60 PRINCES ROAD PETERSFIELD WPS
10757 | 1 | Low Risk Consent | Bedales School | Bedales School | - | - | Petersfield | Hampshire | GU32 2DG |  | Church Street | Steep | Petersfield | Hampshire | GU32 2DG | 1998-03-03 | 1 | 0.5 | At all times | PETERSFIELD WTW | Church Road | Chemical Oxygen Demand Shaken as 0 | - | 800 | mg/l | 18.1 | Paint manufacture | Hampshire East | Pre Market Reform | School | Consent | 58 60 PRINCES ROAD PETERSFIELD WPS
10757 | 1 | Low Risk Consent | Bedales School | Bedales School | - | - | Petersfield | Hampshire | GU32 2DG |  | Church Street | Steep | Petersfield | Hampshire | GU32 2DG | 1998-03-03 | 1 | 0.5 | At all times | PETERSFIELD WTW | Church Road | Solids Suspended 105 Degrees C | - | 400 | mg/l | 18.1 | Paint manufacture | Hampshire East | Pre Market Reform | School | Consent | 58 60 PRINCES ROAD PETERSFIELD WPS
10757 | 1 | Low Risk Consent | Bedales School | Bedales School | - | - | Petersfield | Hampshire | GU32 2DG |  | Church Street | Steep | Petersfield | Hampshire | GU32 2DG | 1998-03-03 | 1 | 0.5 | At all times | PETERSFIELD WTW | Church Road | Solids Suspended 105C at pH7 | - | 400 | mg/l | 18.1 | Paint manufacture | Hampshire East | Pre Market Reform | School | Consent | 58 60 PRINCES ROAD PETERSFIELD WPS
10760 | 1 | Low Risk Consent | Sunseeker International Limited | Sunseeker House | West Quay Road | - | Poole | Dorset | BH15 1JD | 10 STEM LANE INDUSTRIAL ESTATE | STEM LANE | - | NEW MILTON | HA | BH25 5NN | 1998-08-18 | 1 | 1 | any time | MILFORD ROAD PENNINGTON WTW | stem lane | Chemical Oxygen Demand Settled as 0 | - | 800 | mg/l | 40.2 | Rainwater and surface water run-off (Low Impact) | Hampshire West | Pre Market Reform | Pre Market Reform | Consent | -
10760 | 1 | Low Risk Consent | Sunseeker International Limited | Sunseeker House | West Quay Road | - | Poole | Dorset | BH15 1JD | 10 STEM LANE INDUSTRIAL ESTATE | STEM LANE | - | NEW MILTON | HA | BH25 5NN | 1998-08-18 | 1 | 1 | any time | MILFORD ROAD PENNINGTON WTW | stem lane | Chemical Oxygen Demand Shaken as 0 | - | 800 | mg/l | 40.2 | Rainwater and surface water run-off (Low Impact) | Hampshire West | Pre Market Reform | Pre Market Reform | Consent | -
10760 | 1 | Low Risk Consent | Sunseeker International Limited | Sunseeker House | West Quay Road | - | Poole | Dorset | BH15 1JD | 10 STEM LANE INDUSTRIAL ESTATE | STEM LANE | - | NEW MILTON | HA | BH25 5NN | 1998-08-18 | 1 | 1 | any time | MILFORD ROAD PENNINGTON WTW | stem lane | Solids Suspended 105 Degrees C | - | 400 | mg/l | 40.2 | Rainwater and surface water run-off (Low Impact) | Hampshire West | Pre Market Reform | Pre Market Reform | Consent | -
10760 | 1 | Low Risk Consent | Sunseeker International Limited | Sunseeker House | West Quay Road | - | Poole | Dorset | BH15 1JD | 10 STEM LANE INDUSTRIAL ESTATE | STEM LANE | - | NEW MILTON | HA | BH25 5NN | 1998-08-18 | 1 | 1 | any time | MILFORD ROAD PENNINGTON WTW | stem lane | Solids Suspended 105C at pH7 | - | 400 | mg/l | 40.2 | Rainwater and surface water run-off (Low Impact) | Hampshire West | Pre Market Reform | Pre Market Reform | Consent | -
10766 | 1 | Low Risk Consent | Hampshire Fire and Rescue | Hampshire Fire & Rescue Authority | Headquarters Leigh Road | - | Eastleigh | Hampshire | SO50 9SJ | FIRE STATION (YARD) | STEELE CLOSE | - | EASTLEIGH | HA | SO53 3AA | 1999-01-17 | 1 | 1 | any time | CHICKENHALL EASTLEIGH WTW | Steele Close | Chemical Oxygen Demand Settled as 0 | - | 800 | mg/l | 31.2 | Vehicle and plant washing (Low Impact) | Hampshire West | Pre Market Reform | Pre Market Reform | Consent | -
10766 | 1 | Low Risk Consent | Hampshire Fire and Rescue | Hampshire Fire & Rescue Authority | Headquarters Leigh Road | - | Eastleigh | Hampshire | SO50 9SJ | FIRE STATION (YARD) | STEELE CLOSE | - | EASTLEIGH | HA | SO53 3AA | 1999-01-17 | 1 | 1 | any time | CHICKENHALL EASTLEIGH WTW | Steele Close | Chemical Oxygen Demand Shaken as 0 | - | 800 | mg/l | 31.2 | Vehicle and plant washing (Low Impact) | Hampshire West | Pre Market Reform | Pre Market Reform | Consent | -
10766 | 1 | Low Risk Consent | Hampshire Fire and Rescue | Hampshire Fire & Rescue Authority | Headquarters Leigh Road | - | Eastleigh | Hampshire | SO50 9SJ | FIRE STATION (YARD) | STEELE CLOSE | - | EASTLEIGH | HA | SO53 3AA | 1999-01-17 | 1 | 1 | any time | CHICKENHALL EASTLEIGH WTW | Steele Close | Solids Suspended 105 Degrees C | - | 400 | mg/l | 31.2 | Vehicle and plant washing (Low Impact) | Hampshire West | Pre Market Reform | Pre Market Reform | Consent | -
10766 | 1 | Low Risk Consent | Hampshire Fire and Rescue | Hampshire Fire & Rescue Authority | Headquarters Leigh Road | - | Eastleigh | Hampshire | SO50 9SJ | FIRE STATION (YARD) | STEELE CLOSE | - | EASTLEIGH | HA | SO53 3AA | 1999-01-17 | 1 | 1 | any time | CHICKENHALL EASTLEIGH WTW | Steele Close | Solids Suspended 105C at pH7 | - | 400 | mg/l | 31.2 | Vehicle and plant washing (Low Impact) | Hampshire West | Pre Market Reform | Pre Market Reform | Consent | -
10767 | 1 | Low Risk Consent | IBM | Block D, East | Hursley Park | Hursley Park Road | Winchester | Hampshire | - | IBM-WHOLE SITE | HURSLEY PARK | - | WINCHESTER | HA | SO21 2JN | 1999-08-13 | 1 | 1 | At any time | CHICKENHALL EASTLEIGH WTW | A3090 | Chemical Oxygen Demand Settled as 0 | - | 800 | mg/l | 39.3 | Cooling tower bleed | Hampshire West | Pre Market Reform | Pre Market Reform | Consent | -
10767 | 1 | Low Risk Consent | IBM | Block D, East | Hursley Park | Hursley Park Road | Winchester | Hampshire | - | IBM-WHOLE SITE | HURSLEY PARK | - | WINCHESTER | HA | SO21 2JN | 1999-08-13 | 1 | 1 | At any time | CHICKENHALL EASTLEIGH WTW | A3090 | Chemical Oxygen Demand Shaken as 0 | - | 800 | mg/l | 39.3 | Cooling tower bleed | Hampshire West | Pre Market Reform | Pre Market Reform | Consent | -
10767 | 1 | Low Risk Consent | IBM | Block D, East | Hursley Park | Hursley Park Road | Winchester | Hampshire | - | IBM-WHOLE SITE | HURSLEY PARK | - | WINCHESTER | HA | SO21 2JN | 1999-08-13 | 1 | 1 | At any time | CHICKENHALL EASTLEIGH WTW | A3090 | Solids Suspended 105 Degrees C | - | 400 | mg/l | 39.3 | Cooling tower bleed | Hampshire West | Pre Market Reform | Pre Market Reform | Consent | -
10767 | 1 | Low Risk Consent | IBM | Block D, East | Hursley Park | Hursley Park Road | Winchester | Hampshire | - | IBM-WHOLE SITE | HURSLEY PARK | - | WINCHESTER | HA | SO21 2JN | 1999-08-13 | 1 | 1 | At any time | CHICKENHALL EASTLEIGH WTW | A3090 | Solids Suspended 105C at pH7 | - | 400 | mg/l | 39.3 | Cooling tower bleed | Hampshire West | Pre Market Reform | Pre Market Reform | Consent | -
10768 | 1 | Low Risk Consent | Newman Thomson Limited | 1 | Jubilee Road | Victoria Business Park | Burgess Hill | West Sussex | RH15 9TL | 1 | JUBILEE ROAD |  | BURGESS HILL | SW | RH15 9TL | 2000-07-03 | 1 | 0 |  | GODDARDS GREEN WTW |  | Chemical Oxygen Demand Settled as 0 | - | 800 | mg/l | 24.2 | Printing and related activities (Low impact) | Sussex West | Pre Market Reform | Pre Market Reform | Consent | -
10768 | 1 | Low Risk Consent | Newman Thomson Limited | 1 | Jubilee Road | Victoria Business Park | Burgess Hill | West Sussex | RH15 9TL | 1 | JUBILEE ROAD |  | BURGESS HILL | SW | RH15 9TL | 2000-07-03 | 1 | 0 |  | GODDARDS GREEN WTW |  | Chemical Oxygen Demand Shaken as 0 | - | 800 | mg/l | 24.2 | Printing and related activities (Low impact) | Sussex West | Pre Market Reform | Pre Market Reform | Consent | -
10768 | 1 | Low Risk Consent | Newman Thomson Limited | 1 | Jubilee Road | Victoria Business Park | Burgess Hill | West Sussex | RH15 9TL | 1 | JUBILEE ROAD |  | BURGESS HILL | SW | RH15 9TL | 2000-07-03 | 1 | 0 |  | GODDARDS GREEN WTW |  | Solids Suspended 105 Degrees C | - | 400 | mg/l | 24.2 | Printing and related activities (Low impact) | Sussex West | Pre Market Reform | Pre Market Reform | Consent | -
10768 | 1 | Low Risk Consent | Newman Thomson Limited | 1 | Jubilee Road | Victoria Business Park | Burgess Hill | West Sussex | RH15 9TL | 1 | JUBILEE ROAD |  | BURGESS HILL | SW | RH15 9TL | 2000-07-03 | 1 | 0 |  | GODDARDS GREEN WTW |  | Solids Suspended 105C at pH7 | - | 400 | mg/l | 24.2 | Printing and related activities (Low impact) | Sussex West | Pre Market Reform | Pre Market Reform | Consent | -
10771 | 1 | Low Risk Consent | Stewart Signs Limited | - | Trafalgar Close | Chandlers Ford Ind Estate | Eastleigh | Hampshire | SO53 4BW | UNIT 3 | TRAFALGAR CLOSE | - | EASTLEIGH | HA | SO53 4BW | 1998-09-29 | 1 | 1 | At any time | CHICKENHALL EASTLEIGH WTW | Trafalgar Close | Chemical Oxygen Demand Settled as 0 | - | 800 | mg/l | 24.2 | Printing and related activities (Low impact) | Hampshire West | Pre Market Reform | Pre Market Reform | Consent | -
10771 | 1 | Low Risk Consent | Stewart Signs Limited | - | Trafalgar Close | Chandlers Ford Ind Estate | Eastleigh | Hampshire | SO53 4BW | UNIT 3 | TRAFALGAR CLOSE | - | EASTLEIGH | HA | SO53 4BW | 1998-09-29 | 1 | 1 | At any time | CHICKENHALL EASTLEIGH WTW | Trafalgar Close | Chemical Oxygen Demand Shaken as 0 | - | 800 | mg/l | 24.2 | Printing and related activities (Low impact) | Hampshire West | Pre Market Reform | Pre Market Reform | Consent | -
10771 | 1 | Low Risk Consent | Stewart Signs Limited | - | Trafalgar Close | Chandlers Ford Ind Estate | Eastleigh | Hampshire | SO53 4BW | UNIT 3 | TRAFALGAR CLOSE | - | EASTLEIGH | HA | SO53 4BW | 1998-09-29 | 1 | 1 | At any time | CHICKENHALL EASTLEIGH WTW | Trafalgar Close | Solids Suspended 105 Degrees C | - | 400 | mg/l | 24.2 | Printing and related activities (Low impact) | Hampshire West | Pre Market Reform | Pre Market Reform | Consent | -
10771 | 1 | Low Risk Consent | Stewart Signs Limited | - | Trafalgar Close | Chandlers Ford Ind Estate | Eastleigh | Hampshire | SO53 4BW | UNIT 3 | TRAFALGAR CLOSE | - | EASTLEIGH | HA | SO53 4BW | 1998-09-29 | 1 | 1 | At any time | CHICKENHALL EASTLEIGH WTW | Trafalgar Close | Solids Suspended 105C at pH7 | - | 400 | mg/l | 24.2 | Printing and related activities (Low impact) | Hampshire West | Pre Market Reform | Pre Market Reform | Consent | -
10779 | 1 | Low Risk Consent | Stewart Signs Limited | - | Trafalgar Close | Chandlers Ford Ind Estate | Eastleigh | Hampshire | SO53 4BW | UNIT 3 | TRAFALGAR CLOSE |  | EASTLEIGH | HA | SO53 4BW | 1997-01-28 | 1 | 1 | At any time | CHICKENHALL EASTLEIGH WTW | Renown close | Chemical Oxygen Demand Settled as 0 | - | 800 | mg/l | 24.2 | Printing and related activities (Low impact) | Hampshire West | Pre Market Reform | Pre Market Reform | Consent | -
10779 | 1 | Low Risk Consent | Stewart Signs Limited | - | Trafalgar Close | Chandlers Ford Ind Estate | Eastleigh | Hampshire | SO53 4BW | UNIT 3 | TRAFALGAR CLOSE |  | EASTLEIGH | HA | SO53 4BW | 1997-01-28 | 1 | 1 | At any time | CHICKENHALL EASTLEIGH WTW | Renown close | Chemical Oxygen Demand Shaken as 0 | - | 800 | mg/l | 24.2 | Printing and related activities (Low impact) | Hampshire West | Pre Market Reform | Pre Market Reform | Consent | -
10779 | 1 | Low Risk Consent | Stewart Signs Limited | - | Trafalgar Close | Chandlers Ford Ind Estate | Eastleigh | Hampshire | SO53 4BW | UNIT 3 | TRAFALGAR CLOSE |  | EASTLEIGH | HA | SO53 4BW | 1997-01-28 | 1 | 1 | At any time | CHICKENHALL EASTLEIGH WTW | Renown close | Solids Suspended 105 Degrees C | - | 400 | mg/l | 24.2 | Printing and related activities (Low impact) | Hampshire West | Pre Market Reform | Pre Market Reform | Consent | -
10779 | 1 | Low Risk Consent | Stewart Signs Limited | - | Trafalgar Close | Chandlers Ford Ind Estate | Eastleigh | Hampshire | SO53 4BW | UNIT 3 | TRAFALGAR CLOSE |  | EASTLEIGH | HA | SO53 4BW | 1997-01-28 | 1 | 1 | At any time | CHICKENHALL EASTLEIGH WTW | Renown close | Solids Suspended 105C at pH7 | - | 400 | mg/l | 24.2 | Printing and related activities (Low impact) | Hampshire West | Pre Market Reform | Pre Market Reform | Consent | -
10782 | 1 | Low Risk Consent | Humphrey Feeds Limited | Eagle House | Llansantffraid Ym Mechain | - | Powys | - | SY22 6AQ |  | Hazeley Road | - | Twyford | Hampshire | SO21 1QA | 1996-08-06 | 0.5 | 2 | N/A | CHICKENHALL EASTLEIGH WTW | Northfields Farm | Chemical Oxygen Demand Settled as 0 | - | 800 | mg/l | 30.1 | Farming, livestock markets, horticulture and related activities | Hampshire West | Pre Market Reform | Pre Market Reform | Consent | -
10782 | 1 | Low Risk Consent | Humphrey Feeds Limited | Eagle House | Llansantffraid Ym Mechain | - | Powys | - | SY22 6AQ |  | Hazeley Road | - | Twyford | Hampshire | SO21 1QA | 1996-08-06 | 0.5 | 2 | N/A | CHICKENHALL EASTLEIGH WTW | Northfields Farm | Chemical Oxygen Demand Shaken as 0 | - | 800 | mg/l | 30.1 | Farming, livestock markets, horticulture and related activities | Hampshire West | Pre Market Reform | Pre Market Reform | Consent | -
10782 | 1 | Low Risk Consent | Humphrey Feeds Limited | Eagle House | Llansantffraid Ym Mechain | - | Powys | - | SY22 6AQ |  | Hazeley Road | - | Twyford | Hampshire | SO21 1QA | 1996-08-06 | 0.5 | 2 | N/A | CHICKENHALL EASTLEIGH WTW | Northfields Farm | Solids Suspended 105 Degrees C | - | 400 | mg/l | 30.1 | Farming, livestock markets, horticulture and related activities | Hampshire West | Pre Market Reform | Pre Market Reform | Consent | -
10782 | 1 | Low Risk Consent | Humphrey Feeds Limited | Eagle House | Llansantffraid Ym Mechain | - | Powys | - | SY22 6AQ |  | Hazeley Road | - | Twyford | Hampshire | SO21 1QA | 1996-08-06 | 0.5 | 2 | N/A | CHICKENHALL EASTLEIGH WTW | Northfields Farm | Solids Suspended 105C at pH7 | - | 400 | mg/l | 30.1 | Farming, livestock markets, horticulture and related activities | Hampshire West | Pre Market Reform | Pre Market Reform | Consent | -
10789 | 1 | Low Risk Consent | Safety-Kleen U.K. Limited | Profile West | 950 Great West Road | - | Brentford | Middlesex | TW8 9ES | PEACOCK TRADING ESTATE UNIT 4 | GOODWOOD ROAD | - | EASTLEIGH | HA | SO50 4NT | 1994-05-09 | 2 | 1 | N/A | CHICKENHALL EASTLEIGH WTW | N/A | Chemical Oxygen Demand Settled as 0 | - | 800 | mg/l | 31.2 | Vehicle and plant washing (Low Impact) | Hampshire West | Pre Market Reform | Pre Market Reform | Consent | -
10789 | 1 | Low Risk Consent | Safety-Kleen U.K. Limited | Profile West | 950 Great West Road | - | Brentford | Middlesex | TW8 9ES | PEACOCK TRADING ESTATE UNIT 4 | GOODWOOD ROAD | - | EASTLEIGH | HA | SO50 4NT | 1994-05-09 | 2 | 1 | N/A | CHICKENHALL EASTLEIGH WTW | N/A | Chemical Oxygen Demand Shaken as 0 | - | 800 | mg/l | 31.2 | Vehicle and plant washing (Low Impact) | Hampshire West | Pre Market Reform | Pre Market Reform | Consent | -
10789 | 1 | Low Risk Consent | Safety-Kleen U.K. Limited | Profile West | 950 Great West Road | - | Brentford | Middlesex | TW8 9ES | PEACOCK TRADING ESTATE UNIT 4 | GOODWOOD ROAD | - | EASTLEIGH | HA | SO50 4NT | 1994-05-09 | 2 | 1 | N/A | CHICKENHALL EASTLEIGH WTW | N/A | Solids Suspended 105 Degrees C | - | 400 | mg/l | 31.2 | Vehicle and plant washing (Low Impact) | Hampshire West | Pre Market Reform | Pre Market Reform | Consent | -
10789 | 1 | Low Risk Consent | Safety-Kleen U.K. Limited | Profile West | 950 Great West Road | - | Brentford | Middlesex | TW8 9ES | PEACOCK TRADING ESTATE UNIT 4 | GOODWOOD ROAD | - | EASTLEIGH | HA | SO50 4NT | 1994-05-09 | 2 | 1 | N/A | CHICKENHALL EASTLEIGH WTW | N/A | Solids Suspended 105C at pH7 | - | 400 | mg/l | 31.2 | Vehicle and plant washing (Low Impact) | Hampshire West | Pre Market Reform | Pre Market Reform | Consent | -
10791 | 2 | Low Risk Consent | RNAD Gosport | Bld F527 | - | - | Gosport | Hampshire | PO13 0AH | DEFENCE MUNITIONS GOSPORT | FAREHAM ROAD | - | GOSPORT | HA | PO13 0AH | 1998-11-18 | - | - | - | PEEL COMMON WTW | - | Chemical Oxygen Demand Settled as 0 | - | 800 | mg/l | 40.2 | Rainwater and surface water run-off (Low Impact) | Hampshire East | Pre Market Reform | Pre Market Reform | Consent | -
10791 | 2 | Low Risk Consent | RNAD Gosport | Bld F527 | - | - | Gosport | Hampshire | PO13 0AH | DEFENCE MUNITIONS GOSPORT | FAREHAM ROAD | - | GOSPORT | HA | PO13 0AH | 1998-11-18 | - | - | - | PEEL COMMON WTW | - | Chemical Oxygen Demand Shaken as 0 | - | 800 | mg/l | 40.2 | Rainwater and surface water run-off (Low Impact) | Hampshire East | Pre Market Reform | Pre Market Reform | Consent | -
10791 | 2 | Low Risk Consent | RNAD Gosport | Bld F527 | - | - | Gosport | Hampshire | PO13 0AH | DEFENCE MUNITIONS GOSPORT | FAREHAM ROAD | - | GOSPORT | HA | PO13 0AH | 1998-11-18 | - | - | - | PEEL COMMON WTW | - | Solids Suspended 105 Degrees C | - | 400 | mg/l | 40.2 | Rainwater and surface water run-off (Low Impact) | Hampshire East | Pre Market Reform | Pre Market Reform | Consent | -
10791 | 2 | Low Risk Consent | RNAD Gosport | Bld F527 | - | - | Gosport | Hampshire | PO13 0AH | DEFENCE MUNITIONS GOSPORT | FAREHAM ROAD | - | GOSPORT | HA | PO13 0AH | 1998-11-18 | - | - | - | PEEL COMMON WTW | - | Solids Suspended 105C at pH7 | - | 400 | mg/l | 40.2 | Rainwater and surface water run-off (Low Impact) | Hampshire East | Pre Market Reform | Pre Market Reform | Consent | -
10802 | 1 | Low Risk Consent | Croydex Limited | Ladyfield House | Station Road | - | Wilmslow | Cheshire | SK9 1BU | THE CROYDEX CO | CENTRAL WAY | - | ANDOVER | HA | SP10 5AW | 1997-10-01 | 3 | 2 | N/A | FULLERTON WTW | N/A | Chemical Oxygen Demand Settled as 0 | - | 800 | mg/l | 8.1 | Engineering (High risk) | Hampshire West | Pre Market Reform | Pre Market Reform | Consent | -
10802 | 1 | Low Risk Consent | Croydex Limited | Ladyfield House | Station Road | - | Wilmslow | Cheshire | SK9 1BU | THE CROYDEX CO | CENTRAL WAY | - | ANDOVER | HA | SP10 5AW | 1997-10-01 | 3 | 2 | N/A | FULLERTON WTW | N/A | Chemical Oxygen Demand Shaken as 0 | - | 800 | mg/l | 8.1 | Engineering (High risk) | Hampshire West | Pre Market Reform | Pre Market Reform | Consent | -
10802 | 1 | Low Risk Consent | Croydex Limited | Ladyfield House | Station Road | - | Wilmslow | Cheshire | SK9 1BU | THE CROYDEX CO | CENTRAL WAY | - | ANDOVER | HA | SP10 5AW | 1997-10-01 | 3 | 2 | N/A | FULLERTON WTW | N/A | Solids Suspended 105 Degrees C | - | 400 | mg/l | 8.1 | Engineering (High risk) | Hampshire West | Pre Market Reform | Pre Market Reform | Consent | -
10802 | 1 | Low Risk Consent | Croydex Limited | Ladyfield House | Station Road | - | Wilmslow | Cheshire | SK9 1BU | THE CROYDEX CO | CENTRAL WAY | - | ANDOVER | HA | SP10 5AW | 1997-10-01 | 3 | 2 | N/A | FULLERTON WTW | N/A | Solids Suspended 105C at pH7 | - | 400 | mg/l | 8.1 | Engineering (High risk) | Hampshire West | Pre Market Reform | Pre Market Reform | Consent | -
10803 | 1 | Low Risk Consent | Rockwood School | - | Weyhill Road | - | Andover | Hampshire | SP10 3AL | 33/39 | WEYHILL ROAD | - | ANDOVER | HA | SP10 3AL | 1997-05-02 | 1 | 1 | at any time | FULLERTON WTW | Weyhill Road | Chemical Oxygen Demand Settled as 0 | - | 800 | mg/l | 32.1 | Leisure facilities | Hampshire West | Pre Market Reform | Pre Market Reform | Consent | -
10803 | 1 | Low Risk Consent | Rockwood School | - | Weyhill Road | - | Andover | Hampshire | SP10 3AL | 33/39 | WEYHILL ROAD | - | ANDOVER | HA | SP10 3AL | 1997-05-02 | 1 | 1 | at any time | FULLERTON WTW | Weyhill Road | Chemical Oxygen Demand Shaken as 0 | - | 800 | mg/l | 32.1 | Leisure facilities | Hampshire West | Pre Market Reform | Pre Market Reform | Consent | -
10803 | 1 | Low Risk Consent | Rockwood School | - | Weyhill Road | - | Andover | Hampshire | SP10 3AL | 33/39 | WEYHILL ROAD | - | ANDOVER | HA | SP10 3AL | 1997-05-02 | 1 | 1 | at any time | FULLERTON WTW | Weyhill Road | Solids Suspended 105 Degrees C | - | 400 | mg/l | 32.1 | Leisure facilities | Hampshire West | Pre Market Reform | Pre Market Reform | Consent | -
10803 | 1 | Low Risk Consent | Rockwood School | - | Weyhill Road | - | Andover | Hampshire | SP10 3AL | 33/39 | WEYHILL ROAD | - | ANDOVER | HA | SP10 3AL | 1997-05-02 | 1 | 1 | at any time | FULLERTON WTW | Weyhill Road | Solids Suspended 105C at pH7 | - | 400 | mg/l | 32.1 | Leisure facilities | Hampshire West | Pre Market Reform | Pre Market Reform | Consent | -
10807 | 1 | Low Risk Consent | John Pike Coaches | Plot 77 | - | Walworth Ind. Estate | Andover | Hamsphire | - | UNIT 77 | SCOTT CLOSE | - | ANDOVER | HA | SP10 5NU | 1995-01-24 | 1 | 1 | At any time | FULLERTON WTW | Scott Close | Chemical Oxygen Demand Settled as 0 | - | 800 | mg/l | 32.1 | Leisure facilities | Hampshire West | Pre Market Reform | Pre Market Reform | Consent | -
10807 | 1 | Low Risk Consent | John Pike Coaches | Plot 77 | - | Walworth Ind. Estate | Andover | Hamsphire | - | UNIT 77 | SCOTT CLOSE | - | ANDOVER | HA | SP10 5NU | 1995-01-24 | 1 | 1 | At any time | FULLERTON WTW | Scott Close | Chemical Oxygen Demand Shaken as 0 | - | 800 | mg/l | 32.1 | Leisure facilities | Hampshire West | Pre Market Reform | Pre Market Reform | Consent | -
10807 | 1 | Low Risk Consent | John Pike Coaches | Plot 77 | - | Walworth Ind. Estate | Andover | Hamsphire | - | UNIT 77 | SCOTT CLOSE | - | ANDOVER | HA | SP10 5NU | 1995-01-24 | 1 | 1 | At any time | FULLERTON WTW | Scott Close | Solids Suspended 105 Degrees C | - | 400 | mg/l | 32.1 | Leisure facilities | Hampshire West | Pre Market Reform | Pre Market Reform | Consent | -
10807 | 1 | Low Risk Consent | John Pike Coaches | Plot 77 | - | Walworth Ind. Estate | Andover | Hamsphire | - | UNIT 77 | SCOTT CLOSE | - | ANDOVER | HA | SP10 5NU | 1995-01-24 | 1 | 1 | At any time | FULLERTON WTW | Scott Close | Solids Suspended 105C at pH7 | - | 400 | mg/l | 32.1 | Leisure facilities | Hampshire West | Pre Market Reform | Pre Market Reform | Consent | -
10817 | 2 | Low Risk Consent | Toyota(G.B.) Plc | Great Burgh | Burgh Heath | - | Epsom | Surrey | KT18 5UX | 351 SHOWROOM | SOUTH COAST ROAD |  | PEACEHAVEN | SE | BN10 7HH | 2000-08-16 | - | - | - | PEACEHAVEN WTW | - | Chemical Oxygen Demand Settled as 0 | - | 800 | mg/l | 31.2 | Vehicle and plant washing (Low Impact) | Sussex East | Pre Market Reform | Pre Market Reform | Consent | -
10817 | 2 | Low Risk Consent | Toyota(G.B.) Plc | Great Burgh | Burgh Heath | - | Epsom | Surrey | KT18 5UX | 351 SHOWROOM | SOUTH COAST ROAD |  | PEACEHAVEN | SE | BN10 7HH | 2000-08-16 | - | - | - | PEACEHAVEN WTW | - | Chemical Oxygen Demand Shaken as 0 | - | 800 | mg/l | 31.2 | Vehicle and plant washing (Low Impact) | Sussex East | Pre Market Reform | Pre Market Reform | Consent | -
10817 | 2 | Low Risk Consent | Toyota(G.B.) Plc | Great Burgh | Burgh Heath | - | Epsom | Surrey | KT18 5UX | 351 SHOWROOM | SOUTH COAST ROAD |  | PEACEHAVEN | SE | BN10 7HH | 2000-08-16 | - | - | - | PEACEHAVEN WTW | - | Solids Suspended 105 Degrees C | - | 400 | mg/l | 31.2 | Vehicle and plant washing (Low Impact) | Sussex East | Pre Market Reform | Pre Market Reform | Consent | -
10817 | 2 | Low Risk Consent | Toyota(G.B.) Plc | Great Burgh | Burgh Heath | - | Epsom | Surrey | KT18 5UX | 351 SHOWROOM | SOUTH COAST ROAD |  | PEACEHAVEN | SE | BN10 7HH | 2000-08-16 | - | - | - | PEACEHAVEN WTW | - | Solids Suspended 105C at pH7 | - | 400 | mg/l | 31.2 | Vehicle and plant washing (Low Impact) | Sussex East | Pre Market Reform | Pre Market Reform | Consent | -
10826 | 1 | Tier 2 Consent | Adams-Morey Limited |  | The Causeway | Redbridge | Southampton | Hampshire | SO15 0DR | ADAMS MOREY LTD | REDBRIDGE CAUSEWAY | - | SOUTHAMPTON | HA | SO15 0DR | 1981-04-01 | 5 | 0.1 | At all times | MILLBROOK WTW | Gover Road | Chemical Oxygen Demand Shaken as 0 | - | 2000 | mg/l | 31.2 | Vehicle and plant washing (Low Impact) | Hampshire West | truck and vhehicle washing | Transport | Consent | OLD REDBRIDGE ROAD REDBRIDGE WPS
10826 | 1 | Tier 2 Consent | Adams-Morey Limited |  | The Causeway | Redbridge | Southampton | Hampshire | SO15 0DR | ADAMS MOREY LTD | REDBRIDGE CAUSEWAY | - | SOUTHAMPTON | HA | SO15 0DR | 1981-04-01 | 5 | 0.1 | At all times | MILLBROOK WTW | Gover Road | Oil and Grease | - | 200 | mg/l | 31.2 | Vehicle and plant washing (Low Impact) | Hampshire West | truck and vhehicle washing | Transport | Consent | OLD REDBRIDGE ROAD REDBRIDGE WPS
10826 | 1 | Tier 2 Consent | Adams-Morey Limited |  | The Causeway | Redbridge | Southampton | Hampshire | SO15 0DR | ADAMS MOREY LTD | REDBRIDGE CAUSEWAY | - | SOUTHAMPTON | HA | SO15 0DR | 1981-04-01 | 5 | 0.1 | At all times | MILLBROOK WTW | Gover Road | pH | 6 | 10 | pH Units | 31.2 | Vehicle and plant washing (Low Impact) | Hampshire West | truck and vhehicle washing | Transport | Consent | OLD REDBRIDGE ROAD REDBRIDGE WPS
10826 | 1 | Tier 2 Consent | Adams-Morey Limited |  | The Causeway | Redbridge | Southampton | Hampshire | SO15 0DR | ADAMS MOREY LTD | REDBRIDGE CAUSEWAY | - | SOUTHAMPTON | HA | SO15 0DR | 1981-04-01 | 5 | 0.1 | At all times | MILLBROOK WTW | Gover Road | Solids Suspended 105 Degrees C | - | 400 | mg/l | 31.2 | Vehicle and plant washing (Low Impact) | Hampshire West | truck and vhehicle washing | Transport | Consent | OLD REDBRIDGE ROAD REDBRIDGE WPS
10833 | 2 | Tier 2 Consent | Lymington Launderette | - | 11 New Street | - | Lymington | Hampshire | SO41 9BH | 11 | NEW STREET | - | LYMINGTON | HA | SO41 9BH | 1980-10-01 | 10 | 2 | N/A | MILFORD ROAD PENNINGTON WTW | N/A | Chemical Oxygen Demand Shaken as 0 | - | 2000 | mg/l | 15.2 | Laundering (Small-scale/Coin-Op) | Hampshire West | launderette | Pre Market Reform | Consent | WOODSIDE LYMINGTON WPS
10833 | 2 | Tier 2 Consent | Lymington Launderette | - | 11 New Street | - | Lymington | Hampshire | SO41 9BH | 11 | NEW STREET | - | LYMINGTON | HA | SO41 9BH | 1980-10-01 | 10 | 2 | N/A | MILFORD ROAD PENNINGTON WTW | N/A | Oil and Grease | - | 200 | mg/l | 15.2 | Laundering (Small-scale/Coin-Op) | Hampshire West | launderette | Pre Market Reform | Consent | WOODSIDE LYMINGTON WPS
10833 | 2 | Tier 2 Consent | Lymington Launderette | - | 11 New Street | - | Lymington | Hampshire | SO41 9BH | 11 | NEW STREET | - | LYMINGTON | HA | SO41 9BH | 1980-10-01 | 10 | 2 | N/A | MILFORD ROAD PENNINGTON WTW | N/A | pH | 6 | 10 | pH Units | 15.2 | Laundering (Small-scale/Coin-Op) | Hampshire West | launderette | Pre Market Reform | Consent | WOODSIDE LYMINGTON WPS
10833 | 2 | Tier 2 Consent | Lymington Launderette | - | 11 New Street | - | Lymington | Hampshire | SO41 9BH | 11 | NEW STREET | - | LYMINGTON | HA | SO41 9BH | 1980-10-01 | 10 | 2 | N/A | MILFORD ROAD PENNINGTON WTW | N/A | Solids Suspended 105 Degrees C | - | 400 | mg/l | 15.2 | Laundering (Small-scale/Coin-Op) | Hampshire West | launderette | Pre Market Reform | Consent | WOODSIDE LYMINGTON WPS
10834 | 1 | Low Risk Consent | Andover Ford | Unit 5 | Hopkinson Way | West Portway Industrial Estate | Andover | Hampshire | SP10 2LY | 5A | HOPKINSON WAY |  | ANDOVER | HA | SP10 3LF | 1981-11-01 | 5 | 0.1 | N/A | FULLERTON WTW | N/A | Chemical Oxygen Demand Shaken as 0 | - | 2000 | mg/l | 31.2 | Vehicle and plant washing (Low Impact) | Hampshire West | Vehicle washing | Pre Market Reform | Consent | ANTON LANE ANDOVER WPS
10834 | 1 | Low Risk Consent | Andover Ford | Unit 5 | Hopkinson Way | West Portway Industrial Estate | Andover | Hampshire | SP10 2LY | 5A | HOPKINSON WAY |  | ANDOVER | HA | SP10 3LF | 1981-11-01 | 5 | 0.1 | N/A | FULLERTON WTW | N/A | Oil and Grease | - | 200 | mg/l | 31.2 | Vehicle and plant washing (Low Impact) | Hampshire West | Vehicle washing | Pre Market Reform | Consent | ANTON LANE ANDOVER WPS
10834 | 1 | Low Risk Consent | Andover Ford | Unit 5 | Hopkinson Way | West Portway Industrial Estate | Andover | Hampshire | SP10 2LY | 5A | HOPKINSON WAY |  | ANDOVER | HA | SP10 3LF | 1981-11-01 | 5 | 0.1 | N/A | FULLERTON WTW | N/A | pH | 6 | 10 | pH Units | 31.2 | Vehicle and plant washing (Low Impact) | Hampshire West | Vehicle washing | Pre Market Reform | Consent | ANTON LANE ANDOVER WPS
10834 | 1 | Low Risk Consent | Andover Ford | Unit 5 | Hopkinson Way | West Portway Industrial Estate | Andover | Hampshire | SP10 2LY | 5A | HOPKINSON WAY |  | ANDOVER | HA | SP10 3LF | 1981-11-01 | 5 | 0.1 | N/A | FULLERTON WTW | N/A | Solids Suspended 105 Degrees C | - | 400 | mg/l | 31.2 | Vehicle and plant washing (Low Impact) | Hampshire West | Vehicle washing | Pre Market Reform | Consent | ANTON LANE ANDOVER WPS
10835 | 1 | Tier 2 Consent | Anduff Car Wash Limited | 35-37 | Amersham Hill |  | High Wycombe | Buckinghamshire | HP13 6NU | CAR WASH | BRADING ROAD |  | RYDE | IW | PO33 1AX | 1997-07-21 | 17 | 1 | 08.00 and 20.00 | SANDOWN NEW WTW | Brading Road | Chemical Oxygen Demand Shaken as 0 | - | 1000 | mg/l | 31.2 | Vehicle and plant washing (Low Impact) | Hampshire East | Vehicle Washing: Vehicle Washing process | Pre Market Reform | Consent | -
10835 | 1 | Tier 2 Consent | Anduff Car Wash Limited | 35-37 | Amersham Hill |  | High Wycombe | Buckinghamshire | HP13 6NU | CAR WASH | BRADING ROAD |  | RYDE | IW | PO33 1AX | 1997-07-21 | 17 | 1 | 08.00 and 20.00 | SANDOWN NEW WTW | Brading Road | Oil and Grease | - | 200 | mg/l | 31.2 | Vehicle and plant washing (Low Impact) | Hampshire East | Vehicle Washing: Vehicle Washing process | Pre Market Reform | Consent | -
10835 | 1 | Tier 2 Consent | Anduff Car Wash Limited | 35-37 | Amersham Hill |  | High Wycombe | Buckinghamshire | HP13 6NU | CAR WASH | BRADING ROAD |  | RYDE | IW | PO33 1AX | 1997-07-21 | 17 | 1 | 08.00 and 20.00 | SANDOWN NEW WTW | Brading Road | pH | 6 | 10 | pH Units | 31.2 | Vehicle and plant washing (Low Impact) | Hampshire East | Vehicle Washing: Vehicle Washing process | Pre Market Reform | Consent | -
10835 | 1 | Tier 2 Consent | Anduff Car Wash Limited | 35-37 | Amersham Hill |  | High Wycombe | Buckinghamshire | HP13 6NU | CAR WASH | BRADING ROAD |  | RYDE | IW | PO33 1AX | 1997-07-21 | 17 | 1 | 08.00 and 20.00 | SANDOWN NEW WTW | Brading Road | Solids Suspended 105 Degrees C | - | 400 | mg/l | 31.2 | Vehicle and plant washing (Low Impact) | Hampshire East | Vehicle Washing: Vehicle Washing process | Pre Market Reform | Consent | -
10847 | 1 | Low Risk Consent | Arun Meat & Livestock Company Limited | 15 The Quarterdeck | Kings Parade | Aldwick | Bognor Regis |  | PO21 2FZ | Portsmouth Meat Centre Unit 3 | Norway Road |  | Portsmouth | HA | PO3 5HT | 1976-02-20 | 0.5 | 1 | 24 hours | BUDDS FARM HAVANT WTW | Norway Road | Chemical Oxygen Demand Shaken as 0 | - | 2000 | mg/l | 9.5 | Food processing - abbatoir/meat prep | Hampshire East | Cleaning Food Processing equipment | Meat company | Consent | ACKWORTH ROAD HILSEA WPS
10847 | 1 | Low Risk Consent | Arun Meat & Livestock Company Limited | 15 The Quarterdeck | Kings Parade | Aldwick | Bognor Regis |  | PO21 2FZ | Portsmouth Meat Centre Unit 3 | Norway Road |  | Portsmouth | HA | PO3 5HT | 1976-02-20 | 0.5 | 1 | 24 hours | BUDDS FARM HAVANT WTW | Norway Road | Nitrogen Ammoniacal as N | - | 35 | mg/l | 9.5 | Food processing - abbatoir/meat prep | Hampshire East | Cleaning Food Processing equipment | Meat company | Consent | ACKWORTH ROAD HILSEA WPS
10847 | 1 | Low Risk Consent | Arun Meat & Livestock Company Limited | 15 The Quarterdeck | Kings Parade | Aldwick | Bognor Regis |  | PO21 2FZ | Portsmouth Meat Centre Unit 3 | Norway Road |  | Portsmouth | HA | PO3 5HT | 1976-02-20 | 0.5 | 1 | 24 hours | BUDDS FARM HAVANT WTW | Norway Road | Oil and Grease | - | 200 | mg/l | 9.5 | Food processing - abbatoir/meat prep | Hampshire East | Cleaning Food Processing equipment | Meat company | Consent | ACKWORTH ROAD HILSEA WPS
10847 | 1 | Low Risk Consent | Arun Meat & Livestock Company Limited | 15 The Quarterdeck | Kings Parade | Aldwick | Bognor Regis |  | PO21 2FZ | Portsmouth Meat Centre Unit 3 | Norway Road |  | Portsmouth | HA | PO3 5HT | 1976-02-20 | 0.5 | 1 | 24 hours | BUDDS FARM HAVANT WTW | Norway Road | pH | 6 | 10 | pH Units | 9.5 | Food processing - abbatoir/meat prep | Hampshire East | Cleaning Food Processing equipment | Meat company | Consent | ACKWORTH ROAD HILSEA WPS
10847 | 1 | Low Risk Consent | Arun Meat & Livestock Company Limited | 15 The Quarterdeck | Kings Parade | Aldwick | Bognor Regis |  | PO21 2FZ | Portsmouth Meat Centre Unit 3 | Norway Road |  | Portsmouth | HA | PO3 5HT | 1976-02-20 | 0.5 | 1 | 24 hours | BUDDS FARM HAVANT WTW | Norway Road | Solids Suspended 105C at pH7 | - | 400 | mg/l | 9.5 | Food processing - abbatoir/meat prep | Hampshire East | Cleaning Food Processing equipment | Meat company | Consent | ACKWORTH ROAD HILSEA WPS
10853 | 1 | Tier 2 Consent | Atlantic Cleaning Centre Company Limited | Unit 2 The Portswood Centre | Portswood Road | - | Southampton | Hampshire | SO17 2NH | 44 | THORNHILL PARK ROAD | - | SOUTHAMPTON | HA | SO18 5TQ | 1975-07-09 | 5 | 3 | At all times | WOOLSTON WTW | Thornhill Park Road | Chemical Oxygen Demand Shaken as 0 | - | 800 | mg/l | 15.2 | Laundering (Small-scale/Coin-Op) | Hampshire West | Launderettes: Launderette process | Pre Market Reform | Consent | -
10853 | 1 | Tier 2 Consent | Atlantic Cleaning Centre Company Limited | Unit 2 The Portswood Centre | Portswood Road | - | Southampton | Hampshire | SO17 2NH | 44 | THORNHILL PARK ROAD | - | SOUTHAMPTON | HA | SO18 5TQ | 1975-07-09 | 5 | 3 | At all times | WOOLSTON WTW | Thornhill Park Road | pH | 6 | 10 | pH Units | 15.2 | Laundering (Small-scale/Coin-Op) | Hampshire West | Launderettes: Launderette process | Pre Market Reform | Consent | -
10853 | 1 | Tier 2 Consent | Atlantic Cleaning Centre Company Limited | Unit 2 The Portswood Centre | Portswood Road | - | Southampton | Hampshire | SO17 2NH | 44 | THORNHILL PARK ROAD | - | SOUTHAMPTON | HA | SO18 5TQ | 1975-07-09 | 5 | 3 | At all times | WOOLSTON WTW | Thornhill Park Road | Solids Suspended 105 Degrees C | - | 400 | mg/l | 15.2 | Laundering (Small-scale/Coin-Op) | Hampshire West | Launderettes: Launderette process | Pre Market Reform | Consent | -
10855 | 1 | Tier 2 Consent | Atlantic Cleaning Centre Company Limited | Unit 2 The Portswood Centre | Portswood Road | - | Southampton | Hampshire | SO17 2NH | 50 | BEDFORD PLACE | - | SOUTHAMPTON | HA | SO15 2DG | 1975-07-01 | 16 | 0.7 | At all times | MILLBROOK WTW | Bedford Place | Chemical Oxygen Demand Shaken as 0 | - | 800 | mg/l | 15.2 | Laundering (Small-scale/Coin-Op) | Hampshire West | Launderettes: Launderette process | Pre Market Reform | Consent | Pre Market Reform
10855 | 1 | Tier 2 Consent | Atlantic Cleaning Centre Company Limited | Unit 2 The Portswood Centre | Portswood Road | - | Southampton | Hampshire | SO17 2NH | 50 | BEDFORD PLACE | - | SOUTHAMPTON | HA | SO15 2DG | 1975-07-01 | 16 | 0.7 | At all times | MILLBROOK WTW | Bedford Place | pH | 6 | 10 | pH Units | 15.2 | Laundering (Small-scale/Coin-Op) | Hampshire West | Launderettes: Launderette process | Pre Market Reform | Consent | Pre Market Reform
10855 | 1 | Tier 2 Consent | Atlantic Cleaning Centre Company Limited | Unit 2 The Portswood Centre | Portswood Road | - | Southampton | Hampshire | SO17 2NH | 50 | BEDFORD PLACE | - | SOUTHAMPTON | HA | SO15 2DG | 1975-07-01 | 16 | 0.7 | At all times | MILLBROOK WTW | Bedford Place | Solids Suspended 105 Degrees C | - | 400 | mg/l | 15.2 | Laundering (Small-scale/Coin-Op) | Hampshire West | Launderettes: Launderette process | Pre Market Reform | Consent | Pre Market Reform
10913 | 5 | Tier 2 Consent | Cleansing Service Group Limited | Fusion 3 | 1200 Parkway | Whiteley | Fareham | Hampshire | PO15 7AD | CLEANSING SERVICES GROUP LTD | GRANGE ROAD | - | SOUTHAMPTON | HA | SO30 2GD | 1983-03-01 | 400 | 5 | At all times | PEEL COMMON WTW | Broadoak | Chemical Oxygen Demand Shaken as 0 | - | 10000 | mg/l | 37.4 | Liquid waste reception/oil recovery | Hampshire East | Cleaning of trucks with Liquid waste reception/oil recovery | waste management company, specialising in household & industrial waste collection, treatment and recovery | Consent | BROOK LANE BOTLEY WPS
10913 | 5 | Tier 2 Consent | Cleansing Service Group Limited | Fusion 3 | 1200 Parkway | Whiteley | Fareham | Hampshire | PO15 7AD | CLEANSING SERVICES GROUP LTD | GRANGE ROAD | - | SOUTHAMPTON | HA | SO30 2GD | 1983-03-01 | 400 | 5 | At all times | PEEL COMMON WTW | Broadoak | Chromium Total mg/l | - | 1 | ug/l | 37.4 | Liquid waste reception/oil recovery | Hampshire East | Cleaning of trucks with Liquid waste reception/oil recovery | waste management company, specialising in household & industrial waste collection, treatment and recovery | Consent | BROOK LANE BOTLEY WPS
10913 | 5 | Tier 2 Consent | Cleansing Service Group Limited | Fusion 3 | 1200 Parkway | Whiteley | Fareham | Hampshire | PO15 7AD | CLEANSING SERVICES GROUP LTD | GRANGE ROAD | - | SOUTHAMPTON | HA | SO30 2GD | 1983-03-01 | 400 | 5 | At all times | PEEL COMMON WTW | Broadoak | Copper Total | - | 1 | ug/l | 37.4 | Liquid waste reception/oil recovery | Hampshire East | Cleaning of trucks with Liquid waste reception/oil recovery | waste management company, specialising in household & industrial waste collection, treatment and recovery | Consent | BROOK LANE BOTLEY WPS
10913 | 5 | Tier 2 Consent | Cleansing Service Group Limited | Fusion 3 | 1200 Parkway | Whiteley | Fareham | Hampshire | PO15 7AD | CLEANSING SERVICES GROUP LTD | GRANGE ROAD | - | SOUTHAMPTON | HA | SO30 2GD | 1983-03-01 | 400 | 5 | At all times | PEEL COMMON WTW | Broadoak | Cyanide Total as Cn | - | 1 | ug/l | 37.4 | Liquid waste reception/oil recovery | Hampshire East | Cleaning of trucks with Liquid waste reception/oil recovery | waste management company, specialising in household & industrial waste collection, treatment and recovery | Consent | BROOK LANE BOTLEY WPS
10913 | 5 | Tier 2 Consent | Cleansing Service Group Limited | Fusion 3 | 1200 Parkway | Whiteley | Fareham | Hampshire | PO15 7AD | CLEANSING SERVICES GROUP LTD | GRANGE ROAD | - | SOUTHAMPTON | HA | SO30 2GD | 1983-03-01 | 400 | 5 | At all times | PEEL COMMON WTW | Broadoak | Detergents Anionic | - | 50 | mg/l | 37.4 | Liquid waste reception/oil recovery | Hampshire East | Cleaning of trucks with Liquid waste reception/oil recovery | waste management company, specialising in household & industrial waste collection, treatment and recovery | Consent | BROOK LANE BOTLEY WPS
10913 | 5 | Tier 2 Consent | Cleansing Service Group Limited | Fusion 3 | 1200 Parkway | Whiteley | Fareham | Hampshire | PO15 7AD | CLEANSING SERVICES GROUP LTD | GRANGE ROAD | - | SOUTHAMPTON | HA | SO30 2GD | 1983-03-01 | 400 | 5 | At all times | PEEL COMMON WTW | Broadoak | Detergents Non-Ionic | - | 50 | mg/l | 37.4 | Liquid waste reception/oil recovery | Hampshire East | Cleaning of trucks with Liquid waste reception/oil recovery | waste management company, specialising in household & industrial waste collection, treatment and recovery | Consent | BROOK LANE BOTLEY WPS
10913 | 5 | Tier 2 Consent | Cleansing Service Group Limited | Fusion 3 | 1200 Parkway | Whiteley | Fareham | Hampshire | PO15 7AD | CLEANSING SERVICES GROUP LTD | GRANGE ROAD | - | SOUTHAMPTON | HA | SO30 2GD | 1983-03-01 | 400 | 5 | At all times | PEEL COMMON WTW | Broadoak | Lead Total | - | 1 | ug/l | 37.4 | Liquid waste reception/oil recovery | Hampshire East | Cleaning of trucks with Liquid waste reception/oil recovery | waste management company, specialising in household & industrial waste collection, treatment and recovery | Consent | BROOK LANE BOTLEY WPS
10913 | 5 | Tier 2 Consent | Cleansing Service Group Limited | Fusion 3 | 1200 Parkway | Whiteley | Fareham | Hampshire | PO15 7AD | CLEANSING SERVICES GROUP LTD | GRANGE ROAD | - | SOUTHAMPTON | HA | SO30 2GD | 1983-03-01 | 400 | 5 | At all times | PEEL COMMON WTW | Broadoak | Nickel Total | - | 1 | ug/l | 37.4 | Liquid waste reception/oil recovery | Hampshire East | Cleaning of trucks with Liquid waste reception/oil recovery | waste management company, specialising in household & industrial waste collection, treatment and recovery | Consent | BROOK LANE BOTLEY WPS
10913 | 5 | Tier 2 Consent | Cleansing Service Group Limited | Fusion 3 | 1200 Parkway | Whiteley | Fareham | Hampshire | PO15 7AD | CLEANSING SERVICES GROUP LTD | GRANGE ROAD | - | SOUTHAMPTON | HA | SO30 2GD | 1983-03-01 | 400 | 5 | At all times | PEEL COMMON WTW | Broadoak | Nitrogen Ammoniacal as N | - | 200 | mg/l | 37.4 | Liquid waste reception/oil recovery | Hampshire East | Cleaning of trucks with Liquid waste reception/oil recovery | waste management company, specialising in household & industrial waste collection, treatment and recovery | Consent | BROOK LANE BOTLEY WPS
10913 | 5 | Tier 2 Consent | Cleansing Service Group Limited | Fusion 3 | 1200 Parkway | Whiteley | Fareham | Hampshire | PO15 7AD | CLEANSING SERVICES GROUP LTD | GRANGE ROAD | - | SOUTHAMPTON | HA | SO30 2GD | 1983-03-01 | 400 | 5 | At all times | PEEL COMMON WTW | Broadoak | Oil and Grease | - | 400 | mg/l | 37.4 | Liquid waste reception/oil recovery | Hampshire East | Cleaning of trucks with Liquid waste reception/oil recovery | waste management company, specialising in household & industrial waste collection, treatment and recovery | Consent | BROOK LANE BOTLEY WPS
10913 | 5 | Tier 2 Consent | Cleansing Service Group Limited | Fusion 3 | 1200 Parkway | Whiteley | Fareham | Hampshire | PO15 7AD | CLEANSING SERVICES GROUP LTD | GRANGE ROAD | - | SOUTHAMPTON | HA | SO30 2GD | 1983-03-01 | 400 | 5 | At all times | PEEL COMMON WTW | Broadoak | pH | 5 | 11 | pH Units | 37.4 | Liquid waste reception/oil recovery | Hampshire East | Cleaning of trucks with Liquid waste reception/oil recovery | waste management company, specialising in household & industrial waste collection, treatment and recovery | Consent | BROOK LANE BOTLEY WPS
10913 | 5 | Tier 2 Consent | Cleansing Service Group Limited | Fusion 3 | 1200 Parkway | Whiteley | Fareham | Hampshire | PO15 7AD | CLEANSING SERVICES GROUP LTD | GRANGE ROAD | - | SOUTHAMPTON | HA | SO30 2GD | 1983-03-01 | 400 | 5 | At all times | PEEL COMMON WTW | Broadoak | Silver Total | - | 1000 | ug/l | 37.4 | Liquid waste reception/oil recovery | Hampshire East | Cleaning of trucks with Liquid waste reception/oil recovery | waste management company, specialising in household & industrial waste collection, treatment and recovery | Consent | BROOK LANE BOTLEY WPS
10913 | 5 | Tier 2 Consent | Cleansing Service Group Limited | Fusion 3 | 1200 Parkway | Whiteley | Fareham | Hampshire | PO15 7AD | CLEANSING SERVICES GROUP LTD | GRANGE ROAD | - | SOUTHAMPTON | HA | SO30 2GD | 1983-03-01 | 400 | 5 | At all times | PEEL COMMON WTW | Broadoak | Solids Suspended 105 Degrees C | - | 700 | mg/l | 37.4 | Liquid waste reception/oil recovery | Hampshire East | Cleaning of trucks with Liquid waste reception/oil recovery | waste management company, specialising in household & industrial waste collection, treatment and recovery | Consent | BROOK LANE BOTLEY WPS
10913 | 5 | Tier 2 Consent | Cleansing Service Group Limited | Fusion 3 | 1200 Parkway | Whiteley | Fareham | Hampshire | PO15 7AD | CLEANSING SERVICES GROUP LTD | GRANGE ROAD | - | SOUTHAMPTON | HA | SO30 2GD | 1983-03-01 | 400 | 5 | At all times | PEEL COMMON WTW | Broadoak | Sulphate as S04 | - | 750 | mg/l | 37.4 | Liquid waste reception/oil recovery | Hampshire East | Cleaning of trucks with Liquid waste reception/oil recovery | waste management company, specialising in household & industrial waste collection, treatment and recovery | Consent | BROOK LANE BOTLEY WPS
10913 | 5 | Tier 2 Consent | Cleansing Service Group Limited | Fusion 3 | 1200 Parkway | Whiteley | Fareham | Hampshire | PO15 7AD | CLEANSING SERVICES GROUP LTD | GRANGE ROAD | - | SOUTHAMPTON | HA | SO30 2GD | 1983-03-01 | 400 | 5 | At all times | PEEL COMMON WTW | Broadoak | Sulphide as S | - | 1 | mg/l | 37.4 | Liquid waste reception/oil recovery | Hampshire East | Cleaning of trucks with Liquid waste reception/oil recovery | waste management company, specialising in household & industrial waste collection, treatment and recovery | Consent | BROOK LANE BOTLEY WPS
10913 | 5 | Tier 2 Consent | Cleansing Service Group Limited | Fusion 3 | 1200 Parkway | Whiteley | Fareham | Hampshire | PO15 7AD | CLEANSING SERVICES GROUP LTD | GRANGE ROAD | - | SOUTHAMPTON | HA | SO30 2GD | 1983-03-01 | 400 | 5 | At all times | PEEL COMMON WTW | Broadoak | Tin Total | - | 1000 | ug/l | 37.4 | Liquid waste reception/oil recovery | Hampshire East | Cleaning of trucks with Liquid waste reception/oil recovery | waste management company, specialising in household & industrial waste collection, treatment and recovery | Consent | BROOK LANE BOTLEY WPS
10913 | 5 | Tier 2 Consent | Cleansing Service Group Limited | Fusion 3 | 1200 Parkway | Whiteley | Fareham | Hampshire | PO15 7AD | CLEANSING SERVICES GROUP LTD | GRANGE ROAD | - | SOUTHAMPTON | HA | SO30 2GD | 1983-03-01 | 400 | 5 | At all times | PEEL COMMON WTW | Broadoak | Zinc Total mg/l | - | 3 | ug/l | 37.4 | Liquid waste reception/oil recovery | Hampshire East | Cleaning of trucks with Liquid waste reception/oil recovery | waste management company, specialising in household & industrial waste collection, treatment and recovery | Consent | BROOK LANE BOTLEY WPS
10924 | 1 | Low Risk Consent | Culverlands Press,Limited | 5 | Ardglen Road | - | Whitchurch | - | RG28 7BB | 2 CULVERLANDS PRESS LTD | WINNALL VALLEY ROAD | - | WINCHESTER | HA | SO23 0LN | 1975-07-10 | 1 | 0.7 | N/A | MORESTEAD ROAD WINCHESTER WTW | N/A | Chemical Oxygen Demand Shaken as 0 | - | 2000 | mg/l | 33.3 | Photographic and X-ray film processing Non COPPICE | Hampshire West | Pre Market Reform | Pre Market Reform | Consent | GARNIER ROAD WINCHESTER WPS
10924 | 1 | Low Risk Consent | Culverlands Press,Limited | 5 | Ardglen Road | - | Whitchurch | - | RG28 7BB | 2 CULVERLANDS PRESS LTD | WINNALL VALLEY ROAD | - | WINCHESTER | HA | SO23 0LN | 1975-07-10 | 1 | 0.7 | N/A | MORESTEAD ROAD WINCHESTER WTW | N/A | Oil and Grease | - | 200 | mg/l | 33.3 | Photographic and X-ray film processing Non COPPICE | Hampshire West | Pre Market Reform | Pre Market Reform | Consent | GARNIER ROAD WINCHESTER WPS
10924 | 1 | Low Risk Consent | Culverlands Press,Limited | 5 | Ardglen Road | - | Whitchurch | - | RG28 7BB | 2 CULVERLANDS PRESS LTD | WINNALL VALLEY ROAD | - | WINCHESTER | HA | SO23 0LN | 1975-07-10 | 1 | 0.7 | N/A | MORESTEAD ROAD WINCHESTER WTW | N/A | pH | 6 | 10 | pH Units | 33.3 | Photographic and X-ray film processing Non COPPICE | Hampshire West | Pre Market Reform | Pre Market Reform | Consent | GARNIER ROAD WINCHESTER WPS
10924 | 1 | Low Risk Consent | Culverlands Press,Limited | 5 | Ardglen Road | - | Whitchurch | - | RG28 7BB | 2 CULVERLANDS PRESS LTD | WINNALL VALLEY ROAD | - | WINCHESTER | HA | SO23 0LN | 1975-07-10 | 1 | 0.7 | N/A | MORESTEAD ROAD WINCHESTER WTW | N/A | Solids Suspended 105C at pH7 | - | 400 | mg/l | 33.3 | Photographic and X-ray film processing Non COPPICE | Hampshire West | Pre Market Reform | Pre Market Reform | Consent | GARNIER ROAD WINCHESTER WPS
10935 | 1 | Tier 2 Consent | Diametric Technical Limited | Lake House | Waltham Business Park | Brickyard Road Swanmore | Southampton | Hampshire | SO32 2SA | 28 | MANNERS VIEW |  | NEWPORT | IW | PO30 5FA | 1992-09-25 | 1.5 | 0.1 | At all times | SANDOWN NEW WTW | Manners View | Chemical Oxygen Demand Shaken as 0 | - | 1200 | mg/l | 24.1 | Printing and related activities (High impact) | Hampshire East | Print Screening company | Precision Industrial Badging | Consent | -
10935 | 1 | Tier 2 Consent | Diametric Technical Limited | Lake House | Waltham Business Park | Brickyard Road Swanmore | Southampton | Hampshire | SO32 2SA | 28 | MANNERS VIEW |  | NEWPORT | IW | PO30 5FA | 1992-09-25 | 1.5 | 0.1 | At all times | SANDOWN NEW WTW | Manners View | Chloride | - | 100 | mg/l | 24.1 | Printing and related activities (High impact) | Hampshire East | Print Screening company | Precision Industrial Badging | Consent | -
10935 | 1 | Tier 2 Consent | Diametric Technical Limited | Lake House | Waltham Business Park | Brickyard Road Swanmore | Southampton | Hampshire | SO32 2SA | 28 | MANNERS VIEW |  | NEWPORT | IW | PO30 5FA | 1992-09-25 | 1.5 | 0.1 | At all times | SANDOWN NEW WTW | Manners View | Nitrogen Ammoniacal as N | - | 10 | mg/l | 24.1 | Printing and related activities (High impact) | Hampshire East | Print Screening company | Precision Industrial Badging | Consent | -
10935 | 1 | Tier 2 Consent | Diametric Technical Limited | Lake House | Waltham Business Park | Brickyard Road Swanmore | Southampton | Hampshire | SO32 2SA | 28 | MANNERS VIEW |  | NEWPORT | IW | PO30 5FA | 1992-09-25 | 1.5 | 0.1 | At all times | SANDOWN NEW WTW | Manners View | pH | 6 | 10 | pH Units | 24.1 | Printing and related activities (High impact) | Hampshire East | Print Screening company | Precision Industrial Badging | Consent | -
10935 | 1 | Tier 2 Consent | Diametric Technical Limited | Lake House | Waltham Business Park | Brickyard Road Swanmore | Southampton | Hampshire | SO32 2SA | 28 | MANNERS VIEW |  | NEWPORT | IW | PO30 5FA | 1992-09-25 | 1.5 | 0.1 | At all times | SANDOWN NEW WTW | Manners View | Solids Suspended 105 Degrees C | - | 400 | mg/l | 24.1 | Printing and related activities (High impact) | Hampshire East | Print Screening company | Precision Industrial Badging | Consent | -
10935 | 1 | Tier 2 Consent | Diametric Technical Limited | Lake House | Waltham Business Park | Brickyard Road Swanmore | Southampton | Hampshire | SO32 2SA | 28 | MANNERS VIEW |  | NEWPORT | IW | PO30 5FA | 1992-09-25 | 1.5 | 0.1 | At all times | SANDOWN NEW WTW | Manners View | Sulphate as S04 | - | 100 | mg/l | 24.1 | Printing and related activities (High impact) | Hampshire East | Print Screening company | Precision Industrial Badging | Consent | -
10946 | 1 | Tier 2 Consent | Eastleigh Borough Council | Eastleigh House | Upper Market Street | - | Eastleigh | Hampshire | SO50 9YN | COUNCIL DEPOT | BOTLEY ROAD | - | SOUTHAMPTON | HA | SO30 2RA | 1981-07-01 | 12 | 0 | n/a | PEEL COMMON WTW | Broadoak | Chemical Oxygen Demand Shaken as 0 | - | 2000 | mg/l | 31.2 | Vehicle and plant washing (Low Impact) | Hampshire East | Pre Market Reform | Pre Market Reform | Consent | BROOK LANE BOTLEY WPS
10946 | 1 | Tier 2 Consent | Eastleigh Borough Council | Eastleigh House | Upper Market Street | - | Eastleigh | Hampshire | SO50 9YN | COUNCIL DEPOT | BOTLEY ROAD | - | SOUTHAMPTON | HA | SO30 2RA | 1981-07-01 | 12 | 0 | n/a | PEEL COMMON WTW | Broadoak | Oil and Grease | - | 200 | mg/l | 31.2 | Vehicle and plant washing (Low Impact) | Hampshire East | Pre Market Reform | Pre Market Reform | Consent | BROOK LANE BOTLEY WPS
10946 | 1 | Tier 2 Consent | Eastleigh Borough Council | Eastleigh House | Upper Market Street | - | Eastleigh | Hampshire | SO50 9YN | COUNCIL DEPOT | BOTLEY ROAD | - | SOUTHAMPTON | HA | SO30 2RA | 1981-07-01 | 12 | 0 | n/a | PEEL COMMON WTW | Broadoak | pH | 6 | 10 | pH Units | 31.2 | Vehicle and plant washing (Low Impact) | Hampshire East | Pre Market Reform | Pre Market Reform | Consent | BROOK LANE BOTLEY WPS
10946 | 1 | Tier 2 Consent | Eastleigh Borough Council | Eastleigh House | Upper Market Street | - | Eastleigh | Hampshire | SO50 9YN | COUNCIL DEPOT | BOTLEY ROAD | - | SOUTHAMPTON | HA | SO30 2RA | 1981-07-01 | 12 | 0 | n/a | PEEL COMMON WTW | Broadoak | Solids Suspended 105C at pH7 | - | 400 | mg/l | 31.2 | Vehicle and plant washing (Low Impact) | Hampshire East | Pre Market Reform | Pre Market Reform | Consent | BROOK LANE BOTLEY WPS
10956 | 4 | Tier 1 Consent | Lionel Hitchen Limited | Virginia Works | Greenwich Way | - | Andover | Hampshire | SP10 4JX | LIONEL HITCHEN | GRAVEL LANE | - | BARTON STACEY | HA | SO21 3RQ | 1976-01-23 | 18 | 0.5 | At all times | BARTON STACEY WTW | Gravel Lane | Chemical Oxygen Demand Shaken as 0 | - | 5500 | mg/l | 9.2 | Food processing - General | Hampshire West | Waste water from the extraction and processing of essential oils and essences. | Manufacturer and supplier of natural flavour ingredients to the food and beverage industry. Producing a variety of food flavourings and spice extracts. | Consent | ROBERTS ROAD BARTON STACEY WPS
10956 | 4 | Tier 1 Consent | Lionel Hitchen Limited | Virginia Works | Greenwich Way | - | Andover | Hampshire | SP10 4JX | LIONEL HITCHEN | GRAVEL LANE | - | BARTON STACEY | HA | SO21 3RQ | 1976-01-23 | 18 | 0.5 | At all times | BARTON STACEY WTW | Gravel Lane | Nitrogen Ammoniacal as N | - | 10 | mg/l | 9.2 | Food processing - General | Hampshire West | Waste water from the extraction and processing of essential oils and essences. | Manufacturer and supplier of natural flavour ingredients to the food and beverage industry. Producing a variety of food flavourings and spice extracts. | Consent | ROBERTS ROAD BARTON STACEY WPS
10956 | 4 | Tier 1 Consent | Lionel Hitchen Limited | Virginia Works | Greenwich Way | - | Andover | Hampshire | SP10 4JX | LIONEL HITCHEN | GRAVEL LANE | - | BARTON STACEY | HA | SO21 3RQ | 1976-01-23 | 18 | 0.5 | At all times | BARTON STACEY WTW | Gravel Lane | Oil and Grease | - | 200 | mg/l | 9.2 | Food processing - General | Hampshire West | Waste water from the extraction and processing of essential oils and essences. | Manufacturer and supplier of natural flavour ingredients to the food and beverage industry. Producing a variety of food flavourings and spice extracts. | Consent | ROBERTS ROAD BARTON STACEY WPS
10956 | 4 | Tier 1 Consent | Lionel Hitchen Limited | Virginia Works | Greenwich Way | - | Andover | Hampshire | SP10 4JX | LIONEL HITCHEN | GRAVEL LANE | - | BARTON STACEY | HA | SO21 3RQ | 1976-01-23 | 18 | 0.5 | At all times | BARTON STACEY WTW | Gravel Lane | pH | 6 | 10 | pH Units | 9.2 | Food processing - General | Hampshire West | Waste water from the extraction and processing of essential oils and essences. | Manufacturer and supplier of natural flavour ingredients to the food and beverage industry. Producing a variety of food flavourings and spice extracts. | Consent | ROBERTS ROAD BARTON STACEY WPS
10956 | 4 | Tier 1 Consent | Lionel Hitchen Limited | Virginia Works | Greenwich Way | - | Andover | Hampshire | SP10 4JX | LIONEL HITCHEN | GRAVEL LANE | - | BARTON STACEY | HA | SO21 3RQ | 1976-01-23 | 18 | 0.5 | At all times | BARTON STACEY WTW | Gravel Lane | Solids Suspended 105 Degrees C | - | 1600 | mg/l | 9.2 | Food processing - General | Hampshire West | Waste water from the extraction and processing of essential oils and essences. | Manufacturer and supplier of natural flavour ingredients to the food and beverage industry. Producing a variety of food flavourings and spice extracts. | Consent | ROBERTS ROAD BARTON STACEY WPS
10960 | 2 | Low Risk Consent | Esso Petroleum Company,Limited | Ermyn House | Ermyn Way | - | Leatherhead | Surrey | KT22 8UX | 24/31 MARKET SERVICE STATION | ANDOVER ROAD | - | WINCHESTER | HA | SO23 7BT | 1987-11-01 | 5 | 0.8 | at any time | MORESTEAD ROAD WINCHESTER WTW | Andover Road | Chemical Oxygen Demand Shaken as 0 | - | 2000 | mg/l | 31.2 | Vehicle and plant washing (Low Impact) | Hampshire West | vehicle wash | service station and mini mart | Consent | GARNIER ROAD WINCHESTER WPS
10960 | 2 | Low Risk Consent | Esso Petroleum Company,Limited | Ermyn House | Ermyn Way | - | Leatherhead | Surrey | KT22 8UX | 24/31 MARKET SERVICE STATION | ANDOVER ROAD | - | WINCHESTER | HA | SO23 7BT | 1987-11-01 | 5 | 0.8 | at any time | MORESTEAD ROAD WINCHESTER WTW | Andover Road | Oil and Grease | - | 200 | mg/l | 31.2 | Vehicle and plant washing (Low Impact) | Hampshire West | vehicle wash | service station and mini mart | Consent | GARNIER ROAD WINCHESTER WPS
10960 | 2 | Low Risk Consent | Esso Petroleum Company,Limited | Ermyn House | Ermyn Way | - | Leatherhead | Surrey | KT22 8UX | 24/31 MARKET SERVICE STATION | ANDOVER ROAD | - | WINCHESTER | HA | SO23 7BT | 1987-11-01 | 5 | 0.8 | at any time | MORESTEAD ROAD WINCHESTER WTW | Andover Road | pH | 6 | 10 | pH Units | 31.2 | Vehicle and plant washing (Low Impact) | Hampshire West | vehicle wash | service station and mini mart | Consent | GARNIER ROAD WINCHESTER WPS
10960 | 2 | Low Risk Consent | Esso Petroleum Company,Limited | Ermyn House | Ermyn Way | - | Leatherhead | Surrey | KT22 8UX | 24/31 MARKET SERVICE STATION | ANDOVER ROAD | - | WINCHESTER | HA | SO23 7BT | 1987-11-01 | 5 | 0.8 | at any time | MORESTEAD ROAD WINCHESTER WTW | Andover Road | Solids Suspended 105 Degrees C | - | 400 | mg/l | 31.2 | Vehicle and plant washing (Low Impact) | Hampshire West | vehicle wash | service station and mini mart | Consent | GARNIER ROAD WINCHESTER WPS
10975 | 1 | Tier 2 Consent | Fairlee Service Station | - | Fairlee Road | - | Newport | Isle of Wight | PO30 2EJ | FAIRLEE SERVICES STATION | FAIRLEE ROAD | - | NEWPORT | IW | PO30 2EJ | 1993-12-02 | 3 | 3 | 0700-2200 | SANDOWN NEW WTW | Fairlee Road, Newport | Chemical Oxygen Demand Shaken as 0 | - | 1200 | mg/l | 31.2 | Vehicle and plant washing (Low Impact) | Hampshire East | Wash and rinse waters from car wash | Car Dealer and Service Company | Consent | -
10975 | 1 | Tier 2 Consent | Fairlee Service Station | - | Fairlee Road | - | Newport | Isle of Wight | PO30 2EJ | FAIRLEE SERVICES STATION | FAIRLEE ROAD | - | NEWPORT | IW | PO30 2EJ | 1993-12-02 | 3 | 3 | 0700-2200 | SANDOWN NEW WTW | Fairlee Road, Newport | Oil and Grease | - | 50 | mg/l | 31.2 | Vehicle and plant washing (Low Impact) | Hampshire East | Wash and rinse waters from car wash | Car Dealer and Service Company | Consent | -
10975 | 1 | Tier 2 Consent | Fairlee Service Station | - | Fairlee Road | - | Newport | Isle of Wight | PO30 2EJ | FAIRLEE SERVICES STATION | FAIRLEE ROAD | - | NEWPORT | IW | PO30 2EJ | 1993-12-02 | 3 | 3 | 0700-2200 | SANDOWN NEW WTW | Fairlee Road, Newport | pH | 6 | 10 | pH Units | 31.2 | Vehicle and plant washing (Low Impact) | Hampshire East | Wash and rinse waters from car wash | Car Dealer and Service Company | Consent | -
10975 | 1 | Tier 2 Consent | Fairlee Service Station | - | Fairlee Road | - | Newport | Isle of Wight | PO30 2EJ | FAIRLEE SERVICES STATION | FAIRLEE ROAD | - | NEWPORT | IW | PO30 2EJ | 1993-12-02 | 3 | 3 | 0700-2200 | SANDOWN NEW WTW | Fairlee Road, Newport | Solids Suspended 105C at pH7 | - | 400 | mg/l | 31.2 | Vehicle and plant washing (Low Impact) | Hampshire East | Wash and rinse waters from car wash | Car Dealer and Service Company | Consent | -
11006 | 3 | Tier 2 Consent | H+S Aviation Limited |  | Airport Service Road |  | Portsmouth | Hampshire | PO3 5PJ | WORKSHOP OFFICES STORES ETC | AIRPORT SERVICE ROAD | - | PORTSMOUTH | HA | PO3 5PJ | 1990-10-01 | 14 | 1.5 | At all times | BUDDS FARM HAVANT WTW | Airport Service Road | Chemical Oxygen Demand Shaken as 0 | - | 1000 | mg/l | 22.1 | Plating and metal finishing (High Impact) | Hampshire East | Waste water arising from ardrox process | MOD plane particle company | Consent | ACKWORTH ROAD HILSEA WPS
11006 | 3 | Tier 2 Consent | H+S Aviation Limited |  | Airport Service Road |  | Portsmouth | Hampshire | PO3 5PJ | WORKSHOP OFFICES STORES ETC | AIRPORT SERVICE ROAD | - | PORTSMOUTH | HA | PO3 5PJ | 1990-10-01 | 14 | 1.5 | At all times | BUDDS FARM HAVANT WTW | Airport Service Road | Chromium Total mg/l | - | 1 | ug/l | 22.1 | Plating and metal finishing (High Impact) | Hampshire East | Waste water arising from ardrox process | MOD plane particle company | Consent | ACKWORTH ROAD HILSEA WPS
11006 | 3 | Tier 2 Consent | H+S Aviation Limited |  | Airport Service Road |  | Portsmouth | Hampshire | PO3 5PJ | WORKSHOP OFFICES STORES ETC | AIRPORT SERVICE ROAD | - | PORTSMOUTH | HA | PO3 5PJ | 1990-10-01 | 14 | 1.5 | At all times | BUDDS FARM HAVANT WTW | Airport Service Road | Nickel Total | - | 1 | ug/l | 22.1 | Plating and metal finishing (High Impact) | Hampshire East | Waste water arising from ardrox process | MOD plane particle company | Consent | ACKWORTH ROAD HILSEA WPS
11006 | 3 | Tier 2 Consent | H+S Aviation Limited |  | Airport Service Road |  | Portsmouth | Hampshire | PO3 5PJ | WORKSHOP OFFICES STORES ETC | AIRPORT SERVICE ROAD | - | PORTSMOUTH | HA | PO3 5PJ | 1990-10-01 | 14 | 1.5 | At all times | BUDDS FARM HAVANT WTW | Airport Service Road | Oil and Grease | - | 200 | mg/l | 22.1 | Plating and metal finishing (High Impact) | Hampshire East | Waste water arising from ardrox process | MOD plane particle company | Consent | ACKWORTH ROAD HILSEA WPS
11006 | 3 | Tier 2 Consent | H+S Aviation Limited |  | Airport Service Road |  | Portsmouth | Hampshire | PO3 5PJ | WORKSHOP OFFICES STORES ETC | AIRPORT SERVICE ROAD | - | PORTSMOUTH | HA | PO3 5PJ | 1990-10-01 | 14 | 1.5 | At all times | BUDDS FARM HAVANT WTW | Airport Service Road | pH | 6 | 10 | pH Units | 22.1 | Plating and metal finishing (High Impact) | Hampshire East | Waste water arising from ardrox process | MOD plane particle company | Consent | ACKWORTH ROAD HILSEA WPS
11006 | 3 | Tier 2 Consent | H+S Aviation Limited |  | Airport Service Road |  | Portsmouth | Hampshire | PO3 5PJ | WORKSHOP OFFICES STORES ETC | AIRPORT SERVICE ROAD | - | PORTSMOUTH | HA | PO3 5PJ | 1990-10-01 | 14 | 1.5 | At all times | BUDDS FARM HAVANT WTW | Airport Service Road | Solids Suspended 105 Degrees C | - | 400 | mg/l | 22.1 | Plating and metal finishing (High Impact) | Hampshire East | Waste water arising from ardrox process | MOD plane particle company | Consent | ACKWORTH ROAD HILSEA WPS
11006 | 3 | Tier 2 Consent | H+S Aviation Limited |  | Airport Service Road |  | Portsmouth | Hampshire | PO3 5PJ | WORKSHOP OFFICES STORES ETC | AIRPORT SERVICE ROAD | - | PORTSMOUTH | HA | PO3 5PJ | 1990-10-01 | 14 | 1.5 | At all times | BUDDS FARM HAVANT WTW | Airport Service Road | Zinc Total mg/l | - | 1 | ug/l | 22.1 | Plating and metal finishing (High Impact) | Hampshire East | Waste water arising from ardrox process | MOD plane particle company | Consent | ACKWORTH ROAD HILSEA WPS
11015 | 1 | Tier 2 Consent | H. Luckett & Co. Limited | National Express House Birmingham Coach Station | Mill Lane | Digbeth | Birmingham | - | B5 6DD | LUCKETTS TRAVEL | BROADCUT | - | FAREHAM | HA | PO16 8TB | 1981-11-01 | 2 | 1 | At all times | PEEL COMMON WTW | N/A | Chemical Oxygen Demand Shaken as 0 | - | 1000 | mg/l | 31.2 | Vehicle and plant washing (Low Impact) | Hampshire East | Vehicle washing | Pre Market Reform | Consent | BROADCUT INDUSTRIAL ESTATE FAREHAM WPS
11015 | 1 | Tier 2 Consent | H. Luckett & Co. Limited | National Express House Birmingham Coach Station | Mill Lane | Digbeth | Birmingham | - | B5 6DD | LUCKETTS TRAVEL | BROADCUT | - | FAREHAM | HA | PO16 8TB | 1981-11-01 | 2 | 1 | At all times | PEEL COMMON WTW | N/A | Nitrogen Ammoniacal as N | - | 35 | mg/l | 31.2 | Vehicle and plant washing (Low Impact) | Hampshire East | Vehicle washing | Pre Market Reform | Consent | BROADCUT INDUSTRIAL ESTATE FAREHAM WPS
11015 | 1 | Tier 2 Consent | H. Luckett & Co. Limited | National Express House Birmingham Coach Station | Mill Lane | Digbeth | Birmingham | - | B5 6DD | LUCKETTS TRAVEL | BROADCUT | - | FAREHAM | HA | PO16 8TB | 1981-11-01 | 2 | 1 | At all times | PEEL COMMON WTW | N/A | Oil and Grease | - | 100 | mg/l | 31.2 | Vehicle and plant washing (Low Impact) | Hampshire East | Vehicle washing | Pre Market Reform | Consent | BROADCUT INDUSTRIAL ESTATE FAREHAM WPS
11015 | 1 | Tier 2 Consent | H. Luckett & Co. Limited | National Express House Birmingham Coach Station | Mill Lane | Digbeth | Birmingham | - | B5 6DD | LUCKETTS TRAVEL | BROADCUT | - | FAREHAM | HA | PO16 8TB | 1981-11-01 | 2 | 1 | At all times | PEEL COMMON WTW | N/A | pH | 6 | 10 | pH Units | 31.2 | Vehicle and plant washing (Low Impact) | Hampshire East | Vehicle washing | Pre Market Reform | Consent | BROADCUT INDUSTRIAL ESTATE FAREHAM WPS
11015 | 1 | Tier 2 Consent | H. Luckett & Co. Limited | National Express House Birmingham Coach Station | Mill Lane | Digbeth | Birmingham | - | B5 6DD | LUCKETTS TRAVEL | BROADCUT | - | FAREHAM | HA | PO16 8TB | 1981-11-01 | 2 | 1 | At all times | PEEL COMMON WTW | N/A | Solids Suspended 105 Degrees C | - | 400 | mg/l | 31.2 | Vehicle and plant washing (Low Impact) | Hampshire East | Vehicle washing | Pre Market Reform | Consent | BROADCUT INDUSTRIAL ESTATE FAREHAM WPS
11016 | 3 | Tier 1 Consent | Pilgrim's UK Lamb Ltd | Seton House | Warwick Technology Park | Gallows Hill | Warwick |  | CV34 6DA | THE ABATTOIR | TILLEY DOWN |  | ANDOVER | HA | SP11 9BB | 1976-01-23 | 46 | 1.05 | At all times | FULLERTON WTW | Tillydown | Chemical Oxygen Demand Shaken as 0 | - | 2000 | mg/l | 9.2 | Food processing - General | Hampshire West | rinsing/washing of shop floor, refridgerated trailers and discharge from steam tray wash. | Processing of lamb. | Consent | CLEAVER COTTAGES APPLESHAW WPS
11016 | 3 | Tier 1 Consent | Pilgrim's UK Lamb Ltd | Seton House | Warwick Technology Park | Gallows Hill | Warwick |  | CV34 6DA | THE ABATTOIR | TILLEY DOWN |  | ANDOVER | HA | SP11 9BB | 1976-01-23 | 46 | 1.05 | At all times | FULLERTON WTW | Tillydown | Oil and Grease | - | 200 | mg/l | 9.2 | Food processing - General | Hampshire West | rinsing/washing of shop floor, refridgerated trailers and discharge from steam tray wash. | Processing of lamb. | Consent | CLEAVER COTTAGES APPLESHAW WPS
11016 | 3 | Tier 1 Consent | Pilgrim's UK Lamb Ltd | Seton House | Warwick Technology Park | Gallows Hill | Warwick |  | CV34 6DA | THE ABATTOIR | TILLEY DOWN |  | ANDOVER | HA | SP11 9BB | 1976-01-23 | 46 | 1.05 | At all times | FULLERTON WTW | Tillydown | pH | 6 | 10 | pH Units | 9.2 | Food processing - General | Hampshire West | rinsing/washing of shop floor, refridgerated trailers and discharge from steam tray wash. | Processing of lamb. | Consent | CLEAVER COTTAGES APPLESHAW WPS
11016 | 3 | Tier 1 Consent | Pilgrim's UK Lamb Ltd | Seton House | Warwick Technology Park | Gallows Hill | Warwick |  | CV34 6DA | THE ABATTOIR | TILLEY DOWN |  | ANDOVER | HA | SP11 9BB | 1976-01-23 | 46 | 1.05 | At all times | FULLERTON WTW | Tillydown | Solids Suspended 105 Degrees C | - | 400 | mg/l | 9.2 | Food processing - General | Hampshire West | rinsing/washing of shop floor, refridgerated trailers and discharge from steam tray wash. | Processing of lamb. | Consent | CLEAVER COTTAGES APPLESHAW WPS
11025 | 1 | Tier 2 Consent | Hampshire County Council | The Castle | - | - | Winchester | Hampshire | SO23 8UB | WINTER MAINTENANCE DEPT | WEYHILL ROAD | - | ANDOVER | HA | SP10 3LJ | 1999-08-17 | 3 | 0.2 | At all times | FULLERTON WTW | N/A | Chemical Oxygen Demand Shaken as 0 | - | 1000 | mg/l | 40.1 | Rainwater and surface water run-off (Medium Impact). Fire fighting foam training | Hampshire West | Surface and washdown water contaminated with road salt | Pre Market Reform | Consent | -
11025 | 1 | Tier 2 Consent | Hampshire County Council | The Castle | - | - | Winchester | Hampshire | SO23 8UB | WINTER MAINTENANCE DEPT | WEYHILL ROAD | - | ANDOVER | HA | SP10 3LJ | 1999-08-17 | 3 | 0.2 | At all times | FULLERTON WTW | N/A | Oil and Grease | - | 200 | mg/l | 40.1 | Rainwater and surface water run-off (Medium Impact). Fire fighting foam training | Hampshire West | Surface and washdown water contaminated with road salt | Pre Market Reform | Consent | -
11025 | 1 | Tier 2 Consent | Hampshire County Council | The Castle | - | - | Winchester | Hampshire | SO23 8UB | WINTER MAINTENANCE DEPT | WEYHILL ROAD | - | ANDOVER | HA | SP10 3LJ | 1999-08-17 | 3 | 0.2 | At all times | FULLERTON WTW | N/A | pH | 6 | 10 | pH Units | 40.1 | Rainwater and surface water run-off (Medium Impact). Fire fighting foam training | Hampshire West | Surface and washdown water contaminated with road salt | Pre Market Reform | Consent | -
11025 | 1 | Tier 2 Consent | Hampshire County Council | The Castle | - | - | Winchester | Hampshire | SO23 8UB | WINTER MAINTENANCE DEPT | WEYHILL ROAD | - | ANDOVER | HA | SP10 3LJ | 1999-08-17 | 3 | 0.2 | At all times | FULLERTON WTW | N/A | Solids Suspended 105 Degrees C | - | 400 | mg/l | 40.1 | Rainwater and surface water run-off (Medium Impact). Fire fighting foam training | Hampshire West | Surface and washdown water contaminated with road salt | Pre Market Reform | Consent | -
11041 | 2 | Tier 2 Consent | Harwin PLC |  | Fitzherbert Road | Farlington | Portsmouth | Hampshire | PO6 1RT | HARWIN PLC | FITZHERBERT ROAD | - | PORTSMOUTH | HA | PO6 1RT | 1976-03-09 | 40 | 5 | At all times | BUDDS FARM HAVANT WTW | Fitzherbert Road | Chemical Oxygen Demand Shaken as 0 | - | 800 | mg/l | 22.2 | Plating and metal finishing (Medium Impact) | Hampshire East | Electroplating process | Electroplating company | Consent | MAINLAND DRAYTON WPS
11041 | 2 | Tier 2 Consent | Harwin PLC |  | Fitzherbert Road | Farlington | Portsmouth | Hampshire | PO6 1RT | HARWIN PLC | FITZHERBERT ROAD | - | PORTSMOUTH | HA | PO6 1RT | 1976-03-09 | 40 | 5 | At all times | BUDDS FARM HAVANT WTW | Fitzherbert Road | Chloride | - | 14000 | mg/l | 22.2 | Plating and metal finishing (Medium Impact) | Hampshire East | Electroplating process | Electroplating company | Consent | MAINLAND DRAYTON WPS
11041 | 2 | Tier 2 Consent | Harwin PLC |  | Fitzherbert Road | Farlington | Portsmouth | Hampshire | PO6 1RT | HARWIN PLC | FITZHERBERT ROAD | - | PORTSMOUTH | HA | PO6 1RT | 1976-03-09 | 40 | 5 | At all times | BUDDS FARM HAVANT WTW | Fitzherbert Road | Chromium Total mg/l | - | 1 | ug/l | 22.2 | Plating and metal finishing (Medium Impact) | Hampshire East | Electroplating process | Electroplating company | Consent | MAINLAND DRAYTON WPS
11041 | 2 | Tier 2 Consent | Harwin PLC |  | Fitzherbert Road | Farlington | Portsmouth | Hampshire | PO6 1RT | HARWIN PLC | FITZHERBERT ROAD | - | PORTSMOUTH | HA | PO6 1RT | 1976-03-09 | 40 | 5 | At all times | BUDDS FARM HAVANT WTW | Fitzherbert Road | Copper Total | - | 1 | ug/l | 22.2 | Plating and metal finishing (Medium Impact) | Hampshire East | Electroplating process | Electroplating company | Consent | MAINLAND DRAYTON WPS
11041 | 2 | Tier 2 Consent | Harwin PLC |  | Fitzherbert Road | Farlington | Portsmouth | Hampshire | PO6 1RT | HARWIN PLC | FITZHERBERT ROAD | - | PORTSMOUTH | HA | PO6 1RT | 1976-03-09 | 40 | 5 | At all times | BUDDS FARM HAVANT WTW | Fitzherbert Road | Cyanide Total as Cn | - | 2 | ug/l | 22.2 | Plating and metal finishing (Medium Impact) | Hampshire East | Electroplating process | Electroplating company | Consent | MAINLAND DRAYTON WPS
11041 | 2 | Tier 2 Consent | Harwin PLC |  | Fitzherbert Road | Farlington | Portsmouth | Hampshire | PO6 1RT | HARWIN PLC | FITZHERBERT ROAD | - | PORTSMOUTH | HA | PO6 1RT | 1976-03-09 | 40 | 5 | At all times | BUDDS FARM HAVANT WTW | Fitzherbert Road | Lead Total | - | 1 | ug/l | 22.2 | Plating and metal finishing (Medium Impact) | Hampshire East | Electroplating process | Electroplating company | Consent | MAINLAND DRAYTON WPS
11041 | 2 | Tier 2 Consent | Harwin PLC |  | Fitzherbert Road | Farlington | Portsmouth | Hampshire | PO6 1RT | HARWIN PLC | FITZHERBERT ROAD | - | PORTSMOUTH | HA | PO6 1RT | 1976-03-09 | 40 | 5 | At all times | BUDDS FARM HAVANT WTW | Fitzherbert Road | Nickel Total | - | 3 | ug/l | 22.2 | Plating and metal finishing (Medium Impact) | Hampshire East | Electroplating process | Electroplating company | Consent | MAINLAND DRAYTON WPS
11041 | 2 | Tier 2 Consent | Harwin PLC |  | Fitzherbert Road | Farlington | Portsmouth | Hampshire | PO6 1RT | HARWIN PLC | FITZHERBERT ROAD | - | PORTSMOUTH | HA | PO6 1RT | 1976-03-09 | 40 | 5 | At all times | BUDDS FARM HAVANT WTW | Fitzherbert Road | Nitrogen Ammoniacal as N | - | 5 | mg/l | 22.2 | Plating and metal finishing (Medium Impact) | Hampshire East | Electroplating process | Electroplating company | Consent | MAINLAND DRAYTON WPS
11041 | 2 | Tier 2 Consent | Harwin PLC |  | Fitzherbert Road | Farlington | Portsmouth | Hampshire | PO6 1RT | HARWIN PLC | FITZHERBERT ROAD | - | PORTSMOUTH | HA | PO6 1RT | 1976-03-09 | 40 | 5 | At all times | BUDDS FARM HAVANT WTW | Fitzherbert Road | Oil and Grease | - | 50 | mg/l | 22.2 | Plating and metal finishing (Medium Impact) | Hampshire East | Electroplating process | Electroplating company | Consent | MAINLAND DRAYTON WPS
11041 | 2 | Tier 2 Consent | Harwin PLC |  | Fitzherbert Road | Farlington | Portsmouth | Hampshire | PO6 1RT | HARWIN PLC | FITZHERBERT ROAD | - | PORTSMOUTH | HA | PO6 1RT | 1976-03-09 | 40 | 5 | At all times | BUDDS FARM HAVANT WTW | Fitzherbert Road | pH | 5 | 11 | pH Units | 22.2 | Plating and metal finishing (Medium Impact) | Hampshire East | Electroplating process | Electroplating company | Consent | MAINLAND DRAYTON WPS
11041 | 2 | Tier 2 Consent | Harwin PLC |  | Fitzherbert Road | Farlington | Portsmouth | Hampshire | PO6 1RT | HARWIN PLC | FITZHERBERT ROAD | - | PORTSMOUTH | HA | PO6 1RT | 1976-03-09 | 40 | 5 | At all times | BUDDS FARM HAVANT WTW | Fitzherbert Road | Silver Total | - | 1000 | ug/l | 22.2 | Plating and metal finishing (Medium Impact) | Hampshire East | Electroplating process | Electroplating company | Consent | MAINLAND DRAYTON WPS
11041 | 2 | Tier 2 Consent | Harwin PLC |  | Fitzherbert Road | Farlington | Portsmouth | Hampshire | PO6 1RT | HARWIN PLC | FITZHERBERT ROAD | - | PORTSMOUTH | HA | PO6 1RT | 1976-03-09 | 40 | 5 | At all times | BUDDS FARM HAVANT WTW | Fitzherbert Road | Solids Suspended 105 Degrees C | - | 400 | mg/l | 22.2 | Plating and metal finishing (Medium Impact) | Hampshire East | Electroplating process | Electroplating company | Consent | MAINLAND DRAYTON WPS
11041 | 2 | Tier 2 Consent | Harwin PLC |  | Fitzherbert Road | Farlington | Portsmouth | Hampshire | PO6 1RT | HARWIN PLC | FITZHERBERT ROAD | - | PORTSMOUTH | HA | PO6 1RT | 1976-03-09 | 40 | 5 | At all times | BUDDS FARM HAVANT WTW | Fitzherbert Road | Sulphate as S04 | - | 10000 | mg/l | 22.2 | Plating and metal finishing (Medium Impact) | Hampshire East | Electroplating process | Electroplating company | Consent | MAINLAND DRAYTON WPS
11041 | 2 | Tier 2 Consent | Harwin PLC |  | Fitzherbert Road | Farlington | Portsmouth | Hampshire | PO6 1RT | HARWIN PLC | FITZHERBERT ROAD | - | PORTSMOUTH | HA | PO6 1RT | 1976-03-09 | 40 | 5 | At all times | BUDDS FARM HAVANT WTW | Fitzherbert Road | Tin Total | - | 1000 | ug/l | 22.2 | Plating and metal finishing (Medium Impact) | Hampshire East | Electroplating process | Electroplating company | Consent | MAINLAND DRAYTON WPS
11059 | 1 | Tier 2 Consent | I.O.W. County Council | County Hall | High Street |  | Newport | Isle of Wight | PO30 1UD | MEDINA POOL | FAIRLEE ROAD |  | NEWPORT | IW | PO30 2DX | 1988-03-28 | 50 | 3 | 24 hours | SANDOWN NEW WTW | Fairlee Road | Chemical Oxygen Demand Shaken as 0 | - | 400 | mg/l | 32.1 | Leisure facilities | Hampshire East | Swimming Pool Facilities | Leisure facilities | Consent | FAIRLEE TRANSFER WPS
11059 | 1 | Tier 2 Consent | I.O.W. County Council | County Hall | High Street |  | Newport | Isle of Wight | PO30 1UD | MEDINA POOL | FAIRLEE ROAD |  | NEWPORT | IW | PO30 2DX | 1988-03-28 | 50 | 3 | 24 hours | SANDOWN NEW WTW | Fairlee Road | pH | 6 | 10 | pH Units | 32.1 | Leisure facilities | Hampshire East | Swimming Pool Facilities | Leisure facilities | Consent | FAIRLEE TRANSFER WPS
11059 | 1 | Tier 2 Consent | I.O.W. County Council | County Hall | High Street |  | Newport | Isle of Wight | PO30 1UD | MEDINA POOL | FAIRLEE ROAD |  | NEWPORT | IW | PO30 2DX | 1988-03-28 | 50 | 3 | 24 hours | SANDOWN NEW WTW | Fairlee Road | Solids Suspended 105 Degrees C | - | 200 | mg/l | 32.1 | Leisure facilities | Hampshire East | Swimming Pool Facilities | Leisure facilities | Consent | FAIRLEE TRANSFER WPS
11061 | 1 | Tier 1 Consent | I.O.W. County Council | County Hall | High Street |  | Newport | Isle of Wight | PO30 1UD | SANDOWN BAY LEISURE CENTRE | THE BROADWAY |  | SANDOWN | IW | PO36 9ET | 1991-12-03 | 20 | 5 | 24 hours | SANDOWN NEW WTW | Broadway | Chemical Oxygen Demand Shaken as 0 | - | 1200 | mg/l | 32.1 | Leisure facilities | Hampshire East | Swimming Pool Facilities | Swimming Pool Facilities | Consent | GRAVITY TO WTW - NO WPS
11061 | 1 | Tier 1 Consent | I.O.W. County Council | County Hall | High Street |  | Newport | Isle of Wight | PO30 1UD | SANDOWN BAY LEISURE CENTRE | THE BROADWAY |  | SANDOWN | IW | PO36 9ET | 1991-12-03 | 20 | 5 | 24 hours | SANDOWN NEW WTW | Broadway | pH | 6 | 10 | pH Units | 32.1 | Leisure facilities | Hampshire East | Swimming Pool Facilities | Swimming Pool Facilities | Consent | GRAVITY TO WTW - NO WPS
11061 | 1 | Tier 1 Consent | I.O.W. County Council | County Hall | High Street |  | Newport | Isle of Wight | PO30 1UD | SANDOWN BAY LEISURE CENTRE | THE BROADWAY |  | SANDOWN | IW | PO36 9ET | 1991-12-03 | 20 | 5 | 24 hours | SANDOWN NEW WTW | Broadway | Solids Suspended 105 Degrees C | - | 400 | mg/l | 32.1 | Leisure facilities | Hampshire East | Swimming Pool Facilities | Swimming Pool Facilities | Consent | GRAVITY TO WTW - NO WPS
11101 | 1 | Low Risk Consent | Lambert Brothers Haulage Limited | - | Woodside Avenue | - | Eastleigh | Hampshire | SO50 4ZR | LAMBERT BROTHERS HAULAGE LTD | WOODSIDE AVENUE | - | EASTLEIGH | HA | SO50 4ZR | 1979-09-01 | 2.3 | 0.15 | 08:00 - 17:00 | CHICKENHALL EASTLEIGH WTW | Woodside Avenue | Chemical Oxygen Demand Shaken as 0 | - | 2000 | mg/l | 31.2 | Vehicle and plant washing (Low Impact) | Hampshire West | Vehicle washdown water | Pre Market Reform | Consent | -
11101 | 1 | Low Risk Consent | Lambert Brothers Haulage Limited | - | Woodside Avenue | - | Eastleigh | Hampshire | SO50 4ZR | LAMBERT BROTHERS HAULAGE LTD | WOODSIDE AVENUE | - | EASTLEIGH | HA | SO50 4ZR | 1979-09-01 | 2.3 | 0.15 | 08:00 - 17:00 | CHICKENHALL EASTLEIGH WTW | Woodside Avenue | Oil and Grease | - | 200 | mg/l | 31.2 | Vehicle and plant washing (Low Impact) | Hampshire West | Vehicle washdown water | Pre Market Reform | Consent | -
11101 | 1 | Low Risk Consent | Lambert Brothers Haulage Limited | - | Woodside Avenue | - | Eastleigh | Hampshire | SO50 4ZR | LAMBERT BROTHERS HAULAGE LTD | WOODSIDE AVENUE | - | EASTLEIGH | HA | SO50 4ZR | 1979-09-01 | 2.3 | 0.15 | 08:00 - 17:00 | CHICKENHALL EASTLEIGH WTW | Woodside Avenue | pH | 6 | 10 | pH Units | 31.2 | Vehicle and plant washing (Low Impact) | Hampshire West | Vehicle washdown water | Pre Market Reform | Consent | -
11101 | 1 | Low Risk Consent | Lambert Brothers Haulage Limited | - | Woodside Avenue | - | Eastleigh | Hampshire | SO50 4ZR | LAMBERT BROTHERS HAULAGE LTD | WOODSIDE AVENUE | - | EASTLEIGH | HA | SO50 4ZR | 1979-09-01 | 2.3 | 0.15 | 08:00 - 17:00 | CHICKENHALL EASTLEIGH WTW | Woodside Avenue | Solids Suspended 105 Degrees C | - | 400 | mg/l | 31.2 | Vehicle and plant washing (Low Impact) | Hampshire West | Vehicle washdown water | Pre Market Reform | Consent | -
11107 | 1 | Tier 2 Consent | Laundrycare Ltd | - | 145 Albert Road | - | Southsea | Hampshire | PO4 0JW | 121 | ELM GROVE |  | SOUTHSEA | HA | PO5 1LJ | 1975-08-01 | 14 | 1 | At all times | BUDDS FARM HAVANT WTW | Elm Grove | Chemical Oxygen Demand Shaken as 0 | - | 2000 | mg/l | 15.2 | Laundering (Small-scale/Coin-Op) | Hampshire East | Launderettes: Launderettes process | Pre Market Reform | Consent | -
11107 | 1 | Tier 2 Consent | Laundrycare Ltd | - | 145 Albert Road | - | Southsea | Hampshire | PO4 0JW | 121 | ELM GROVE |  | SOUTHSEA | HA | PO5 1LJ | 1975-08-01 | 14 | 1 | At all times | BUDDS FARM HAVANT WTW | Elm Grove | Oil and Grease | - | 200 | mg/l | 15.2 | Laundering (Small-scale/Coin-Op) | Hampshire East | Launderettes: Launderettes process | Pre Market Reform | Consent | -
11107 | 1 | Tier 2 Consent | Laundrycare Ltd | - | 145 Albert Road | - | Southsea | Hampshire | PO4 0JW | 121 | ELM GROVE |  | SOUTHSEA | HA | PO5 1LJ | 1975-08-01 | 14 | 1 | At all times | BUDDS FARM HAVANT WTW | Elm Grove | pH | 6 | 10 | pH Units | 15.2 | Laundering (Small-scale/Coin-Op) | Hampshire East | Launderettes: Launderettes process | Pre Market Reform | Consent | -
11107 | 1 | Tier 2 Consent | Laundrycare Ltd | - | 145 Albert Road | - | Southsea | Hampshire | PO4 0JW | 121 | ELM GROVE |  | SOUTHSEA | HA | PO5 1LJ | 1975-08-01 | 14 | 1 | At all times | BUDDS FARM HAVANT WTW | Elm Grove | Solids Suspended 105 Degrees C | - | 400 | mg/l | 15.2 | Laundering (Small-scale/Coin-Op) | Hampshire East | Launderettes: Launderettes process | Pre Market Reform | Consent | -
11108 | 1 | Tier 2 Consent | Laundrycare Ltd | - | 145 Albert Road | - | Southsea | Hampshire | PO4 0JW | 82 | CLARENDON ROAD |  | SOUTHSEA | HA | PO5 2PB | 1975-08-01 | 14 | 1 | At all times | BUDDS FARM HAVANT WTW | Clarendon Road | Chemical Oxygen Demand Shaken as 0 | - | 2000 | mg/l | 15.2 | Laundering (Small-scale/Coin-Op) | Hampshire East | Launderettes: Launderettes process | Pre Market Reform | Consent | -
11108 | 1 | Tier 2 Consent | Laundrycare Ltd | - | 145 Albert Road | - | Southsea | Hampshire | PO4 0JW | 82 | CLARENDON ROAD |  | SOUTHSEA | HA | PO5 2PB | 1975-08-01 | 14 | 1 | At all times | BUDDS FARM HAVANT WTW | Clarendon Road | Oil and Grease | - | 200 | mg/l | 15.2 | Laundering (Small-scale/Coin-Op) | Hampshire East | Launderettes: Launderettes process | Pre Market Reform | Consent | -
11108 | 1 | Tier 2 Consent | Laundrycare Ltd | - | 145 Albert Road | - | Southsea | Hampshire | PO4 0JW | 82 | CLARENDON ROAD |  | SOUTHSEA | HA | PO5 2PB | 1975-08-01 | 14 | 1 | At all times | BUDDS FARM HAVANT WTW | Clarendon Road | pH | 6 | 10 | pH Units | 15.2 | Laundering (Small-scale/Coin-Op) | Hampshire East | Launderettes: Launderettes process | Pre Market Reform | Consent | -
11108 | 1 | Tier 2 Consent | Laundrycare Ltd | - | 145 Albert Road | - | Southsea | Hampshire | PO4 0JW | 82 | CLARENDON ROAD |  | SOUTHSEA | HA | PO5 2PB | 1975-08-01 | 14 | 1 | At all times | BUDDS FARM HAVANT WTW | Clarendon Road | Solids Suspended 105 Degrees C | - | 400 | mg/l | 15.2 | Laundering (Small-scale/Coin-Op) | Hampshire East | Launderettes: Launderettes process | Pre Market Reform | Consent | -
11110 | 1 | Tier 2 Consent | Laundrycare Ltd | - | 145 Albert Road | - | Southsea | Hampshire | PO4 0JW | 145 | ALBERT ROAD |  | SOUTHSEA | HA | PO4 0JW | 1995-03-21 | 8 | 0.1 | At all times | BUDDS FARM HAVANT WTW | Albert Road | Chemical Oxygen Demand Shaken as 0 | - | 2000 | mg/l | 15.2 | Laundering (Small-scale/Coin-Op) | Hampshire East | Launderettes: Launderettes process | Pre Market Reform | Consent | -
11110 | 1 | Tier 2 Consent | Laundrycare Ltd | - | 145 Albert Road | - | Southsea | Hampshire | PO4 0JW | 145 | ALBERT ROAD |  | SOUTHSEA | HA | PO4 0JW | 1995-03-21 | 8 | 0.1 | At all times | BUDDS FARM HAVANT WTW | Albert Road | Oil and Grease | - | 200 | mg/l | 15.2 | Laundering (Small-scale/Coin-Op) | Hampshire East | Launderettes: Launderettes process | Pre Market Reform | Consent | -
11110 | 1 | Tier 2 Consent | Laundrycare Ltd | - | 145 Albert Road | - | Southsea | Hampshire | PO4 0JW | 145 | ALBERT ROAD |  | SOUTHSEA | HA | PO4 0JW | 1995-03-21 | 8 | 0.1 | At all times | BUDDS FARM HAVANT WTW | Albert Road | pH | 6 | 10 | pH Units | 15.2 | Laundering (Small-scale/Coin-Op) | Hampshire East | Launderettes: Launderettes process | Pre Market Reform | Consent | -
11110 | 1 | Tier 2 Consent | Laundrycare Ltd | - | 145 Albert Road | - | Southsea | Hampshire | PO4 0JW | 145 | ALBERT ROAD |  | SOUTHSEA | HA | PO4 0JW | 1995-03-21 | 8 | 0.1 | At all times | BUDDS FARM HAVANT WTW | Albert Road | Solids Suspended 105 Degrees C | - | 400 | mg/l | 15.2 | Laundering (Small-scale/Coin-Op) | Hampshire East | Launderettes: Launderettes process | Pre Market Reform | Consent | -
11128 | 1 | Tier 2 Consent | MC Truck & Bus Limited | Beddow Way | - | Aylesford | Maidstone | Kent | ME20 7BT | M C TRUCK & BUS LTD | TEST LANE | - | SOUTHAMPTON | HA | SO16 9TA | 1985-04-01 | 1 | 0.1 | At all times | MILLBROOK WTW | Test Lane | Chemical Oxygen Demand Shaken as 0 | - | 2000 | mg/l | 31.2 | Vehicle and plant washing (Low Impact) | Hampshire West | Vehicle Washing: Steam Cleaning process | Pre Market Reform | Consent | NURSLING INDUSTRIAL ESTATE WPS
11128 | 1 | Tier 2 Consent | MC Truck & Bus Limited | Beddow Way | - | Aylesford | Maidstone | Kent | ME20 7BT | M C TRUCK & BUS LTD | TEST LANE | - | SOUTHAMPTON | HA | SO16 9TA | 1985-04-01 | 1 | 0.1 | At all times | MILLBROOK WTW | Test Lane | Oil and Grease | - | 200 | mg/l | 31.2 | Vehicle and plant washing (Low Impact) | Hampshire West | Vehicle Washing: Steam Cleaning process | Pre Market Reform | Consent | NURSLING INDUSTRIAL ESTATE WPS
11128 | 1 | Tier 2 Consent | MC Truck & Bus Limited | Beddow Way | - | Aylesford | Maidstone | Kent | ME20 7BT | M C TRUCK & BUS LTD | TEST LANE | - | SOUTHAMPTON | HA | SO16 9TA | 1985-04-01 | 1 | 0.1 | At all times | MILLBROOK WTW | Test Lane | pH | 6 | 10 | pH Units | 31.2 | Vehicle and plant washing (Low Impact) | Hampshire West | Vehicle Washing: Steam Cleaning process | Pre Market Reform | Consent | NURSLING INDUSTRIAL ESTATE WPS
11128 | 1 | Tier 2 Consent | MC Truck & Bus Limited | Beddow Way | - | Aylesford | Maidstone | Kent | ME20 7BT | M C TRUCK & BUS LTD | TEST LANE | - | SOUTHAMPTON | HA | SO16 9TA | 1985-04-01 | 1 | 0.1 | At all times | MILLBROOK WTW | Test Lane | Solids Suspended 105 Degrees C | - | 400 | mg/l | 31.2 | Vehicle and plant washing (Low Impact) | Hampshire West | Vehicle Washing: Steam Cleaning process | Pre Market Reform | Consent | NURSLING INDUSTRIAL ESTATE WPS
11130 | 1 | Tier 2 Consent | Meachers Global Logistics Limited | Unit 19 | Mauretania Road | Nursling Industrial Estate | Southampton | Hampshire | SO16 0YS | NURSLING INDUSTRIAL ESTATE UNIT 24 | MAURETANIA ROAD | - | SOUTHAMPTON | HA | SO16 0YS | 1990-10-01 | 3.6 | 0.15 | 07:00 - 19:00 | MILLBROOK WTW | Nursling Industrial Estate | Chemical Oxygen Demand Shaken as 0 | - | 2000 | mg/l | 31.2 | Vehicle and plant washing (Low Impact) | Hampshire West | Washwaters resulting from the external cleaning of commercial vehicles | Pre Market Reform | Consent | Pre Market Reform
11130 | 1 | Tier 2 Consent | Meachers Global Logistics Limited | Unit 19 | Mauretania Road | Nursling Industrial Estate | Southampton | Hampshire | SO16 0YS | NURSLING INDUSTRIAL ESTATE UNIT 24 | MAURETANIA ROAD | - | SOUTHAMPTON | HA | SO16 0YS | 1990-10-01 | 3.6 | 0.15 | 07:00 - 19:00 | MILLBROOK WTW | Nursling Industrial Estate | Oil and Grease | - | 200 | mg/l | 31.2 | Vehicle and plant washing (Low Impact) | Hampshire West | Washwaters resulting from the external cleaning of commercial vehicles | Pre Market Reform | Consent | Pre Market Reform
11130 | 1 | Tier 2 Consent | Meachers Global Logistics Limited | Unit 19 | Mauretania Road | Nursling Industrial Estate | Southampton | Hampshire | SO16 0YS | NURSLING INDUSTRIAL ESTATE UNIT 24 | MAURETANIA ROAD | - | SOUTHAMPTON | HA | SO16 0YS | 1990-10-01 | 3.6 | 0.15 | 07:00 - 19:00 | MILLBROOK WTW | Nursling Industrial Estate | pH | 6 | 10 | pH Units | 31.2 | Vehicle and plant washing (Low Impact) | Hampshire West | Washwaters resulting from the external cleaning of commercial vehicles | Pre Market Reform | Consent | Pre Market Reform
11130 | 1 | Tier 2 Consent | Meachers Global Logistics Limited | Unit 19 | Mauretania Road | Nursling Industrial Estate | Southampton | Hampshire | SO16 0YS | NURSLING INDUSTRIAL ESTATE UNIT 24 | MAURETANIA ROAD | - | SOUTHAMPTON | HA | SO16 0YS | 1990-10-01 | 3.6 | 0.15 | 07:00 - 19:00 | MILLBROOK WTW | Nursling Industrial Estate | Solids Suspended 105 Degrees C | - | 400 | mg/l | 31.2 | Vehicle and plant washing (Low Impact) | Hampshire West | Washwaters resulting from the external cleaning of commercial vehicles | Pre Market Reform | Consent | Pre Market Reform
11132 | 3 | Tier 2 Consent | Metal Treatments (Portsmouth) Ltd |  | 12 Limberline Spur | Limberline Industrial Estate | Portsmouth | Hampshire | PO3 5HJ | UNIT 12 | LIMBERLINE SPUR |  | PORTSMOUTH | HA | PO3 5HJ | 1987-02-01 | 25 | 1 | At all times | BUDDS FARM HAVANT WTW | Limberline Spur | Chemical Oxygen Demand Shaken as 0 | - | 800 | mg/l | 22.1 | Plating and metal finishing (High Impact) | Hampshire East | Plating and metal finishing (High Impact) | Plating and metal finishing (High Impact) | Consent | COPNOR WPS
11132 | 3 | Tier 2 Consent | Metal Treatments (Portsmouth) Ltd |  | 12 Limberline Spur | Limberline Industrial Estate | Portsmouth | Hampshire | PO3 5HJ | UNIT 12 | LIMBERLINE SPUR |  | PORTSMOUTH | HA | PO3 5HJ | 1987-02-01 | 25 | 1 | At all times | BUDDS FARM HAVANT WTW | Limberline Spur | Chromium Total mg/l | - | 1 | ug/l | 22.1 | Plating and metal finishing (High Impact) | Hampshire East | Plating and metal finishing (High Impact) | Plating and metal finishing (High Impact) | Consent | COPNOR WPS
11132 | 3 | Tier 2 Consent | Metal Treatments (Portsmouth) Ltd |  | 12 Limberline Spur | Limberline Industrial Estate | Portsmouth | Hampshire | PO3 5HJ | UNIT 12 | LIMBERLINE SPUR |  | PORTSMOUTH | HA | PO3 5HJ | 1987-02-01 | 25 | 1 | At all times | BUDDS FARM HAVANT WTW | Limberline Spur | Nitrogen Ammoniacal as N | - | 5 | mg/l | 22.1 | Plating and metal finishing (High Impact) | Hampshire East | Plating and metal finishing (High Impact) | Plating and metal finishing (High Impact) | Consent | COPNOR WPS
11132 | 3 | Tier 2 Consent | Metal Treatments (Portsmouth) Ltd |  | 12 Limberline Spur | Limberline Industrial Estate | Portsmouth | Hampshire | PO3 5HJ | UNIT 12 | LIMBERLINE SPUR |  | PORTSMOUTH | HA | PO3 5HJ | 1987-02-01 | 25 | 1 | At all times | BUDDS FARM HAVANT WTW | Limberline Spur | Oil and Grease | - | 50 | mg/l | 22.1 | Plating and metal finishing (High Impact) | Hampshire East | Plating and metal finishing (High Impact) | Plating and metal finishing (High Impact) | Consent | COPNOR WPS
11132 | 3 | Tier 2 Consent | Metal Treatments (Portsmouth) Ltd |  | 12 Limberline Spur | Limberline Industrial Estate | Portsmouth | Hampshire | PO3 5HJ | UNIT 12 | LIMBERLINE SPUR |  | PORTSMOUTH | HA | PO3 5HJ | 1987-02-01 | 25 | 1 | At all times | BUDDS FARM HAVANT WTW | Limberline Spur | pH | 6 | 10 | pH Units | 22.1 | Plating and metal finishing (High Impact) | Hampshire East | Plating and metal finishing (High Impact) | Plating and metal finishing (High Impact) | Consent | COPNOR WPS
11132 | 3 | Tier 2 Consent | Metal Treatments (Portsmouth) Ltd |  | 12 Limberline Spur | Limberline Industrial Estate | Portsmouth | Hampshire | PO3 5HJ | UNIT 12 | LIMBERLINE SPUR |  | PORTSMOUTH | HA | PO3 5HJ | 1987-02-01 | 25 | 1 | At all times | BUDDS FARM HAVANT WTW | Limberline Spur | Solids Suspended 105 Degrees C | - | 400 | mg/l | 22.1 | Plating and metal finishing (High Impact) | Hampshire East | Plating and metal finishing (High Impact) | Plating and metal finishing (High Impact) | Consent | COPNOR WPS
11132 | 3 | Tier 2 Consent | Metal Treatments (Portsmouth) Ltd |  | 12 Limberline Spur | Limberline Industrial Estate | Portsmouth | Hampshire | PO3 5HJ | UNIT 12 | LIMBERLINE SPUR |  | PORTSMOUTH | HA | PO3 5HJ | 1987-02-01 | 25 | 1 | At all times | BUDDS FARM HAVANT WTW | Limberline Spur | Zinc Total mg/l | - | 1 | ug/l | 22.1 | Plating and metal finishing (High Impact) | Hampshire East | Plating and metal finishing (High Impact) | Plating and metal finishing (High Impact) | Consent | COPNOR WPS
11134 | 2 | Tier 2 Consent | Safran Helicopter Engines UK Limited |  | Concorde Way | Segensworth North | Fareham | Hampshire | PO15 5RL | TURBOMECA UK | CONCORDE WAY | - | SEGENSWORTH | HA | PO15 5RL | 1999-12-22 | 13 | 2 | At all times | PEEL COMMON WTW | Concorde Way | Chemical Oxygen Demand Shaken as 0 | - | 500 | mg/l | 22.2 | Plating and metal finishing (Medium Impact) | Hampshire East | Metal Finishing: pH neutralisation/carbon filtration | Planes particles/ MOD related Company | Consent | SEGENSWORTH EAST FAREHAM WPS
11134 | 2 | Tier 2 Consent | Safran Helicopter Engines UK Limited |  | Concorde Way | Segensworth North | Fareham | Hampshire | PO15 5RL | TURBOMECA UK | CONCORDE WAY | - | SEGENSWORTH | HA | PO15 5RL | 1999-12-22 | 13 | 2 | At all times | PEEL COMMON WTW | Concorde Way | Chloride | - | 500 | mg/l | 22.2 | Plating and metal finishing (Medium Impact) | Hampshire East | Metal Finishing: pH neutralisation/carbon filtration | Planes particles/ MOD related Company | Consent | SEGENSWORTH EAST FAREHAM WPS
11134 | 2 | Tier 2 Consent | Safran Helicopter Engines UK Limited |  | Concorde Way | Segensworth North | Fareham | Hampshire | PO15 5RL | TURBOMECA UK | CONCORDE WAY | - | SEGENSWORTH | HA | PO15 5RL | 1999-12-22 | 13 | 2 | At all times | PEEL COMMON WTW | Concorde Way | Chromium Total mg/l | - | 1 | ug/l | 22.2 | Plating and metal finishing (Medium Impact) | Hampshire East | Metal Finishing: pH neutralisation/carbon filtration | Planes particles/ MOD related Company | Consent | SEGENSWORTH EAST FAREHAM WPS
11134 | 2 | Tier 2 Consent | Safran Helicopter Engines UK Limited |  | Concorde Way | Segensworth North | Fareham | Hampshire | PO15 5RL | TURBOMECA UK | CONCORDE WAY | - | SEGENSWORTH | HA | PO15 5RL | 1999-12-22 | 13 | 2 | At all times | PEEL COMMON WTW | Concorde Way | Copper Total | - | 1 | ug/l | 22.2 | Plating and metal finishing (Medium Impact) | Hampshire East | Metal Finishing: pH neutralisation/carbon filtration | Planes particles/ MOD related Company | Consent | SEGENSWORTH EAST FAREHAM WPS
11134 | 2 | Tier 2 Consent | Safran Helicopter Engines UK Limited |  | Concorde Way | Segensworth North | Fareham | Hampshire | PO15 5RL | TURBOMECA UK | CONCORDE WAY | - | SEGENSWORTH | HA | PO15 5RL | 1999-12-22 | 13 | 2 | At all times | PEEL COMMON WTW | Concorde Way | Iron Total | - | 5 | ug/l | 22.2 | Plating and metal finishing (Medium Impact) | Hampshire East | Metal Finishing: pH neutralisation/carbon filtration | Planes particles/ MOD related Company | Consent | SEGENSWORTH EAST FAREHAM WPS
11134 | 2 | Tier 2 Consent | Safran Helicopter Engines UK Limited |  | Concorde Way | Segensworth North | Fareham | Hampshire | PO15 5RL | TURBOMECA UK | CONCORDE WAY | - | SEGENSWORTH | HA | PO15 5RL | 1999-12-22 | 13 | 2 | At all times | PEEL COMMON WTW | Concorde Way | Nitrogen Ammoniacal as N | - | 20 | mg/l | 22.2 | Plating and metal finishing (Medium Impact) | Hampshire East | Metal Finishing: pH neutralisation/carbon filtration | Planes particles/ MOD related Company | Consent | SEGENSWORTH EAST FAREHAM WPS
11134 | 2 | Tier 2 Consent | Safran Helicopter Engines UK Limited |  | Concorde Way | Segensworth North | Fareham | Hampshire | PO15 5RL | TURBOMECA UK | CONCORDE WAY | - | SEGENSWORTH | HA | PO15 5RL | 1999-12-22 | 13 | 2 | At all times | PEEL COMMON WTW | Concorde Way | pH | 6 | 10 | pH Units | 22.2 | Plating and metal finishing (Medium Impact) | Hampshire East | Metal Finishing: pH neutralisation/carbon filtration | Planes particles/ MOD related Company | Consent | SEGENSWORTH EAST FAREHAM WPS
11134 | 2 | Tier 2 Consent | Safran Helicopter Engines UK Limited |  | Concorde Way | Segensworth North | Fareham | Hampshire | PO15 5RL | TURBOMECA UK | CONCORDE WAY | - | SEGENSWORTH | HA | PO15 5RL | 1999-12-22 | 13 | 2 | At all times | PEEL COMMON WTW | Concorde Way | Phosphorus Total | - | 8 | ug/l | 22.2 | Plating and metal finishing (Medium Impact) | Hampshire East | Metal Finishing: pH neutralisation/carbon filtration | Planes particles/ MOD related Company | Consent | SEGENSWORTH EAST FAREHAM WPS
11134 | 2 | Tier 2 Consent | Safran Helicopter Engines UK Limited |  | Concorde Way | Segensworth North | Fareham | Hampshire | PO15 5RL | TURBOMECA UK | CONCORDE WAY | - | SEGENSWORTH | HA | PO15 5RL | 1999-12-22 | 13 | 2 | At all times | PEEL COMMON WTW | Concorde Way | Solids Suspended 105 Degrees C | - | 200 | mg/l | 22.2 | Plating and metal finishing (Medium Impact) | Hampshire East | Metal Finishing: pH neutralisation/carbon filtration | Planes particles/ MOD related Company | Consent | SEGENSWORTH EAST FAREHAM WPS
11134 | 2 | Tier 2 Consent | Safran Helicopter Engines UK Limited |  | Concorde Way | Segensworth North | Fareham | Hampshire | PO15 5RL | TURBOMECA UK | CONCORDE WAY | - | SEGENSWORTH | HA | PO15 5RL | 1999-12-22 | 13 | 2 | At all times | PEEL COMMON WTW | Concorde Way | Sulphate as S04 | - | 500 | mg/l | 22.2 | Plating and metal finishing (Medium Impact) | Hampshire East | Metal Finishing: pH neutralisation/carbon filtration | Planes particles/ MOD related Company | Consent | SEGENSWORTH EAST FAREHAM WPS
11134 | 2 | Tier 2 Consent | Safran Helicopter Engines UK Limited |  | Concorde Way | Segensworth North | Fareham | Hampshire | PO15 5RL | TURBOMECA UK | CONCORDE WAY | - | SEGENSWORTH | HA | PO15 5RL | 1999-12-22 | 13 | 2 | At all times | PEEL COMMON WTW | Concorde Way | Sulphide as S | - | 1 | mg/l | 22.2 | Plating and metal finishing (Medium Impact) | Hampshire East | Metal Finishing: pH neutralisation/carbon filtration | Planes particles/ MOD related Company | Consent | SEGENSWORTH EAST FAREHAM WPS
11161 | 1 | Tier 2 Consent | Mr K. & Mrs R. Bishop | - | 3 Spring Hill | - | Ventnor | Isle of Wight | PO38 1PE | 3 | SPRING HILL | - | VENTNOR | IW | PO38 1PE | 1995-01-04 | 5 | 1 | 0700-1800 | SANDOWN NEW WTW | Spring Hill, Ventnor | Chemical Oxygen Demand Shaken as 0 | - | 1200 | mg/l | 15.2 | Laundering (Small-scale/Coin-Op) | Hampshire East | Washing machine waste and wash waters | Pre Market Reform | Consent | -
11161 | 1 | Tier 2 Consent | Mr K. & Mrs R. Bishop | - | 3 Spring Hill | - | Ventnor | Isle of Wight | PO38 1PE | 3 | SPRING HILL | - | VENTNOR | IW | PO38 1PE | 1995-01-04 | 5 | 1 | 0700-1800 | SANDOWN NEW WTW | Spring Hill, Ventnor | pH | 6 | 10 | pH Units | 15.2 | Laundering (Small-scale/Coin-Op) | Hampshire East | Washing machine waste and wash waters | Pre Market Reform | Consent | -
11161 | 1 | Tier 2 Consent | Mr K. & Mrs R. Bishop | - | 3 Spring Hill | - | Ventnor | Isle of Wight | PO38 1PE | 3 | SPRING HILL | - | VENTNOR | IW | PO38 1PE | 1995-01-04 | 5 | 1 | 0700-1800 | SANDOWN NEW WTW | Spring Hill, Ventnor | Solids Suspended 105C at pH7 | - | 800 | mg/l | 15.2 | Laundering (Small-scale/Coin-Op) | Hampshire East | Washing machine waste and wash waters | Pre Market Reform | Consent | -
11169 | 1 | Tier 2 Consent | Mrs J. Jones | Shankllin Launderette | 108 Regent Street | - | Shanklin | Isle of Wight | PO37 7AP | 108 | REGENT STREET | - | SHANKLIN | IW | PO37 7AP | 1992-09-30 | 7 | 0.1 | 0800-1700 | SANDOWN NEW WTW | Landguard Road | Chemical Oxygen Demand Shaken as 0 | - | 1200 | mg/l | 15.2 | Laundering (Small-scale/Coin-Op) | Hampshire East | Waste and rinse waters containing soaps and detergents | Pre Market Reform | Consent | -
11169 | 1 | Tier 2 Consent | Mrs J. Jones | Shankllin Launderette | 108 Regent Street | - | Shanklin | Isle of Wight | PO37 7AP | 108 | REGENT STREET | - | SHANKLIN | IW | PO37 7AP | 1992-09-30 | 7 | 0.1 | 0800-1700 | SANDOWN NEW WTW | Landguard Road | pH | 6 | 10 | pH Units | 15.2 | Laundering (Small-scale/Coin-Op) | Hampshire East | Waste and rinse waters containing soaps and detergents | Pre Market Reform | Consent | -
11169 | 1 | Tier 2 Consent | Mrs J. Jones | Shankllin Launderette | 108 Regent Street | - | Shanklin | Isle of Wight | PO37 7AP | 108 | REGENT STREET | - | SHANKLIN | IW | PO37 7AP | 1992-09-30 | 7 | 0.1 | 0800-1700 | SANDOWN NEW WTW | Landguard Road | Solids Suspended 105C at pH7 | - | 400 | mg/l | 15.2 | Laundering (Small-scale/Coin-Op) | Hampshire East | Waste and rinse waters containing soaps and detergents | Pre Market Reform | Consent | -
11178 | 1 | Low Risk Consent | Neale & Sons | - | Alchorne Place | Burfield Trading Estate | Portsmouth | Hampshire | PO3 5QL | WORKSHOP & PREMS | ALCHORNE PLACE | - | PORTSMOUTH |  | PO3 5QL | 1977-06-01 | 2 | - | - | BUDDS FARM HAVANT WTW | - | Chemical Oxygen Demand Shaken as 0 | - | 2000 | mg/l | 31.2 | Vehicle and plant washing (Low Impact) | Hampshire East | Pre Market Reform | Pre Market Reform | Consent | -
11178 | 1 | Low Risk Consent | Neale & Sons | - | Alchorne Place | Burfield Trading Estate | Portsmouth | Hampshire | PO3 5QL | WORKSHOP & PREMS | ALCHORNE PLACE | - | PORTSMOUTH |  | PO3 5QL | 1977-06-01 | 2 | - | - | BUDDS FARM HAVANT WTW | - | Oil and Grease | - | 200 | mg/l | 31.2 | Vehicle and plant washing (Low Impact) | Hampshire East | Pre Market Reform | Pre Market Reform | Consent | -
11178 | 1 | Low Risk Consent | Neale & Sons | - | Alchorne Place | Burfield Trading Estate | Portsmouth | Hampshire | PO3 5QL | WORKSHOP & PREMS | ALCHORNE PLACE | - | PORTSMOUTH |  | PO3 5QL | 1977-06-01 | 2 | - | - | BUDDS FARM HAVANT WTW | - | pH | 6 | 10 | pH Units | 31.2 | Vehicle and plant washing (Low Impact) | Hampshire East | Pre Market Reform | Pre Market Reform | Consent | -
11178 | 1 | Low Risk Consent | Neale & Sons | - | Alchorne Place | Burfield Trading Estate | Portsmouth | Hampshire | PO3 5QL | WORKSHOP & PREMS | ALCHORNE PLACE | - | PORTSMOUTH |  | PO3 5QL | 1977-06-01 | 2 | - | - | BUDDS FARM HAVANT WTW | - | Solids Suspended 105C at pH7 | - | 400 | mg/l | 31.2 | Vehicle and plant washing (Low Impact) | Hampshire East | Pre Market Reform | Pre Market Reform | Consent | -
11181 | 1 | Low Risk Consent | New Forest District Council | Beaulieu Road | Appletree Court | - | Lyndhurst | Hampshire | SO43 7PA | CLAYMEADOW DEPOT | CLAYMEADOW | - | SOUTHAMPTON | HA | SO40 9EX | 1983-03-07 | 1 | 0.2 | 08:00 - 15:00 | SLOWHILL COPSE MARCHWOOD WTW | Hounsdown Avenue | Chemical Oxygen Demand Shaken as 0 | - | 2000 | mg/l | 31.2 | Vehicle and plant washing (Low Impact) | Hampshire West | Mainly water contaminated with fluids etc. resulting from the washing down of vehicles. | Pre Market Reform | Consent | DOWNES PARK TOTTON WPS
11181 | 1 | Low Risk Consent | New Forest District Council | Beaulieu Road | Appletree Court | - | Lyndhurst | Hampshire | SO43 7PA | CLAYMEADOW DEPOT | CLAYMEADOW | - | SOUTHAMPTON | HA | SO40 9EX | 1983-03-07 | 1 | 0.2 | 08:00 - 15:00 | SLOWHILL COPSE MARCHWOOD WTW | Hounsdown Avenue | Oil and Grease | - | 200 | mg/l | 31.2 | Vehicle and plant washing (Low Impact) | Hampshire West | Mainly water contaminated with fluids etc. resulting from the washing down of vehicles. | Pre Market Reform | Consent | DOWNES PARK TOTTON WPS
11181 | 1 | Low Risk Consent | New Forest District Council | Beaulieu Road | Appletree Court | - | Lyndhurst | Hampshire | SO43 7PA | CLAYMEADOW DEPOT | CLAYMEADOW | - | SOUTHAMPTON | HA | SO40 9EX | 1983-03-07 | 1 | 0.2 | 08:00 - 15:00 | SLOWHILL COPSE MARCHWOOD WTW | Hounsdown Avenue | pH | 6 | 10 | pH Units | 31.2 | Vehicle and plant washing (Low Impact) | Hampshire West | Mainly water contaminated with fluids etc. resulting from the washing down of vehicles. | Pre Market Reform | Consent | DOWNES PARK TOTTON WPS
11181 | 1 | Low Risk Consent | New Forest District Council | Beaulieu Road | Appletree Court | - | Lyndhurst | Hampshire | SO43 7PA | CLAYMEADOW DEPOT | CLAYMEADOW | - | SOUTHAMPTON | HA | SO40 9EX | 1983-03-07 | 1 | 0.2 | 08:00 - 15:00 | SLOWHILL COPSE MARCHWOOD WTW | Hounsdown Avenue | Solids Suspended 105 Degrees C | - | 400 | mg/l | 31.2 | Vehicle and plant washing (Low Impact) | Hampshire West | Mainly water contaminated with fluids etc. resulting from the washing down of vehicles. | Pre Market Reform | Consent | DOWNES PARK TOTTON WPS
11193 | 3 | Tier 2 Consent | Veolia ES Hampshire Ltd |  | 210 Pentonville Road |  | London |  | N1 9JY | MARCHWOOD INCINERATOR | BURY ROAD | - | SOUTHAMPTON | HA | SO40 4UD | 1998-11-16 | 38 | 12.3 | At all times | SLOWHILL COPSE MARCHWOOD WTW | Bury Road | Chemical Oxygen Demand Shaken as 0 | - | 2000 | mg/l | 40.1 | Rainwater and surface water run-off (Medium Impact). Fire fighting foam training | Hampshire West | Leachate from glass recycling bays and run off from waste storage bays, including glass and mixed municipal and surface water run off from neighbouring HWRC. | Waste transfer site. | Consent | MAGAZINE LANE MARCHWOOD WPS
11193 | 3 | Tier 2 Consent | Veolia ES Hampshire Ltd |  | 210 Pentonville Road |  | London |  | N1 9JY | MARCHWOOD INCINERATOR | BURY ROAD | - | SOUTHAMPTON | HA | SO40 4UD | 1998-11-16 | 38 | 12.3 | At all times | SLOWHILL COPSE MARCHWOOD WTW | Bury Road | Lead Total | - | 1 | ug/l | 40.1 | Rainwater and surface water run-off (Medium Impact). Fire fighting foam training | Hampshire West | Leachate from glass recycling bays and run off from waste storage bays, including glass and mixed municipal and surface water run off from neighbouring HWRC. | Waste transfer site. | Consent | MAGAZINE LANE MARCHWOOD WPS
11193 | 3 | Tier 2 Consent | Veolia ES Hampshire Ltd |  | 210 Pentonville Road |  | London |  | N1 9JY | MARCHWOOD INCINERATOR | BURY ROAD | - | SOUTHAMPTON | HA | SO40 4UD | 1998-11-16 | 38 | 12.3 | At all times | SLOWHILL COPSE MARCHWOOD WTW | Bury Road | Oil and Grease | - | 200 | mg/l | 40.1 | Rainwater and surface water run-off (Medium Impact). Fire fighting foam training | Hampshire West | Leachate from glass recycling bays and run off from waste storage bays, including glass and mixed municipal and surface water run off from neighbouring HWRC. | Waste transfer site. | Consent | MAGAZINE LANE MARCHWOOD WPS
11193 | 3 | Tier 2 Consent | Veolia ES Hampshire Ltd |  | 210 Pentonville Road |  | London |  | N1 9JY | MARCHWOOD INCINERATOR | BURY ROAD | - | SOUTHAMPTON | HA | SO40 4UD | 1998-11-16 | 38 | 12.3 | At all times | SLOWHILL COPSE MARCHWOOD WTW | Bury Road | pH | 6 | 10 | pH Units | 40.1 | Rainwater and surface water run-off (Medium Impact). Fire fighting foam training | Hampshire West | Leachate from glass recycling bays and run off from waste storage bays, including glass and mixed municipal and surface water run off from neighbouring HWRC. | Waste transfer site. | Consent | MAGAZINE LANE MARCHWOOD WPS
11193 | 3 | Tier 2 Consent | Veolia ES Hampshire Ltd |  | 210 Pentonville Road |  | London |  | N1 9JY | MARCHWOOD INCINERATOR | BURY ROAD | - | SOUTHAMPTON | HA | SO40 4UD | 1998-11-16 | 38 | 12.3 | At all times | SLOWHILL COPSE MARCHWOOD WTW | Bury Road | Solids Suspended 105 Degrees C | - | 400 | mg/l | 40.1 | Rainwater and surface water run-off (Medium Impact). Fire fighting foam training | Hampshire West | Leachate from glass recycling bays and run off from waste storage bays, including glass and mixed municipal and surface water run off from neighbouring HWRC. | Waste transfer site. | Consent | MAGAZINE LANE MARCHWOOD WPS
11193 | 3 | Tier 2 Consent | Veolia ES Hampshire Ltd |  | 210 Pentonville Road |  | London |  | N1 9JY | MARCHWOOD INCINERATOR | BURY ROAD | - | SOUTHAMPTON | HA | SO40 4UD | 1998-11-16 | 38 | 12.3 | At all times | SLOWHILL COPSE MARCHWOOD WTW | Bury Road | Zinc Total mg/l | - | 1 | ug/l | 40.1 | Rainwater and surface water run-off (Medium Impact). Fire fighting foam training | Hampshire West | Leachate from glass recycling bays and run off from waste storage bays, including glass and mixed municipal and surface water run off from neighbouring HWRC. | Waste transfer site. | Consent | MAGAZINE LANE MARCHWOOD WPS
11194 | 2 | Tier 2 Consent | Veolia ES Hampshire Ltd |  | 210 Pentonville Road |  | London |  | N1 9JY | LYMINGTON TRANSFER STATION | MARSH LANE |  | LYMINGTON | HA | SO41 9BX | 1996-10-22 | 9 | 2.5 | At all times | MILFORD ROAD PENNINGTON WTW | Marsh Lane | Chemical Oxygen Demand Shaken as 0 | - | 1000 | mg/l | 40.1 | Rainwater and surface water run-off (Medium Impact). Fire fighting foam training | Hampshire West | Waste water from vehicle washing, washdown of waste transfer station floor, and run off from the storage of street sweepings. | Pre Market Reform | Consent | WOODSIDE LYMINGTON WPS
11194 | 2 | Tier 2 Consent | Veolia ES Hampshire Ltd |  | 210 Pentonville Road |  | London |  | N1 9JY | LYMINGTON TRANSFER STATION | MARSH LANE |  | LYMINGTON | HA | SO41 9BX | 1996-10-22 | 9 | 2.5 | At all times | MILFORD ROAD PENNINGTON WTW | Marsh Lane | Oil and Grease | - | 200 | mg/l | 40.1 | Rainwater and surface water run-off (Medium Impact). Fire fighting foam training | Hampshire West | Waste water from vehicle washing, washdown of waste transfer station floor, and run off from the storage of street sweepings. | Pre Market Reform | Consent | WOODSIDE LYMINGTON WPS
11194 | 2 | Tier 2 Consent | Veolia ES Hampshire Ltd |  | 210 Pentonville Road |  | London |  | N1 9JY | LYMINGTON TRANSFER STATION | MARSH LANE |  | LYMINGTON | HA | SO41 9BX | 1996-10-22 | 9 | 2.5 | At all times | MILFORD ROAD PENNINGTON WTW | Marsh Lane | pH | 6 | 10 | pH Units | 40.1 | Rainwater and surface water run-off (Medium Impact). Fire fighting foam training | Hampshire West | Waste water from vehicle washing, washdown of waste transfer station floor, and run off from the storage of street sweepings. | Pre Market Reform | Consent | WOODSIDE LYMINGTON WPS
11194 | 2 | Tier 2 Consent | Veolia ES Hampshire Ltd |  | 210 Pentonville Road |  | London |  | N1 9JY | LYMINGTON TRANSFER STATION | MARSH LANE |  | LYMINGTON | HA | SO41 9BX | 1996-10-22 | 9 | 2.5 | At all times | MILFORD ROAD PENNINGTON WTW | Marsh Lane | Solids Suspended 105 Degrees C | - | 400 | mg/l | 40.1 | Rainwater and surface water run-off (Medium Impact). Fire fighting foam training | Hampshire West | Waste water from vehicle washing, washdown of waste transfer station floor, and run off from the storage of street sweepings. | Pre Market Reform | Consent | WOODSIDE LYMINGTON WPS
11195 | 4 | Tier 1 Consent | Veolia ES Hampshire Ltd |  | 210 Pentonville Road |  | London |  | N1 9JY | EFFORD LANDFILL SITE | MILFORD ROAD |  | LYMINGTON | HA | SO41 8EZ | 1998-03-15 | 200 | 2.3 | At any time | MILFORD ROAD PENNINGTON WTW | N/A | Chemical Oxygen Demand Shaken as 0 | - | 2500 | mg/l | 37.2 | Tip leachates and land remediation Closed | Hampshire West | Landfill leachate process. | Closed landfill. | Consent | -
11195 | 4 | Tier 1 Consent | Veolia ES Hampshire Ltd |  | 210 Pentonville Road |  | London |  | N1 9JY | EFFORD LANDFILL SITE | MILFORD ROAD |  | LYMINGTON | HA | SO41 8EZ | 1998-03-15 | 200 | 2.3 | At any time | MILFORD ROAD PENNINGTON WTW | N/A | Chloride | - | 3000 | mg/l | 37.2 | Tip leachates and land remediation Closed | Hampshire West | Landfill leachate process. | Closed landfill. | Consent | -
11195 | 4 | Tier 1 Consent | Veolia ES Hampshire Ltd |  | 210 Pentonville Road |  | London |  | N1 9JY | EFFORD LANDFILL SITE | MILFORD ROAD |  | LYMINGTON | HA | SO41 8EZ | 1998-03-15 | 200 | 2.3 | At any time | MILFORD ROAD PENNINGTON WTW | N/A | Chromium Total mg/l | - | 0.43 | ug/l | 37.2 | Tip leachates and land remediation Closed | Hampshire West | Landfill leachate process. | Closed landfill. | Consent | -
11195 | 4 | Tier 1 Consent | Veolia ES Hampshire Ltd |  | 210 Pentonville Road |  | London |  | N1 9JY | EFFORD LANDFILL SITE | MILFORD ROAD |  | LYMINGTON | HA | SO41 8EZ | 1998-03-15 | 200 | 2.3 | At any time | MILFORD ROAD PENNINGTON WTW | N/A | Copper Total | - | 0.5 | ug/l | 37.2 | Tip leachates and land remediation Closed | Hampshire West | Landfill leachate process. | Closed landfill. | Consent | -
11195 | 4 | Tier 1 Consent | Veolia ES Hampshire Ltd |  | 210 Pentonville Road |  | London |  | N1 9JY | EFFORD LANDFILL SITE | MILFORD ROAD |  | LYMINGTON | HA | SO41 8EZ | 1998-03-15 | 200 | 2.3 | At any time | MILFORD ROAD PENNINGTON WTW | N/A | Lead Total | - | 0.5 | ug/l | 37.2 | Tip leachates and land remediation Closed | Hampshire West | Landfill leachate process. | Closed landfill. | Consent | -
11195 | 4 | Tier 1 Consent | Veolia ES Hampshire Ltd |  | 210 Pentonville Road |  | London |  | N1 9JY | EFFORD LANDFILL SITE | MILFORD ROAD |  | LYMINGTON | HA | SO41 8EZ | 1998-03-15 | 200 | 2.3 | At any time | MILFORD ROAD PENNINGTON WTW | N/A | Methane Dissolved | - | 0.14 | ug/l | 37.2 | Tip leachates and land remediation Closed | Hampshire West | Landfill leachate process. | Closed landfill. | Consent | -
11195 | 4 | Tier 1 Consent | Veolia ES Hampshire Ltd |  | 210 Pentonville Road |  | London |  | N1 9JY | EFFORD LANDFILL SITE | MILFORD ROAD |  | LYMINGTON | HA | SO41 8EZ | 1998-03-15 | 200 | 2.3 | At any time | MILFORD ROAD PENNINGTON WTW | N/A | Nickel Total | - | 0.87 | ug/l | 37.2 | Tip leachates and land remediation Closed | Hampshire West | Landfill leachate process. | Closed landfill. | Consent | -
11195 | 4 | Tier 1 Consent | Veolia ES Hampshire Ltd |  | 210 Pentonville Road |  | London |  | N1 9JY | EFFORD LANDFILL SITE | MILFORD ROAD |  | LYMINGTON | HA | SO41 8EZ | 1998-03-15 | 200 | 2.3 | At any time | MILFORD ROAD PENNINGTON WTW | N/A | Nitrogen Ammoniacal as N | - | 80 | mg/l | 37.2 | Tip leachates and land remediation Closed | Hampshire West | Landfill leachate process. | Closed landfill. | Consent | -
11195 | 4 | Tier 1 Consent | Veolia ES Hampshire Ltd |  | 210 Pentonville Road |  | London |  | N1 9JY | EFFORD LANDFILL SITE | MILFORD ROAD |  | LYMINGTON | HA | SO41 8EZ | 1998-03-15 | 200 | 2.3 | At any time | MILFORD ROAD PENNINGTON WTW | N/A | Oil and Grease | - | 200 | mg/l | 37.2 | Tip leachates and land remediation Closed | Hampshire West | Landfill leachate process. | Closed landfill. | Consent | -
11195 | 4 | Tier 1 Consent | Veolia ES Hampshire Ltd |  | 210 Pentonville Road |  | London |  | N1 9JY | EFFORD LANDFILL SITE | MILFORD ROAD |  | LYMINGTON | HA | SO41 8EZ | 1998-03-15 | 200 | 2.3 | At any time | MILFORD ROAD PENNINGTON WTW | N/A | pH | 6 | 10 | pH Units | 37.2 | Tip leachates and land remediation Closed | Hampshire West | Landfill leachate process. | Closed landfill. | Consent | -
11195 | 4 | Tier 1 Consent | Veolia ES Hampshire Ltd |  | 210 Pentonville Road |  | London |  | N1 9JY | EFFORD LANDFILL SITE | MILFORD ROAD |  | LYMINGTON | HA | SO41 8EZ | 1998-03-15 | 200 | 2.3 | At any time | MILFORD ROAD PENNINGTON WTW | N/A | Silver Total | - | 28 | ug/l | 37.2 | Tip leachates and land remediation Closed | Hampshire West | Landfill leachate process. | Closed landfill. | Consent | -
11195 | 4 | Tier 1 Consent | Veolia ES Hampshire Ltd |  | 210 Pentonville Road |  | London |  | N1 9JY | EFFORD LANDFILL SITE | MILFORD ROAD |  | LYMINGTON | HA | SO41 8EZ | 1998-03-15 | 200 | 2.3 | At any time | MILFORD ROAD PENNINGTON WTW | N/A | Solids Suspended 105 Degrees C | - | 400 | mg/l | 37.2 | Tip leachates and land remediation Closed | Hampshire West | Landfill leachate process. | Closed landfill. | Consent | -
11195 | 4 | Tier 1 Consent | Veolia ES Hampshire Ltd |  | 210 Pentonville Road |  | London |  | N1 9JY | EFFORD LANDFILL SITE | MILFORD ROAD |  | LYMINGTON | HA | SO41 8EZ | 1998-03-15 | 200 | 2.3 | At any time | MILFORD ROAD PENNINGTON WTW | N/A | Sulphate as S04 | - | 500 | mg/l | 37.2 | Tip leachates and land remediation Closed | Hampshire West | Landfill leachate process. | Closed landfill. | Consent | -
11195 | 4 | Tier 1 Consent | Veolia ES Hampshire Ltd |  | 210 Pentonville Road |  | London |  | N1 9JY | EFFORD LANDFILL SITE | MILFORD ROAD |  | LYMINGTON | HA | SO41 8EZ | 1998-03-15 | 200 | 2.3 | At any time | MILFORD ROAD PENNINGTON WTW | N/A | Tin Total | - | 150 | ug/l | 37.2 | Tip leachates and land remediation Closed | Hampshire West | Landfill leachate process. | Closed landfill. | Consent | -
11195 | 4 | Tier 1 Consent | Veolia ES Hampshire Ltd |  | 210 Pentonville Road |  | London |  | N1 9JY | EFFORD LANDFILL SITE | MILFORD ROAD |  | LYMINGTON | HA | SO41 8EZ | 1998-03-15 | 200 | 2.3 | At any time | MILFORD ROAD PENNINGTON WTW | N/A | Zinc Total mg/l | - | 1.5 | ug/l | 37.2 | Tip leachates and land remediation Closed | Hampshire West | Landfill leachate process. | Closed landfill. | Consent | -
11196 | 2 | Tier 2 Consent | Veolia ES Hampshire Ltd |  | 210 Pentonville Road |  | London |  | N1 9JY | Otterbourne Waste Transfer Station | POLES LANE | - | WINCHESTER | HA | SO21 2EA | 1996-10-22 | 12.6 | 3.5 | At all times | CHICKENHALL EASTLEIGH WTW | Poles lane | Chemical Oxygen Demand Shaken as 0 | - | 1000 | mg/l | 40.1 | Rainwater and surface water run-off (Medium Impact). Fire fighting foam training | Hampshire West | Waste water from wash down of transfer station floor, vehicle wash, food compaction process, glass storage bays, wood bay, gypsum bay, green waste bay and 3 x overflow bays (for general use). | waste transfer site | Consent | -
11196 | 2 | Tier 2 Consent | Veolia ES Hampshire Ltd |  | 210 Pentonville Road |  | London |  | N1 9JY | Otterbourne Waste Transfer Station | POLES LANE | - | WINCHESTER | HA | SO21 2EA | 1996-10-22 | 12.6 | 3.5 | At all times | CHICKENHALL EASTLEIGH WTW | Poles lane | Oil and Grease | - | 200 | mg/l | 40.1 | Rainwater and surface water run-off (Medium Impact). Fire fighting foam training | Hampshire West | Waste water from wash down of transfer station floor, vehicle wash, food compaction process, glass storage bays, wood bay, gypsum bay, green waste bay and 3 x overflow bays (for general use). | waste transfer site | Consent | -
11196 | 2 | Tier 2 Consent | Veolia ES Hampshire Ltd |  | 210 Pentonville Road |  | London |  | N1 9JY | Otterbourne Waste Transfer Station | POLES LANE | - | WINCHESTER | HA | SO21 2EA | 1996-10-22 | 12.6 | 3.5 | At all times | CHICKENHALL EASTLEIGH WTW | Poles lane | pH | 6 | 10 | pH Units | 40.1 | Rainwater and surface water run-off (Medium Impact). Fire fighting foam training | Hampshire West | Waste water from wash down of transfer station floor, vehicle wash, food compaction process, glass storage bays, wood bay, gypsum bay, green waste bay and 3 x overflow bays (for general use). | waste transfer site | Consent | -
11196 | 2 | Tier 2 Consent | Veolia ES Hampshire Ltd |  | 210 Pentonville Road |  | London |  | N1 9JY | Otterbourne Waste Transfer Station | POLES LANE | - | WINCHESTER | HA | SO21 2EA | 1996-10-22 | 12.6 | 3.5 | At all times | CHICKENHALL EASTLEIGH WTW | Poles lane | Solids Suspended 105 Degrees C | - | 400 | mg/l | 40.1 | Rainwater and surface water run-off (Medium Impact). Fire fighting foam training | Hampshire West | Waste water from wash down of transfer station floor, vehicle wash, food compaction process, glass storage bays, wood bay, gypsum bay, green waste bay and 3 x overflow bays (for general use). | waste transfer site | Consent | -
11201 | 1 | Low Risk Consent | P.S.Harwood | Lushington Garage | High Street | Wootton | Newport | Isle of Wight | PO33 4RD | LUSHINGTON GGE | LUSHINGTON HILL | - | RYDE | IW | PO33 4NT | 1980-03-05 | 1 | 2.5 | 0830-2030 | SANDOWN NEW WTW | - | Chemical Oxygen Demand Shaken as 0 | - | 800 | mg/l | 31.2 | Vehicle and plant washing (Low Impact) | Hampshire East | Pre Market Reform | Pre Market Reform | Consent | -
11201 | 1 | Low Risk Consent | P.S.Harwood | Lushington Garage | High Street | Wootton | Newport | Isle of Wight | PO33 4RD | LUSHINGTON GGE | LUSHINGTON HILL | - | RYDE | IW | PO33 4NT | 1980-03-05 | 1 | 2.5 | 0830-2030 | SANDOWN NEW WTW | - | Oil and Grease | - | 100 | mg/l | 31.2 | Vehicle and plant washing (Low Impact) | Hampshire East | Pre Market Reform | Pre Market Reform | Consent | -
11201 | 1 | Low Risk Consent | P.S.Harwood | Lushington Garage | High Street | Wootton | Newport | Isle of Wight | PO33 4RD | LUSHINGTON GGE | LUSHINGTON HILL | - | RYDE | IW | PO33 4NT | 1980-03-05 | 1 | 2.5 | 0830-2030 | SANDOWN NEW WTW | - | pH | 6 | 10 | pH Units | 31.2 | Vehicle and plant washing (Low Impact) | Hampshire East | Pre Market Reform | Pre Market Reform | Consent | -
11201 | 1 | Low Risk Consent | P.S.Harwood | Lushington Garage | High Street | Wootton | Newport | Isle of Wight | PO33 4RD | LUSHINGTON GGE | LUSHINGTON HILL | - | RYDE | IW | PO33 4NT | 1980-03-05 | 1 | 2.5 | 0830-2030 | SANDOWN NEW WTW | - | Solids Suspended 105 Degrees C | - | 400 | mg/l | 31.2 | Vehicle and plant washing (Low Impact) | Hampshire East | Pre Market Reform | Pre Market Reform | Consent | -
11205 | 3 | Tier 1 Consent | Pall Manufacturing UK Limited | 5 Harbourgate Business Park | Southampton Road |  | Portsmouth | Hampshire | PO6 4BQ |  | WALTON ROAD | - | PORTSMOUTH | HA | PO6 1TD | 2002-12-11 | 140 | 4 | At all times | BUDDS FARM HAVANT WTW | Walton Road | Chemical Oxygen Demand Shaken as 0 | - | 1200 | mg/l | 22.3 | Plating and metal finishing (Low Impact) | Hampshire East | Metal cleaning and finishing including aqueous degreasing: Electropolishing and the testing, processing of metal products: Laboratory waste water. | Metal Plating and Laboratories technologies | Consent | PAULSGROVE WPS
11205 | 3 | Tier 1 Consent | Pall Manufacturing UK Limited | 5 Harbourgate Business Park | Southampton Road |  | Portsmouth | Hampshire | PO6 4BQ |  | WALTON ROAD | - | PORTSMOUTH | HA | PO6 1TD | 2002-12-11 | 140 | 4 | At all times | BUDDS FARM HAVANT WTW | Walton Road | Copper Total | - | 0.03 | ug/l | 22.3 | Plating and metal finishing (Low Impact) | Hampshire East | Metal cleaning and finishing including aqueous degreasing: Electropolishing and the testing, processing of metal products: Laboratory waste water. | Metal Plating and Laboratories technologies | Consent | PAULSGROVE WPS
11205 | 3 | Tier 1 Consent | Pall Manufacturing UK Limited | 5 Harbourgate Business Park | Southampton Road |  | Portsmouth | Hampshire | PO6 4BQ |  | WALTON ROAD | - | PORTSMOUTH | HA | PO6 1TD | 2002-12-11 | 140 | 4 | At all times | BUDDS FARM HAVANT WTW | Walton Road | Lead Total | - | 0.1 | ug/l | 22.3 | Plating and metal finishing (Low Impact) | Hampshire East | Metal cleaning and finishing including aqueous degreasing: Electropolishing and the testing, processing of metal products: Laboratory waste water. | Metal Plating and Laboratories technologies | Consent | PAULSGROVE WPS
11205 | 3 | Tier 1 Consent | Pall Manufacturing UK Limited | 5 Harbourgate Business Park | Southampton Road |  | Portsmouth | Hampshire | PO6 4BQ |  | WALTON ROAD | - | PORTSMOUTH | HA | PO6 1TD | 2002-12-11 | 140 | 4 | At all times | BUDDS FARM HAVANT WTW | Walton Road | Nitrogen Ammoniacal as N | - | 20 | mg/l | 22.3 | Plating and metal finishing (Low Impact) | Hampshire East | Metal cleaning and finishing including aqueous degreasing: Electropolishing and the testing, processing of metal products: Laboratory waste water. | Metal Plating and Laboratories technologies | Consent | PAULSGROVE WPS
11205 | 3 | Tier 1 Consent | Pall Manufacturing UK Limited | 5 Harbourgate Business Park | Southampton Road |  | Portsmouth | Hampshire | PO6 4BQ |  | WALTON ROAD | - | PORTSMOUTH | HA | PO6 1TD | 2002-12-11 | 140 | 4 | At all times | BUDDS FARM HAVANT WTW | Walton Road | pH | 6 | 10 | pH Units | 22.3 | Plating and metal finishing (Low Impact) | Hampshire East | Metal cleaning and finishing including aqueous degreasing: Electropolishing and the testing, processing of metal products: Laboratory waste water. | Metal Plating and Laboratories technologies | Consent | PAULSGROVE WPS
11205 | 3 | Tier 1 Consent | Pall Manufacturing UK Limited | 5 Harbourgate Business Park | Southampton Road |  | Portsmouth | Hampshire | PO6 4BQ |  | WALTON ROAD | - | PORTSMOUTH | HA | PO6 1TD | 2002-12-11 | 140 | 4 | At all times | BUDDS FARM HAVANT WTW | Walton Road | Solids Suspended 105 Degrees C | - | 300 | mg/l | 22.3 | Plating and metal finishing (Low Impact) | Hampshire East | Metal cleaning and finishing including aqueous degreasing: Electropolishing and the testing, processing of metal products: Laboratory waste water. | Metal Plating and Laboratories technologies | Consent | PAULSGROVE WPS
11205 | 3 | Tier 1 Consent | Pall Manufacturing UK Limited | 5 Harbourgate Business Park | Southampton Road |  | Portsmouth | Hampshire | PO6 4BQ |  | WALTON ROAD | - | PORTSMOUTH | HA | PO6 1TD | 2002-12-11 | 140 | 4 | At all times | BUDDS FARM HAVANT WTW | Walton Road | Zinc Total mg/l | - | 1 | ug/l | 22.3 | Plating and metal finishing (Low Impact) | Hampshire East | Metal cleaning and finishing including aqueous degreasing: Electropolishing and the testing, processing of metal products: Laboratory waste water. | Metal Plating and Laboratories technologies | Consent | PAULSGROVE WPS
11216 | 1 | Low Risk Consent | Peter Cooper Motor Group Limited | Coopers Roundabout | Botley Road | Hedge End | Southampton | Hampshire | SO30 2WA | 22 | BOTLEY ROAD | - | SOUTHAMPTON | HA | SO30 2HE | 1987-08-01 | 2 | 0.5 | all day | PEEL COMMON WTW | Broadoak | Chemical Oxygen Demand Shaken as 0 | - | 2000 | mg/l | 31.2 | Vehicle and plant washing (Low Impact) | Hampshire East | Pre Market Reform | Pre Market Reform | Consent | BROOK LANE BOTLEY WPS
11216 | 1 | Low Risk Consent | Peter Cooper Motor Group Limited | Coopers Roundabout | Botley Road | Hedge End | Southampton | Hampshire | SO30 2WA | 22 | BOTLEY ROAD | - | SOUTHAMPTON | HA | SO30 2HE | 1987-08-01 | 2 | 0.5 | all day | PEEL COMMON WTW | Broadoak | Oil and Grease | - | 200 | mg/l | 31.2 | Vehicle and plant washing (Low Impact) | Hampshire East | Pre Market Reform | Pre Market Reform | Consent | BROOK LANE BOTLEY WPS
11216 | 1 | Low Risk Consent | Peter Cooper Motor Group Limited | Coopers Roundabout | Botley Road | Hedge End | Southampton | Hampshire | SO30 2WA | 22 | BOTLEY ROAD | - | SOUTHAMPTON | HA | SO30 2HE | 1987-08-01 | 2 | 0.5 | all day | PEEL COMMON WTW | Broadoak | pH | 6 | 10 | pH Units | 31.2 | Vehicle and plant washing (Low Impact) | Hampshire East | Pre Market Reform | Pre Market Reform | Consent | BROOK LANE BOTLEY WPS
11216 | 1 | Low Risk Consent | Peter Cooper Motor Group Limited | Coopers Roundabout | Botley Road | Hedge End | Southampton | Hampshire | SO30 2WA | 22 | BOTLEY ROAD | - | SOUTHAMPTON | HA | SO30 2HE | 1987-08-01 | 2 | 0.5 | all day | PEEL COMMON WTW | Broadoak | Solids Suspended 105C at pH7 | - | 400 | mg/l | 31.2 | Vehicle and plant washing (Low Impact) | Hampshire East | Pre Market Reform | Pre Market Reform | Consent | BROOK LANE BOTLEY WPS
11231 | 1 | Tier 2 Consent | Pitter Commercials Limited | Botley Road Garage |  | West End | Southampton | Hampshire | SO30 3HA | GARAGES OFFICES & PREMS | BOTLEY ROAD | - | SOUTHAMPTON | HA | SO30 3HA | 1983-03-01 | 5 | 1 | 24 hours | PEEL COMMON WTW | Botley Road | Chemical Oxygen Demand Shaken as 0 | - | 1000 | mg/l | 31.2 | Vehicle and plant washing (Low Impact) | Hampshire East | Wash waters from steam cleaning bay | Sale of other motor vehicles Maintenance and repair of motor vehicles Retail trade of motor vehicle parts and accessories | Consent | JUKES WALK SOUTHAMPTON WPS
11231 | 1 | Tier 2 Consent | Pitter Commercials Limited | Botley Road Garage |  | West End | Southampton | Hampshire | SO30 3HA | GARAGES OFFICES & PREMS | BOTLEY ROAD | - | SOUTHAMPTON | HA | SO30 3HA | 1983-03-01 | 5 | 1 | 24 hours | PEEL COMMON WTW | Botley Road | Nitrogen Ammoniacal as N | - | 15 | mg/l | 31.2 | Vehicle and plant washing (Low Impact) | Hampshire East | Wash waters from steam cleaning bay | Sale of other motor vehicles Maintenance and repair of motor vehicles Retail trade of motor vehicle parts and accessories | Consent | JUKES WALK SOUTHAMPTON WPS
11231 | 1 | Tier 2 Consent | Pitter Commercials Limited | Botley Road Garage |  | West End | Southampton | Hampshire | SO30 3HA | GARAGES OFFICES & PREMS | BOTLEY ROAD | - | SOUTHAMPTON | HA | SO30 3HA | 1983-03-01 | 5 | 1 | 24 hours | PEEL COMMON WTW | Botley Road | Oil and Grease | - | 200 | mg/l | 31.2 | Vehicle and plant washing (Low Impact) | Hampshire East | Wash waters from steam cleaning bay | Sale of other motor vehicles Maintenance and repair of motor vehicles Retail trade of motor vehicle parts and accessories | Consent | JUKES WALK SOUTHAMPTON WPS
11231 | 1 | Tier 2 Consent | Pitter Commercials Limited | Botley Road Garage |  | West End | Southampton | Hampshire | SO30 3HA | GARAGES OFFICES & PREMS | BOTLEY ROAD | - | SOUTHAMPTON | HA | SO30 3HA | 1983-03-01 | 5 | 1 | 24 hours | PEEL COMMON WTW | Botley Road | pH | 6 | 10 | pH Units | 31.2 | Vehicle and plant washing (Low Impact) | Hampshire East | Wash waters from steam cleaning bay | Sale of other motor vehicles Maintenance and repair of motor vehicles Retail trade of motor vehicle parts and accessories | Consent | JUKES WALK SOUTHAMPTON WPS
11231 | 1 | Tier 2 Consent | Pitter Commercials Limited | Botley Road Garage |  | West End | Southampton | Hampshire | SO30 3HA | GARAGES OFFICES & PREMS | BOTLEY ROAD | - | SOUTHAMPTON | HA | SO30 3HA | 1983-03-01 | 5 | 1 | 24 hours | PEEL COMMON WTW | Botley Road | Solids Suspended 105 Degrees C | - | 500 | mg/l | 31.2 | Vehicle and plant washing (Low Impact) | Hampshire East | Wash waters from steam cleaning bay | Sale of other motor vehicles Maintenance and repair of motor vehicles Retail trade of motor vehicle parts and accessories | Consent | JUKES WALK SOUTHAMPTON WPS
11240 | 4 | Tier 1 Consent | Portsmouth Aviation Limited | The Airport | Airport Service Road |  | Portsmouth | Hampshire | PO3 5PF | The Airport | Airport Service Road |  | PORTSMOUTH |  | PO3 5PF | 1975-07-01 | 100 | 5 | At all times | BUDDS FARM HAVANT WTW | Airport Service Road | Chemical Oxygen Demand Shaken as 0 | - | 800 | mg/l | 22.1 | Plating and metal finishing (High Impact) | Hampshire East | Waste water from Metal Finishing: Electroplating, Anodising and Boiler Blowdown process | Metal finishing company - particles of planes | Consent | COPNOR WPS
11240 | 4 | Tier 1 Consent | Portsmouth Aviation Limited | The Airport | Airport Service Road |  | Portsmouth | Hampshire | PO3 5PF | The Airport | Airport Service Road |  | PORTSMOUTH |  | PO3 5PF | 1975-07-01 | 100 | 5 | At all times | BUDDS FARM HAVANT WTW | Airport Service Road | Chromium Total mg/l | - | 3 | ug/l | 22.1 | Plating and metal finishing (High Impact) | Hampshire East | Waste water from Metal Finishing: Electroplating, Anodising and Boiler Blowdown process | Metal finishing company - particles of planes | Consent | COPNOR WPS
11240 | 4 | Tier 1 Consent | Portsmouth Aviation Limited | The Airport | Airport Service Road |  | Portsmouth | Hampshire | PO3 5PF | The Airport | Airport Service Road |  | PORTSMOUTH |  | PO3 5PF | 1975-07-01 | 100 | 5 | At all times | BUDDS FARM HAVANT WTW | Airport Service Road | Copper Total | - | 3 | ug/l | 22.1 | Plating and metal finishing (High Impact) | Hampshire East | Waste water from Metal Finishing: Electroplating, Anodising and Boiler Blowdown process | Metal finishing company - particles of planes | Consent | COPNOR WPS
11240 | 4 | Tier 1 Consent | Portsmouth Aviation Limited | The Airport | Airport Service Road |  | Portsmouth | Hampshire | PO3 5PF | The Airport | Airport Service Road |  | PORTSMOUTH |  | PO3 5PF | 1975-07-01 | 100 | 5 | At all times | BUDDS FARM HAVANT WTW | Airport Service Road | Lead Total | - | 3 | ug/l | 22.1 | Plating and metal finishing (High Impact) | Hampshire East | Waste water from Metal Finishing: Electroplating, Anodising and Boiler Blowdown process | Metal finishing company - particles of planes | Consent | COPNOR WPS
11240 | 4 | Tier 1 Consent | Portsmouth Aviation Limited | The Airport | Airport Service Road |  | Portsmouth | Hampshire | PO3 5PF | The Airport | Airport Service Road |  | PORTSMOUTH |  | PO3 5PF | 1975-07-01 | 100 | 5 | At all times | BUDDS FARM HAVANT WTW | Airport Service Road | Nickel Total | - | 3 | ug/l | 22.1 | Plating and metal finishing (High Impact) | Hampshire East | Waste water from Metal Finishing: Electroplating, Anodising and Boiler Blowdown process | Metal finishing company - particles of planes | Consent | COPNOR WPS
11240 | 4 | Tier 1 Consent | Portsmouth Aviation Limited | The Airport | Airport Service Road |  | Portsmouth | Hampshire | PO3 5PF | The Airport | Airport Service Road |  | PORTSMOUTH |  | PO3 5PF | 1975-07-01 | 100 | 5 | At all times | BUDDS FARM HAVANT WTW | Airport Service Road | Nitrogen Ammoniacal as N | - | 10 | mg/l | 22.1 | Plating and metal finishing (High Impact) | Hampshire East | Waste water from Metal Finishing: Electroplating, Anodising and Boiler Blowdown process | Metal finishing company - particles of planes | Consent | COPNOR WPS
11240 | 4 | Tier 1 Consent | Portsmouth Aviation Limited | The Airport | Airport Service Road |  | Portsmouth | Hampshire | PO3 5PF | The Airport | Airport Service Road |  | PORTSMOUTH |  | PO3 5PF | 1975-07-01 | 100 | 5 | At all times | BUDDS FARM HAVANT WTW | Airport Service Road | pH | 5 | 11 | pH Units | 22.1 | Plating and metal finishing (High Impact) | Hampshire East | Waste water from Metal Finishing: Electroplating, Anodising and Boiler Blowdown process | Metal finishing company - particles of planes | Consent | COPNOR WPS
11240 | 4 | Tier 1 Consent | Portsmouth Aviation Limited | The Airport | Airport Service Road |  | Portsmouth | Hampshire | PO3 5PF | The Airport | Airport Service Road |  | PORTSMOUTH |  | PO3 5PF | 1975-07-01 | 100 | 5 | At all times | BUDDS FARM HAVANT WTW | Airport Service Road | Solids Suspended 105 Degrees C | - | 400 | mg/l | 22.1 | Plating and metal finishing (High Impact) | Hampshire East | Waste water from Metal Finishing: Electroplating, Anodising and Boiler Blowdown process | Metal finishing company - particles of planes | Consent | COPNOR WPS
11240 | 4 | Tier 1 Consent | Portsmouth Aviation Limited | The Airport | Airport Service Road |  | Portsmouth | Hampshire | PO3 5PF | The Airport | Airport Service Road |  | PORTSMOUTH |  | PO3 5PF | 1975-07-01 | 100 | 5 | At all times | BUDDS FARM HAVANT WTW | Airport Service Road | Tin Total | - | 1000 | ug/l | 22.1 | Plating and metal finishing (High Impact) | Hampshire East | Waste water from Metal Finishing: Electroplating, Anodising and Boiler Blowdown process | Metal finishing company - particles of planes | Consent | COPNOR WPS
11240 | 4 | Tier 1 Consent | Portsmouth Aviation Limited | The Airport | Airport Service Road |  | Portsmouth | Hampshire | PO3 5PF | The Airport | Airport Service Road |  | PORTSMOUTH |  | PO3 5PF | 1975-07-01 | 100 | 5 | At all times | BUDDS FARM HAVANT WTW | Airport Service Road | Zinc Total mg/l | - | 4 | ug/l | 22.1 | Plating and metal finishing (High Impact) | Hampshire East | Waste water from Metal Finishing: Electroplating, Anodising and Boiler Blowdown process | Metal finishing company - particles of planes | Consent | COPNOR WPS
11245 | 1 | Tier 2 Consent | Precise Electro-Plating Works Limited |  | Pitt Road | Freemantle | Southampton | Hampshire | SO15 3FQ | WORKSHOP & PREMS | PITT ROAD |  | SOUTHAMPTON | HA | SO15 3FQ | 1970-12-02 | 1 | 1 | At all times | MILLBROOK WTW | Pitt Road | Chemical Oxygen Demand Shaken as 0 | - | 800 | mg/l | 22.3 | Plating and metal finishing (Low Impact) | Hampshire West | chemical oxidisation | Metal treatments. | Consent | WATERHOUSE WAY SHIRLEY WPS
11245 | 1 | Tier 2 Consent | Precise Electro-Plating Works Limited |  | Pitt Road | Freemantle | Southampton | Hampshire | SO15 3FQ | WORKSHOP & PREMS | PITT ROAD |  | SOUTHAMPTON | HA | SO15 3FQ | 1970-12-02 | 1 | 1 | At all times | MILLBROOK WTW | Pitt Road | Chromium Total mg/l | - | 2 | ug/l | 22.3 | Plating and metal finishing (Low Impact) | Hampshire West | chemical oxidisation | Metal treatments. | Consent | WATERHOUSE WAY SHIRLEY WPS
11245 | 1 | Tier 2 Consent | Precise Electro-Plating Works Limited |  | Pitt Road | Freemantle | Southampton | Hampshire | SO15 3FQ | WORKSHOP & PREMS | PITT ROAD |  | SOUTHAMPTON | HA | SO15 3FQ | 1970-12-02 | 1 | 1 | At all times | MILLBROOK WTW | Pitt Road | Copper Total | - | 1 | ug/l | 22.3 | Plating and metal finishing (Low Impact) | Hampshire West | chemical oxidisation | Metal treatments. | Consent | WATERHOUSE WAY SHIRLEY WPS
11245 | 1 | Tier 2 Consent | Precise Electro-Plating Works Limited |  | Pitt Road | Freemantle | Southampton | Hampshire | SO15 3FQ | WORKSHOP & PREMS | PITT ROAD |  | SOUTHAMPTON | HA | SO15 3FQ | 1970-12-02 | 1 | 1 | At all times | MILLBROOK WTW | Pitt Road | Cyanide Total as Cn | - | 2 | ug/l | 22.3 | Plating and metal finishing (Low Impact) | Hampshire West | chemical oxidisation | Metal treatments. | Consent | WATERHOUSE WAY SHIRLEY WPS
11245 | 1 | Tier 2 Consent | Precise Electro-Plating Works Limited |  | Pitt Road | Freemantle | Southampton | Hampshire | SO15 3FQ | WORKSHOP & PREMS | PITT ROAD |  | SOUTHAMPTON | HA | SO15 3FQ | 1970-12-02 | 1 | 1 | At all times | MILLBROOK WTW | Pitt Road | Lead Total | - | 1 | ug/l | 22.3 | Plating and metal finishing (Low Impact) | Hampshire West | chemical oxidisation | Metal treatments. | Consent | WATERHOUSE WAY SHIRLEY WPS
11245 | 1 | Tier 2 Consent | Precise Electro-Plating Works Limited |  | Pitt Road | Freemantle | Southampton | Hampshire | SO15 3FQ | WORKSHOP & PREMS | PITT ROAD |  | SOUTHAMPTON | HA | SO15 3FQ | 1970-12-02 | 1 | 1 | At all times | MILLBROOK WTW | Pitt Road | Nickel Total | - | 0.5 | ug/l | 22.3 | Plating and metal finishing (Low Impact) | Hampshire West | chemical oxidisation | Metal treatments. | Consent | WATERHOUSE WAY SHIRLEY WPS
11245 | 1 | Tier 2 Consent | Precise Electro-Plating Works Limited |  | Pitt Road | Freemantle | Southampton | Hampshire | SO15 3FQ | WORKSHOP & PREMS | PITT ROAD |  | SOUTHAMPTON | HA | SO15 3FQ | 1970-12-02 | 1 | 1 | At all times | MILLBROOK WTW | Pitt Road | Nitrogen Ammoniacal as N | - | 35 | mg/l | 22.3 | Plating and metal finishing (Low Impact) | Hampshire West | chemical oxidisation | Metal treatments. | Consent | WATERHOUSE WAY SHIRLEY WPS
11245 | 1 | Tier 2 Consent | Precise Electro-Plating Works Limited |  | Pitt Road | Freemantle | Southampton | Hampshire | SO15 3FQ | WORKSHOP & PREMS | PITT ROAD |  | SOUTHAMPTON | HA | SO15 3FQ | 1970-12-02 | 1 | 1 | At all times | MILLBROOK WTW | Pitt Road | Oil and Grease | - | 200 | mg/l | 22.3 | Plating and metal finishing (Low Impact) | Hampshire West | chemical oxidisation | Metal treatments. | Consent | WATERHOUSE WAY SHIRLEY WPS
11245 | 1 | Tier 2 Consent | Precise Electro-Plating Works Limited |  | Pitt Road | Freemantle | Southampton | Hampshire | SO15 3FQ | WORKSHOP & PREMS | PITT ROAD |  | SOUTHAMPTON | HA | SO15 3FQ | 1970-12-02 | 1 | 1 | At all times | MILLBROOK WTW | Pitt Road | pH | 6 | 10 | pH Units | 22.3 | Plating and metal finishing (Low Impact) | Hampshire West | chemical oxidisation | Metal treatments. | Consent | WATERHOUSE WAY SHIRLEY WPS
11245 | 1 | Tier 2 Consent | Precise Electro-Plating Works Limited |  | Pitt Road | Freemantle | Southampton | Hampshire | SO15 3FQ | WORKSHOP & PREMS | PITT ROAD |  | SOUTHAMPTON | HA | SO15 3FQ | 1970-12-02 | 1 | 1 | At all times | MILLBROOK WTW | Pitt Road | Solids Suspended 105 Degrees C | - | 400 | mg/l | 22.3 | Plating and metal finishing (Low Impact) | Hampshire West | chemical oxidisation | Metal treatments. | Consent | WATERHOUSE WAY SHIRLEY WPS
11245 | 1 | Tier 2 Consent | Precise Electro-Plating Works Limited |  | Pitt Road | Freemantle | Southampton | Hampshire | SO15 3FQ | WORKSHOP & PREMS | PITT ROAD |  | SOUTHAMPTON | HA | SO15 3FQ | 1970-12-02 | 1 | 1 | At all times | MILLBROOK WTW | Pitt Road | Tin Total | - | 3000 | ug/l | 22.3 | Plating and metal finishing (Low Impact) | Hampshire West | chemical oxidisation | Metal treatments. | Consent | WATERHOUSE WAY SHIRLEY WPS
11245 | 1 | Tier 2 Consent | Precise Electro-Plating Works Limited |  | Pitt Road | Freemantle | Southampton | Hampshire | SO15 3FQ | WORKSHOP & PREMS | PITT ROAD |  | SOUTHAMPTON | HA | SO15 3FQ | 1970-12-02 | 1 | 1 | At all times | MILLBROOK WTW | Pitt Road | Zinc Total mg/l | - | 4 | ug/l | 22.3 | Plating and metal finishing (Low Impact) | Hampshire West | chemical oxidisation | Metal treatments. | Consent | WATERHOUSE WAY SHIRLEY WPS
11246 | 1 | Tier 2 Consent | Preformed Line Products (Great Britain) Limited | - | East Portway | Portway East Industrial Estate | Andover | Hampshire | SP10 3LH | 27 | EAST PORTWAY | - | PORTWAY BUSINESS PARK | HA | SP10 3LH | 1987-11-01 | 1 | 0.3 | At all times | FULLERTON WTW | East Portway | Aluminium Total | - | 3 | ug/l | 8.1 | Engineering (High risk) | Hampshire West | Component cleaning: tumbling process, rinse waters associated with cleaning of aluminium parts and degreasing. | manufacture of metal products used in overhead electricity industry/fibre optics endings and associated metal products | Consent | ANTON LANE ANDOVER WPS
11246 | 1 | Tier 2 Consent | Preformed Line Products (Great Britain) Limited | - | East Portway | Portway East Industrial Estate | Andover | Hampshire | SP10 3LH | 27 | EAST PORTWAY | - | PORTWAY BUSINESS PARK | HA | SP10 3LH | 1987-11-01 | 1 | 0.3 | At all times | FULLERTON WTW | East Portway | Chemical Oxygen Demand Shaken as 0 | - | 2000 | mg/l | 8.1 | Engineering (High risk) | Hampshire West | Component cleaning: tumbling process, rinse waters associated with cleaning of aluminium parts and degreasing. | manufacture of metal products used in overhead electricity industry/fibre optics endings and associated metal products | Consent | ANTON LANE ANDOVER WPS
11246 | 1 | Tier 2 Consent | Preformed Line Products (Great Britain) Limited | - | East Portway | Portway East Industrial Estate | Andover | Hampshire | SP10 3LH | 27 | EAST PORTWAY | - | PORTWAY BUSINESS PARK | HA | SP10 3LH | 1987-11-01 | 1 | 0.3 | At all times | FULLERTON WTW | East Portway | Copper Total | - | 10 | ug/l | 8.1 | Engineering (High risk) | Hampshire West | Component cleaning: tumbling process, rinse waters associated with cleaning of aluminium parts and degreasing. | manufacture of metal products used in overhead electricity industry/fibre optics endings and associated metal products | Consent | ANTON LANE ANDOVER WPS
11246 | 1 | Tier 2 Consent | Preformed Line Products (Great Britain) Limited | - | East Portway | Portway East Industrial Estate | Andover | Hampshire | SP10 3LH | 27 | EAST PORTWAY | - | PORTWAY BUSINESS PARK | HA | SP10 3LH | 1987-11-01 | 1 | 0.3 | At all times | FULLERTON WTW | East Portway | Nickel Total | - | 10 | ug/l | 8.1 | Engineering (High risk) | Hampshire West | Component cleaning: tumbling process, rinse waters associated with cleaning of aluminium parts and degreasing. | manufacture of metal products used in overhead electricity industry/fibre optics endings and associated metal products | Consent | ANTON LANE ANDOVER WPS
11246 | 1 | Tier 2 Consent | Preformed Line Products (Great Britain) Limited | - | East Portway | Portway East Industrial Estate | Andover | Hampshire | SP10 3LH | 27 | EAST PORTWAY | - | PORTWAY BUSINESS PARK | HA | SP10 3LH | 1987-11-01 | 1 | 0.3 | At all times | FULLERTON WTW | East Portway | Oil and Grease | - | 200 | mg/l | 8.1 | Engineering (High risk) | Hampshire West | Component cleaning: tumbling process, rinse waters associated with cleaning of aluminium parts and degreasing. | manufacture of metal products used in overhead electricity industry/fibre optics endings and associated metal products | Consent | ANTON LANE ANDOVER WPS
11246 | 1 | Tier 2 Consent | Preformed Line Products (Great Britain) Limited | - | East Portway | Portway East Industrial Estate | Andover | Hampshire | SP10 3LH | 27 | EAST PORTWAY | - | PORTWAY BUSINESS PARK | HA | SP10 3LH | 1987-11-01 | 1 | 0.3 | At all times | FULLERTON WTW | East Portway | pH | 6 | 10 | pH Units | 8.1 | Engineering (High risk) | Hampshire West | Component cleaning: tumbling process, rinse waters associated with cleaning of aluminium parts and degreasing. | manufacture of metal products used in overhead electricity industry/fibre optics endings and associated metal products | Consent | ANTON LANE ANDOVER WPS
11246 | 1 | Tier 2 Consent | Preformed Line Products (Great Britain) Limited | - | East Portway | Portway East Industrial Estate | Andover | Hampshire | SP10 3LH | 27 | EAST PORTWAY | - | PORTWAY BUSINESS PARK | HA | SP10 3LH | 1987-11-01 | 1 | 0.3 | At all times | FULLERTON WTW | East Portway | Solids Suspended 105 Degrees C | - | 400 | mg/l | 8.1 | Engineering (High risk) | Hampshire West | Component cleaning: tumbling process, rinse waters associated with cleaning of aluminium parts and degreasing. | manufacture of metal products used in overhead electricity industry/fibre optics endings and associated metal products | Consent | ANTON LANE ANDOVER WPS
11246 | 1 | Tier 2 Consent | Preformed Line Products (Great Britain) Limited | - | East Portway | Portway East Industrial Estate | Andover | Hampshire | SP10 3LH | 27 | EAST PORTWAY | - | PORTWAY BUSINESS PARK | HA | SP10 3LH | 1987-11-01 | 1 | 0.3 | At all times | FULLERTON WTW | East Portway | Sulphate as S04 | - | 1000 | mg/l | 8.1 | Engineering (High risk) | Hampshire West | Component cleaning: tumbling process, rinse waters associated with cleaning of aluminium parts and degreasing. | manufacture of metal products used in overhead electricity industry/fibre optics endings and associated metal products | Consent | ANTON LANE ANDOVER WPS
11246 | 1 | Tier 2 Consent | Preformed Line Products (Great Britain) Limited | - | East Portway | Portway East Industrial Estate | Andover | Hampshire | SP10 3LH | 27 | EAST PORTWAY | - | PORTWAY BUSINESS PARK | HA | SP10 3LH | 1987-11-01 | 1 | 0.3 | At all times | FULLERTON WTW | East Portway | Zinc Total mg/l | - | 10 | ug/l | 8.1 | Engineering (High risk) | Hampshire West | Component cleaning: tumbling process, rinse waters associated with cleaning of aluminium parts and degreasing. | manufacture of metal products used in overhead electricity industry/fibre optics endings and associated metal products | Consent | ANTON LANE ANDOVER WPS
11247 | 1 | Tier 2 Consent | Premier Marinas Ltd | Swanwick Marina | - | Swanwick | Southampton | Hampshire | SO31 1ZL | MARINA CONTROL BUILDING | LOCK APPROACH | - | PORTSMOUTH | HA | PO6 4TJ | 1988-08-01 | 5 | 0.28 | 08:00 - 18:00 | BUDDS FARM HAVANT WTW | Port Solent (Foul pumping station no. 4) | Chemical Oxygen Demand Shaken as 0 | - | 2000 | mg/l | 31.2 | Vehicle and plant washing (Low Impact) | Hampshire East | Wash waters resulting from the external cleaning of small boats. | Pre Market Reform | Consent | -
11247 | 1 | Tier 2 Consent | Premier Marinas Ltd | Swanwick Marina | - | Swanwick | Southampton | Hampshire | SO31 1ZL | MARINA CONTROL BUILDING | LOCK APPROACH | - | PORTSMOUTH | HA | PO6 4TJ | 1988-08-01 | 5 | 0.28 | 08:00 - 18:00 | BUDDS FARM HAVANT WTW | Port Solent (Foul pumping station no. 4) | Oil and Grease | - | 200 | mg/l | 31.2 | Vehicle and plant washing (Low Impact) | Hampshire East | Wash waters resulting from the external cleaning of small boats. | Pre Market Reform | Consent | -
11247 | 1 | Tier 2 Consent | Premier Marinas Ltd | Swanwick Marina | - | Swanwick | Southampton | Hampshire | SO31 1ZL | MARINA CONTROL BUILDING | LOCK APPROACH | - | PORTSMOUTH | HA | PO6 4TJ | 1988-08-01 | 5 | 0.28 | 08:00 - 18:00 | BUDDS FARM HAVANT WTW | Port Solent (Foul pumping station no. 4) | pH | 6 | 10 | pH Units | 31.2 | Vehicle and plant washing (Low Impact) | Hampshire East | Wash waters resulting from the external cleaning of small boats. | Pre Market Reform | Consent | -
11247 | 1 | Tier 2 Consent | Premier Marinas Ltd | Swanwick Marina | - | Swanwick | Southampton | Hampshire | SO31 1ZL | MARINA CONTROL BUILDING | LOCK APPROACH | - | PORTSMOUTH | HA | PO6 4TJ | 1988-08-01 | 5 | 0.28 | 08:00 - 18:00 | BUDDS FARM HAVANT WTW | Port Solent (Foul pumping station no. 4) | Solids Suspended 105C at pH7 | - | 400 | mg/l | 31.2 | Vehicle and plant washing (Low Impact) | Hampshire East | Wash waters resulting from the external cleaning of small boats. | Pre Market Reform | Consent | -
11265 | 1 | Tier 2 Consent | Royal Mail Group Limited | 185 | Farringdon Road |  | London |  | EC1A 1AA | Royal Mail House | Bernard Way | Riveryway Industrial Estate | NEWPORT | IW | PO30 5AN | 1990-03-02 | 2 | 1 | 12:00 - 16:00 | SANDOWN NEW WTW | Riverway | Chemical Oxygen Demand Shaken as 0 | - | 1200 | mg/l | 31.2 | Vehicle and plant washing (Low Impact) | Hampshire East | Vehicle washing process | Pre Market Reform | Consent | -
11265 | 1 | Tier 2 Consent | Royal Mail Group Limited | 185 | Farringdon Road |  | London |  | EC1A 1AA | Royal Mail House | Bernard Way | Riveryway Industrial Estate | NEWPORT | IW | PO30 5AN | 1990-03-02 | 2 | 1 | 12:00 - 16:00 | SANDOWN NEW WTW | Riverway | Oil and Grease | - | 100 | mg/l | 31.2 | Vehicle and plant washing (Low Impact) | Hampshire East | Vehicle washing process | Pre Market Reform | Consent | -
11265 | 1 | Tier 2 Consent | Royal Mail Group Limited | 185 | Farringdon Road |  | London |  | EC1A 1AA | Royal Mail House | Bernard Way | Riveryway Industrial Estate | NEWPORT | IW | PO30 5AN | 1990-03-02 | 2 | 1 | 12:00 - 16:00 | SANDOWN NEW WTW | Riverway | pH | 6 | 10 | pH Units | 31.2 | Vehicle and plant washing (Low Impact) | Hampshire East | Vehicle washing process | Pre Market Reform | Consent | -
11265 | 1 | Tier 2 Consent | Royal Mail Group Limited | 185 | Farringdon Road |  | London |  | EC1A 1AA | Royal Mail House | Bernard Way | Riveryway Industrial Estate | NEWPORT | IW | PO30 5AN | 1990-03-02 | 2 | 1 | 12:00 - 16:00 | SANDOWN NEW WTW | Riverway | Solids Suspended 105 Degrees C | - | 400 | mg/l | 31.2 | Vehicle and plant washing (Low Impact) | Hampshire East | Vehicle washing process | Pre Market Reform | Consent | -
11266 | 1 | Tier 2 Consent | Rusdene Services Limited | Unit IV And V | The Old Hambledon Racecourse Centre | Wallops Wood, Sheardley Lane | Droxford | - | SO32 3QY | BOTLEY SERVICE STATION | STATION HILL | - | CURDRIDGE | HA | SO30 2DN | 1999-04-01 | 14 | 0.5 | - | PEEL COMMON WTW | Botley Road | Chemical Oxygen Demand Shaken as 0 | - | 2000 | mg/l | 31.2 | Vehicle and plant washing (Low Impact) | Hampshire East | Vehicle Washing: Jet Wash | Filling Station BP | Consent | FAIRTHORNE MANOR WPS
11266 | 1 | Tier 2 Consent | Rusdene Services Limited | Unit IV And V | The Old Hambledon Racecourse Centre | Wallops Wood, Sheardley Lane | Droxford | - | SO32 3QY | BOTLEY SERVICE STATION | STATION HILL | - | CURDRIDGE | HA | SO30 2DN | 1999-04-01 | 14 | 0.5 | - | PEEL COMMON WTW | Botley Road | Oil and Grease | - | 200 | mg/l | 31.2 | Vehicle and plant washing (Low Impact) | Hampshire East | Vehicle Washing: Jet Wash | Filling Station BP | Consent | FAIRTHORNE MANOR WPS
11266 | 1 | Tier 2 Consent | Rusdene Services Limited | Unit IV And V | The Old Hambledon Racecourse Centre | Wallops Wood, Sheardley Lane | Droxford | - | SO32 3QY | BOTLEY SERVICE STATION | STATION HILL | - | CURDRIDGE | HA | SO30 2DN | 1999-04-01 | 14 | 0.5 | - | PEEL COMMON WTW | Botley Road | pH | 6 | 10 | pH Units | 31.2 | Vehicle and plant washing (Low Impact) | Hampshire East | Vehicle Washing: Jet Wash | Filling Station BP | Consent | FAIRTHORNE MANOR WPS
11266 | 1 | Tier 2 Consent | Rusdene Services Limited | Unit IV And V | The Old Hambledon Racecourse Centre | Wallops Wood, Sheardley Lane | Droxford | - | SO32 3QY | BOTLEY SERVICE STATION | STATION HILL | - | CURDRIDGE | HA | SO30 2DN | 1999-04-01 | 14 | 0.5 | - | PEEL COMMON WTW | Botley Road | Solids Suspended 105C at pH7 | - | 400 | mg/l | 31.2 | Vehicle and plant washing (Low Impact) | Hampshire East | Vehicle Washing: Jet Wash | Filling Station BP | Consent | FAIRTHORNE MANOR WPS
11308 | 2 | Low Risk Consent | Southern Electric | [6 empty] | DEPOT | BEDFORD ROAD |  | PETERSFIELD | HA | GU32 3LJ | 1977-07-05 | 5 | 0.4 | all day | PETERSFIELD WTW | - | Chemical Oxygen Demand Shaken as 0 | - | 2000 | mg/l | 31.2 | Vehicle and plant washing (Low Impact) | Hampshire East | Pre Market Reform | Pre Market Reform | Consent | -
11308 | 2 | Low Risk Consent | Southern Electric | [6 empty] | DEPOT | BEDFORD ROAD |  | PETERSFIELD | HA | GU32 3LJ | 1977-07-05 | 5 | 0.4 | all day | PETERSFIELD WTW | - | Oil and Grease | - | 200 | mg/l | 31.2 | Vehicle and plant washing (Low Impact) | Hampshire East | Pre Market Reform | Pre Market Reform | Consent | -
11308 | 2 | Low Risk Consent | Southern Electric | [6 empty] | DEPOT | BEDFORD ROAD |  | PETERSFIELD | HA | GU32 3LJ | 1977-07-05 | 5 | 0.4 | all day | PETERSFIELD WTW | - | pH | 6 | 10 | pH Units | 31.2 | Vehicle and plant washing (Low Impact) | Hampshire East | Pre Market Reform | Pre Market Reform | Consent | -
11308 | 2 | Low Risk Consent | Southern Electric | [6 empty] | DEPOT | BEDFORD ROAD |  | PETERSFIELD | HA | GU32 3LJ | 1977-07-05 | 5 | 0.4 | all day | PETERSFIELD WTW | - | Solids Suspended 105C at pH7 | - | 400 | mg/l | 31.2 | Vehicle and plant washing (Low Impact) | Hampshire East | Pre Market Reform | Pre Market Reform | Consent | -
11317 | 1 | Tier 2 Consent | Richmond Cars (Botley) Ltd | The Quay | 30 Channel Way | Ocean Village | Southampton | Hampshire | SO14 3TG | SPARSHATTS OF BOTLEY LIMITED | BROAD OAK | - | SOUTHAMPTON | HA | SO30 2EU | 1988-08-01 | 10 | 1 | At all times | PEEL COMMON WTW | Broadoak | Chemical Oxygen Demand Shaken as 0 | - | 2000 | mg/l | 31.2 | Vehicle and plant washing (Low Impact) | Hampshire East | Vehicle Washing | Pre Market Reform | Consent | BOTLEY ROAD HORTON HEATH WPS
11317 | 1 | Tier 2 Consent | Richmond Cars (Botley) Ltd | The Quay | 30 Channel Way | Ocean Village | Southampton | Hampshire | SO14 3TG | SPARSHATTS OF BOTLEY LIMITED | BROAD OAK | - | SOUTHAMPTON | HA | SO30 2EU | 1988-08-01 | 10 | 1 | At all times | PEEL COMMON WTW | Broadoak | Oil and Grease | - | 200 | mg/l | 31.2 | Vehicle and plant washing (Low Impact) | Hampshire East | Vehicle Washing | Pre Market Reform | Consent | BOTLEY ROAD HORTON HEATH WPS
11317 | 1 | Tier 2 Consent | Richmond Cars (Botley) Ltd | The Quay | 30 Channel Way | Ocean Village | Southampton | Hampshire | SO14 3TG | SPARSHATTS OF BOTLEY LIMITED | BROAD OAK | - | SOUTHAMPTON | HA | SO30 2EU | 1988-08-01 | 10 | 1 | At all times | PEEL COMMON WTW | Broadoak | pH | 6 | 10 | pH Units | 31.2 | Vehicle and plant washing (Low Impact) | Hampshire East | Vehicle Washing | Pre Market Reform | Consent | BOTLEY ROAD HORTON HEATH WPS
11317 | 1 | Tier 2 Consent | Richmond Cars (Botley) Ltd | The Quay | 30 Channel Way | Ocean Village | Southampton | Hampshire | SO14 3TG | SPARSHATTS OF BOTLEY LIMITED | BROAD OAK | - | SOUTHAMPTON | HA | SO30 2EU | 1988-08-01 | 10 | 1 | At all times | PEEL COMMON WTW | Broadoak | Solids Suspended 105 Degrees C | - | 400 | mg/l | 31.2 | Vehicle and plant washing (Low Impact) | Hampshire East | Vehicle Washing | Pre Market Reform | Consent | BOTLEY ROAD HORTON HEATH WPS
11320 | 1 | Tier 2 Consent | Stagecoach (South) Limited | One Stockport Exchange | 20 Railway Road |  | Stockport |  | SK1 3SW | Livingstone Road | Walworth Industrial Estate | - | ANDOVER | HA | SP10 5NS | 1998-05-07 | 10 | 0.3 | 06:00 to 00:00 | FULLERTON WTW | Livingstone Road | Chemical Oxygen Demand Shaken as 0 | - | 1000 | mg/l | 31.2 | Vehicle and plant washing (Low Impact) | Hampshire West | Dirty water containing detergent resulting from bus washing | Pre Market Reform | Consent | -
11320 | 1 | Tier 2 Consent | Stagecoach (South) Limited | One Stockport Exchange | 20 Railway Road |  | Stockport |  | SK1 3SW | Livingstone Road | Walworth Industrial Estate | - | ANDOVER | HA | SP10 5NS | 1998-05-07 | 10 | 0.3 | 06:00 to 00:00 | FULLERTON WTW | Livingstone Road | Oil and Grease | - | 200 | mg/l | 31.2 | Vehicle and plant washing (Low Impact) | Hampshire West | Dirty water containing detergent resulting from bus washing | Pre Market Reform | Consent | -
11320 | 1 | Tier 2 Consent | Stagecoach (South) Limited | One Stockport Exchange | 20 Railway Road |  | Stockport |  | SK1 3SW | Livingstone Road | Walworth Industrial Estate | - | ANDOVER | HA | SP10 5NS | 1998-05-07 | 10 | 0.3 | 06:00 to 00:00 | FULLERTON WTW | Livingstone Road | pH | 6 | 10 | pH Units | 31.2 | Vehicle and plant washing (Low Impact) | Hampshire West | Dirty water containing detergent resulting from bus washing | Pre Market Reform | Consent | -
11320 | 1 | Tier 2 Consent | Stagecoach (South) Limited | One Stockport Exchange | 20 Railway Road |  | Stockport |  | SK1 3SW | Livingstone Road | Walworth Industrial Estate | - | ANDOVER | HA | SP10 5NS | 1998-05-07 | 10 | 0.3 | 06:00 to 00:00 | FULLERTON WTW | Livingstone Road | Solids Suspended 105 Degrees C | - | 400 | mg/l | 31.2 | Vehicle and plant washing (Low Impact) | Hampshire West | Dirty water containing detergent resulting from bus washing | Pre Market Reform | Consent | -
11322 | 3 | Tier 2 Consent | Stannah Stairlifts Limited |  | Watt Close | East Portway Industrial Estate | Andover | Hampshire | SP10 3SD | Gate 2 | WATT CLOSE | East Portway Industrial Estate | ANDOVER | HA | SP10 3SD | 1992-04-01 | 10 | 0.3 | At all times | FULLERTON WTW | Watt Close | Chemical Oxygen Demand Shaken as 0 | - | 2000 | mg/l | 22.2 | Plating and metal finishing (Medium Impact) | Hampshire West | Rinse and wash water associated with the cleaning and phosphating of metal components, and from the floor scrubbing process | Pre Market Reform | Consent | ANTON LANE ANDOVER WPS
11322 | 3 | Tier 2 Consent | Stannah Stairlifts Limited |  | Watt Close | East Portway Industrial Estate | Andover | Hampshire | SP10 3SD | Gate 2 | WATT CLOSE | East Portway Industrial Estate | ANDOVER | HA | SP10 3SD | 1992-04-01 | 10 | 0.3 | At all times | FULLERTON WTW | Watt Close | Chromium Total mg/l | - | 1 | ug/l | 22.2 | Plating and metal finishing (Medium Impact) | Hampshire West | Rinse and wash water associated with the cleaning and phosphating of metal components, and from the floor scrubbing process | Pre Market Reform | Consent | ANTON LANE ANDOVER WPS
11322 | 3 | Tier 2 Consent | Stannah Stairlifts Limited |  | Watt Close | East Portway Industrial Estate | Andover | Hampshire | SP10 3SD | Gate 2 | WATT CLOSE | East Portway Industrial Estate | ANDOVER | HA | SP10 3SD | 1992-04-01 | 10 | 0.3 | At all times | FULLERTON WTW | Watt Close | Copper Total | - | 1 | ug/l | 22.2 | Plating and metal finishing (Medium Impact) | Hampshire West | Rinse and wash water associated with the cleaning and phosphating of metal components, and from the floor scrubbing process | Pre Market Reform | Consent | ANTON LANE ANDOVER WPS
11322 | 3 | Tier 2 Consent | Stannah Stairlifts Limited |  | Watt Close | East Portway Industrial Estate | Andover | Hampshire | SP10 3SD | Gate 2 | WATT CLOSE | East Portway Industrial Estate | ANDOVER | HA | SP10 3SD | 1992-04-01 | 10 | 0.3 | At all times | FULLERTON WTW | Watt Close | Lead Total | - | 1 | ug/l | 22.2 | Plating and metal finishing (Medium Impact) | Hampshire West | Rinse and wash water associated with the cleaning and phosphating of metal components, and from the floor scrubbing process | Pre Market Reform | Consent | ANTON LANE ANDOVER WPS
11322 | 3 | Tier 2 Consent | Stannah Stairlifts Limited |  | Watt Close | East Portway Industrial Estate | Andover | Hampshire | SP10 3SD | Gate 2 | WATT CLOSE | East Portway Industrial Estate | ANDOVER | HA | SP10 3SD | 1992-04-01 | 10 | 0.3 | At all times | FULLERTON WTW | Watt Close | Nickel Total | - | 1 | ug/l | 22.2 | Plating and metal finishing (Medium Impact) | Hampshire West | Rinse and wash water associated with the cleaning and phosphating of metal components, and from the floor scrubbing process | Pre Market Reform | Consent | ANTON LANE ANDOVER WPS
11322 | 3 | Tier 2 Consent | Stannah Stairlifts Limited |  | Watt Close | East Portway Industrial Estate | Andover | Hampshire | SP10 3SD | Gate 2 | WATT CLOSE | East Portway Industrial Estate | ANDOVER | HA | SP10 3SD | 1992-04-01 | 10 | 0.3 | At all times | FULLERTON WTW | Watt Close | pH | 6 | 10 | pH Units | 22.2 | Plating and metal finishing (Medium Impact) | Hampshire West | Rinse and wash water associated with the cleaning and phosphating of metal components, and from the floor scrubbing process | Pre Market Reform | Consent | ANTON LANE ANDOVER WPS
11322 | 3 | Tier 2 Consent | Stannah Stairlifts Limited |  | Watt Close | East Portway Industrial Estate | Andover | Hampshire | SP10 3SD | Gate 2 | WATT CLOSE | East Portway Industrial Estate | ANDOVER | HA | SP10 3SD | 1992-04-01 | 10 | 0.3 | At all times | FULLERTON WTW | Watt Close | Solids Suspended 105 Degrees C | - | 400 | mg/l | 22.2 | Plating and metal finishing (Medium Impact) | Hampshire West | Rinse and wash water associated with the cleaning and phosphating of metal components, and from the floor scrubbing process | Pre Market Reform | Consent | ANTON LANE ANDOVER WPS
11322 | 3 | Tier 2 Consent | Stannah Stairlifts Limited |  | Watt Close | East Portway Industrial Estate | Andover | Hampshire | SP10 3SD | Gate 2 | WATT CLOSE | East Portway Industrial Estate | ANDOVER | HA | SP10 3SD | 1992-04-01 | 10 | 0.3 | At all times | FULLERTON WTW | Watt Close | Tin Total | - | 1000 | ug/l | 22.2 | Plating and metal finishing (Medium Impact) | Hampshire West | Rinse and wash water associated with the cleaning and phosphating of metal components, and from the floor scrubbing process | Pre Market Reform | Consent | ANTON LANE ANDOVER WPS
11322 | 3 | Tier 2 Consent | Stannah Stairlifts Limited |  | Watt Close | East Portway Industrial Estate | Andover | Hampshire | SP10 3SD | Gate 2 | WATT CLOSE | East Portway Industrial Estate | ANDOVER | HA | SP10 3SD | 1992-04-01 | 10 | 0.3 | At all times | FULLERTON WTW | Watt Close | Zinc Total mg/l | - | 3 | ug/l | 22.2 | Plating and metal finishing (Medium Impact) | Hampshire West | Rinse and wash water associated with the cleaning and phosphating of metal components, and from the floor scrubbing process | Pre Market Reform | Consent | ANTON LANE ANDOVER WPS
11329 | 4 | Tier 1 Consent | Elis UK Limited | First Floor, Chineham Gate | Crockford Lane | Chineham | Basingstoke |  | RG24 8NA | LAUNDRY & 144 CARDIFF ROAD | GLADYS AVENUE |  | PORTSMOUTH | HA | PO2 8NS | 1976-01-23 | 150 | 5 | At all times | BUDDS FARM HAVANT WTW | Gladys Avenue | Chemical Oxygen Demand Shaken as 0 | - | 4000 | mg/l | 15.1 | Laundering (Large-scale) | Hampshire East | Commercial laundry process | Large Scale Laundry | Consent | LONDON ROAD NORTH END WPS
11329 | 4 | Tier 1 Consent | Elis UK Limited | First Floor, Chineham Gate | Crockford Lane | Chineham | Basingstoke |  | RG24 8NA | LAUNDRY & 144 CARDIFF ROAD | GLADYS AVENUE |  | PORTSMOUTH | HA | PO2 8NS | 1976-01-23 | 150 | 5 | At all times | BUDDS FARM HAVANT WTW | Gladys Avenue | Detergents Anionic | - | 200 | mg/l | 15.1 | Laundering (Large-scale) | Hampshire East | Commercial laundry process | Large Scale Laundry | Consent | LONDON ROAD NORTH END WPS
11329 | 4 | Tier 1 Consent | Elis UK Limited | First Floor, Chineham Gate | Crockford Lane | Chineham | Basingstoke |  | RG24 8NA | LAUNDRY & 144 CARDIFF ROAD | GLADYS AVENUE |  | PORTSMOUTH | HA | PO2 8NS | 1976-01-23 | 150 | 5 | At all times | BUDDS FARM HAVANT WTW | Gladys Avenue | Detergents Non-Ionic | - | 200 | mg/l | 15.1 | Laundering (Large-scale) | Hampshire East | Commercial laundry process | Large Scale Laundry | Consent | LONDON ROAD NORTH END WPS
11329 | 4 | Tier 1 Consent | Elis UK Limited | First Floor, Chineham Gate | Crockford Lane | Chineham | Basingstoke |  | RG24 8NA | LAUNDRY & 144 CARDIFF ROAD | GLADYS AVENUE |  | PORTSMOUTH | HA | PO2 8NS | 1976-01-23 | 150 | 5 | At all times | BUDDS FARM HAVANT WTW | Gladys Avenue | pH | 6 | 11 | pH Units | 15.1 | Laundering (Large-scale) | Hampshire East | Commercial laundry process | Large Scale Laundry | Consent | LONDON ROAD NORTH END WPS
11329 | 4 | Tier 1 Consent | Elis UK Limited | First Floor, Chineham Gate | Crockford Lane | Chineham | Basingstoke |  | RG24 8NA | LAUNDRY & 144 CARDIFF ROAD | GLADYS AVENUE |  | PORTSMOUTH | HA | PO2 8NS | 1976-01-23 | 150 | 5 | At all times | BUDDS FARM HAVANT WTW | Gladys Avenue | Solids Suspended 105 Degrees C | - | 800 | mg/l | 15.1 | Laundering (Large-scale) | Hampshire East | Commercial laundry process | Large Scale Laundry | Consent | LONDON ROAD NORTH END WPS
11329 | 4 | Tier 1 Consent | Elis UK Limited | First Floor, Chineham Gate | Crockford Lane | Chineham | Basingstoke |  | RG24 8NA | LAUNDRY & 144 CARDIFF ROAD | GLADYS AVENUE |  | PORTSMOUTH | HA | PO2 8NS | 1976-01-23 | 150 | 5 | At all times | BUDDS FARM HAVANT WTW | Gladys Avenue | Sulphate as S04 | - | 500 | mg/l | 15.1 | Laundering (Large-scale) | Hampshire East | Commercial laundry process | Large Scale Laundry | Consent | LONDON ROAD NORTH END WPS
11330 | 1 | Tier 2 Consent | Stagecoach (South) Limited | One Stockport Exchange | 20 Railway Road |  | Stockport |  | SK1 3SW | LANGSTONE POINT | WALTON ROAD |  | PORTSMOUTH | HA | PO6 1TU | 1998-05-11 | 7 | 0.3 | 06:00 to 00:00 | BUDDS FARM HAVANT WTW | Walton Road | Chemical Oxygen Demand Shaken as 0 | - | 1000 | mg/l | 31.2 | Vehicle and plant washing (Low Impact) | Hampshire East | Dirty water containing detergent resulting from bus washing | Pre Market Reform | Consent | -
11330 | 1 | Tier 2 Consent | Stagecoach (South) Limited | One Stockport Exchange | 20 Railway Road |  | Stockport |  | SK1 3SW | LANGSTONE POINT | WALTON ROAD |  | PORTSMOUTH | HA | PO6 1TU | 1998-05-11 | 7 | 0.3 | 06:00 to 00:00 | BUDDS FARM HAVANT WTW | Walton Road | Oil and Grease | - | 200 | mg/l | 31.2 | Vehicle and plant washing (Low Impact) | Hampshire East | Dirty water containing detergent resulting from bus washing | Pre Market Reform | Consent | -
11330 | 1 | Tier 2 Consent | Stagecoach (South) Limited | One Stockport Exchange | 20 Railway Road |  | Stockport |  | SK1 3SW | LANGSTONE POINT | WALTON ROAD |  | PORTSMOUTH | HA | PO6 1TU | 1998-05-11 | 7 | 0.3 | 06:00 to 00:00 | BUDDS FARM HAVANT WTW | Walton Road | pH | 6 | 10 | pH Units | 31.2 | Vehicle and plant washing (Low Impact) | Hampshire East | Dirty water containing detergent resulting from bus washing | Pre Market Reform | Consent | -
11330 | 1 | Tier 2 Consent | Stagecoach (South) Limited | One Stockport Exchange | 20 Railway Road |  | Stockport |  | SK1 3SW | LANGSTONE POINT | WALTON ROAD |  | PORTSMOUTH | HA | PO6 1TU | 1998-05-11 | 7 | 0.3 | 06:00 to 00:00 | BUDDS FARM HAVANT WTW | Walton Road | Solids Suspended 105C at pH7 | - | 400 | mg/l | 31.2 | Vehicle and plant washing (Low Impact) | Hampshire East | Dirty water containing detergent resulting from bus washing | Pre Market Reform | Consent | -
11357 | 1 | Tier 2 Consent | The Launderette (House) | - | 146 West End Road | Bitterne Road | Southampton | Hampshire | SO18 6PL | 146 | WEST END ROAD | - | SOUTHAMPTON | HA | SO18 6PL | 1980-10-01 | 6 | 0.2 | At any time | WOOLSTON WTW | West End Road | Chemical Oxygen Demand Shaken as 0 | - | 2000 | mg/l | 15.2 | Laundering (Small-scale/Coin-Op) | Hampshire West | Wash and rinse waters resulting from the laundering of domestic fabrics | launderette | Consent | HAZEL ROAD WOOLSTON WPS
11357 | 1 | Tier 2 Consent | The Launderette (House) | - | 146 West End Road | Bitterne Road | Southampton | Hampshire | SO18 6PL | 146 | WEST END ROAD | - | SOUTHAMPTON | HA | SO18 6PL | 1980-10-01 | 6 | 0.2 | At any time | WOOLSTON WTW | West End Road | Oil and Grease | - | 200 | mg/l | 15.2 | Laundering (Small-scale/Coin-Op) | Hampshire West | Wash and rinse waters resulting from the laundering of domestic fabrics | launderette | Consent | HAZEL ROAD WOOLSTON WPS
11357 | 1 | Tier 2 Consent | The Launderette (House) | - | 146 West End Road | Bitterne Road | Southampton | Hampshire | SO18 6PL | 146 | WEST END ROAD | - | SOUTHAMPTON | HA | SO18 6PL | 1980-10-01 | 6 | 0.2 | At any time | WOOLSTON WTW | West End Road | pH | 6 | 10 | pH Units | 15.2 | Laundering (Small-scale/Coin-Op) | Hampshire West | Wash and rinse waters resulting from the laundering of domestic fabrics | launderette | Consent | HAZEL ROAD WOOLSTON WPS
11357 | 1 | Tier 2 Consent | The Launderette (House) | - | 146 West End Road | Bitterne Road | Southampton | Hampshire | SO18 6PL | 146 | WEST END ROAD | - | SOUTHAMPTON | HA | SO18 6PL | 1980-10-01 | 6 | 0.2 | At any time | WOOLSTON WTW | West End Road | Solids Suspended 105 Degrees C | - | 400 | mg/l | 15.2 | Laundering (Small-scale/Coin-Op) | Hampshire West | Wash and rinse waters resulting from the laundering of domestic fabrics | launderette | Consent | HAZEL ROAD WOOLSTON WPS
11377 | 1 | Low Risk Consent | Fedex Express UK Transportation Limited | Express House | Holly Lane |  | Atherstone |  | CV9 2RY | UNIT 45 | CANBERRA ROAD |  | SOUTHAMPTON | HA | SO16 0WB | 1988-08-01 | 2 | 1 | At all times | MILLBROOK WTW | Canberra Road | Chemical Oxygen Demand Shaken as 0 | - | 2000 | mg/l | 31.2 | Vehicle and plant washing (Low Impact) | Hampshire West | Waste waters resulting from the external cleaning of motor vehicles | Pre Market Reform | Consent | NURSLING INDUSTRIAL ESTATE WPS
11377 | 1 | Low Risk Consent | Fedex Express UK Transportation Limited | Express House | Holly Lane |  | Atherstone |  | CV9 2RY | UNIT 45 | CANBERRA ROAD |  | SOUTHAMPTON | HA | SO16 0WB | 1988-08-01 | 2 | 1 | At all times | MILLBROOK WTW | Canberra Road | Oil and Grease | - | 200 | mg/l | 31.2 | Vehicle and plant washing (Low Impact) | Hampshire West | Waste waters resulting from the external cleaning of motor vehicles | Pre Market Reform | Consent | NURSLING INDUSTRIAL ESTATE WPS
11377 | 1 | Low Risk Consent | Fedex Express UK Transportation Limited | Express House | Holly Lane |  | Atherstone |  | CV9 2RY | UNIT 45 | CANBERRA ROAD |  | SOUTHAMPTON | HA | SO16 0WB | 1988-08-01 | 2 | 1 | At all times | MILLBROOK WTW | Canberra Road | pH | 6 | 10 | pH Units | 31.2 | Vehicle and plant washing (Low Impact) | Hampshire West | Waste waters resulting from the external cleaning of motor vehicles | Pre Market Reform | Consent | NURSLING INDUSTRIAL ESTATE WPS
11377 | 1 | Low Risk Consent | Fedex Express UK Transportation Limited | Express House | Holly Lane |  | Atherstone |  | CV9 2RY | UNIT 45 | CANBERRA ROAD |  | SOUTHAMPTON | HA | SO16 0WB | 1988-08-01 | 2 | 1 | At all times | MILLBROOK WTW | Canberra Road | Solids Suspended 105 Degrees C | - | 400 | mg/l | 31.2 | Vehicle and plant washing (Low Impact) | Hampshire West | Waste waters resulting from the external cleaning of motor vehicles | Pre Market Reform | Consent | NURSLING INDUSTRIAL ESTATE WPS
11379 | 1 | Tier 2 Consent | Towers & Co.,Limited | Tower House 3-5 Tower House | Amwell Street |  | Hoddesdon | Hertfordshire | EN11 8UR | WHOLESALE MEAT CENTRE 6-7 | NORWAY ROAD |  | PORTSMOUTH | HA | PO3 5HT | 1975-12-16 | 1 | 1 | At all Times | BUDDS FARM HAVANT WTW | Norway Road | Chemical Oxygen Demand Shaken as 0 | - | 2000 | mg/l | 9.5 | Food processing - abbatoir/meat prep | Hampshire East | Cleaning meat equipment | Meat Wholesaler | Consent | ACKWORTH ROAD HILSEA WPS
11379 | 1 | Tier 2 Consent | Towers & Co.,Limited | Tower House 3-5 Tower House | Amwell Street |  | Hoddesdon | Hertfordshire | EN11 8UR | WHOLESALE MEAT CENTRE 6-7 | NORWAY ROAD |  | PORTSMOUTH | HA | PO3 5HT | 1975-12-16 | 1 | 1 | At all Times | BUDDS FARM HAVANT WTW | Norway Road | Nitrogen Ammoniacal as N | - | 35 | mg/l | 9.5 | Food processing - abbatoir/meat prep | Hampshire East | Cleaning meat equipment | Meat Wholesaler | Consent | ACKWORTH ROAD HILSEA WPS
11379 | 1 | Tier 2 Consent | Towers & Co.,Limited | Tower House 3-5 Tower House | Amwell Street |  | Hoddesdon | Hertfordshire | EN11 8UR | WHOLESALE MEAT CENTRE 6-7 | NORWAY ROAD |  | PORTSMOUTH | HA | PO3 5HT | 1975-12-16 | 1 | 1 | At all Times | BUDDS FARM HAVANT WTW | Norway Road | Oil and Grease | - | 200 | mg/l | 9.5 | Food processing - abbatoir/meat prep | Hampshire East | Cleaning meat equipment | Meat Wholesaler | Consent | ACKWORTH ROAD HILSEA WPS
11379 | 1 | Tier 2 Consent | Towers & Co.,Limited | Tower House 3-5 Tower House | Amwell Street |  | Hoddesdon | Hertfordshire | EN11 8UR | WHOLESALE MEAT CENTRE 6-7 | NORWAY ROAD |  | PORTSMOUTH | HA | PO3 5HT | 1975-12-16 | 1 | 1 | At all Times | BUDDS FARM HAVANT WTW | Norway Road | pH | 6 | 10 | pH Units | 9.5 | Food processing - abbatoir/meat prep | Hampshire East | Cleaning meat equipment | Meat Wholesaler | Consent | ACKWORTH ROAD HILSEA WPS
11379 | 1 | Tier 2 Consent | Towers & Co.,Limited | Tower House 3-5 Tower House | Amwell Street |  | Hoddesdon | Hertfordshire | EN11 8UR | WHOLESALE MEAT CENTRE 6-7 | NORWAY ROAD |  | PORTSMOUTH | HA | PO3 5HT | 1975-12-16 | 1 | 1 | At all Times | BUDDS FARM HAVANT WTW | Norway Road | Solids Suspended 105 Degrees C | - | 400 | mg/l | 9.5 | Food processing - abbatoir/meat prep | Hampshire East | Cleaning meat equipment | Meat Wholesaler | Consent | ACKWORTH ROAD HILSEA WPS
11380 | 1 | Tier 2 Consent | Tradeteam Limited | Solstice House | 251 Midsummer Boulevard | - | Milton Keynes | - | MK9 1EA | TOTTON DEPT | NUTSEY LANE | - | TOTTON | HA | SO40 3NB | 1969-07-28 | 5 | 3 | At all times | SLOWHILL COPSE MARCHWOOD WTW | Nutsey Lane | Chemical Oxygen Demand Shaken as 0 | - | 2000 | mg/l | 31.2 | Vehicle and plant washing (Low Impact) | Hampshire West | Vehicle washing: jet wash process | Pre Market Reform | Consent | DOWNES PARK TOTTON WPS
11380 | 1 | Tier 2 Consent | Tradeteam Limited | Solstice House | 251 Midsummer Boulevard | - | Milton Keynes | - | MK9 1EA | TOTTON DEPT | NUTSEY LANE | - | TOTTON | HA | SO40 3NB | 1969-07-28 | 5 | 3 | At all times | SLOWHILL COPSE MARCHWOOD WTW | Nutsey Lane | Oil and Grease | - | 200 | mg/l | 31.2 | Vehicle and plant washing (Low Impact) | Hampshire West | Vehicle washing: jet wash process | Pre Market Reform | Consent | DOWNES PARK TOTTON WPS
11380 | 1 | Tier 2 Consent | Tradeteam Limited | Solstice House | 251 Midsummer Boulevard | - | Milton Keynes | - | MK9 1EA | TOTTON DEPT | NUTSEY LANE | - | TOTTON | HA | SO40 3NB | 1969-07-28 | 5 | 3 | At all times | SLOWHILL COPSE MARCHWOOD WTW | Nutsey Lane | pH | 6 | 10 | pH Units | 31.2 | Vehicle and plant washing (Low Impact) | Hampshire West | Vehicle washing: jet wash process | Pre Market Reform | Consent | DOWNES PARK TOTTON WPS
11380 | 1 | Tier 2 Consent | Tradeteam Limited | Solstice House | 251 Midsummer Boulevard | - | Milton Keynes | - | MK9 1EA | TOTTON DEPT | NUTSEY LANE | - | TOTTON | HA | SO40 3NB | 1969-07-28 | 5 | 3 | At all times | SLOWHILL COPSE MARCHWOOD WTW | Nutsey Lane | Solids Suspended 105C at pH7 | - | 400 | mg/l | 31.2 | Vehicle and plant washing (Low Impact) | Hampshire West | Vehicle washing: jet wash process | Pre Market Reform | Consent | DOWNES PARK TOTTON WPS
11382 | 3 | Tier 1 Consent | Trucast Limited | Repton House, Bretby Business Park | Ashby Road |  | Burton Upon Trent | Staffordshire | DE15 0YZ | MARLBOROUGH ROAD WORKS | MARLBOROUGH ROAD | - | RYDE | IW | PO33 1AD | 1980-02-01 | 30 | 4 | At all times | SANDOWN NEW WTW | Amherst Place | Chemical Oxygen Demand Shaken as 0 | - | 2000 | mg/l | 22.3 | Plating and metal finishing (Low Impact) | Hampshire East | Nickel base investment castings for various applications including light and heavy commercial vehicles (cast & machined) | Metal Plating Company (low risk) | Consent | APPLEY PARK RYDE TRANSFER WPS
11382 | 3 | Tier 1 Consent | Trucast Limited | Repton House, Bretby Business Park | Ashby Road |  | Burton Upon Trent | Staffordshire | DE15 0YZ | MARLBOROUGH ROAD WORKS | MARLBOROUGH ROAD | - | RYDE | IW | PO33 1AD | 1980-02-01 | 30 | 4 | At all times | SANDOWN NEW WTW | Amherst Place | Nitrogen Ammoniacal as N | - | 10 | mg/l | 22.3 | Plating and metal finishing (Low Impact) | Hampshire East | Nickel base investment castings for various applications including light and heavy commercial vehicles (cast & machined) | Metal Plating Company (low risk) | Consent | APPLEY PARK RYDE TRANSFER WPS
11382 | 3 | Tier 1 Consent | Trucast Limited | Repton House, Bretby Business Park | Ashby Road |  | Burton Upon Trent | Staffordshire | DE15 0YZ | MARLBOROUGH ROAD WORKS | MARLBOROUGH ROAD | - | RYDE | IW | PO33 1AD | 1980-02-01 | 30 | 4 | At all times | SANDOWN NEW WTW | Amherst Place | pH | 6 | 10 | pH Units | 22.3 | Plating and metal finishing (Low Impact) | Hampshire East | Nickel base investment castings for various applications including light and heavy commercial vehicles (cast & machined) | Metal Plating Company (low risk) | Consent | APPLEY PARK RYDE TRANSFER WPS
11382 | 3 | Tier 1 Consent | Trucast Limited | Repton House, Bretby Business Park | Ashby Road |  | Burton Upon Trent | Staffordshire | DE15 0YZ | MARLBOROUGH ROAD WORKS | MARLBOROUGH ROAD | - | RYDE | IW | PO33 1AD | 1980-02-01 | 30 | 4 | At all times | SANDOWN NEW WTW | Amherst Place | Solids Suspended 105 Degrees C | - | 400 | mg/l | 22.3 | Plating and metal finishing (Low Impact) | Hampshire East | Nickel base investment castings for various applications including light and heavy commercial vehicles (cast & machined) | Metal Plating Company (low risk) | Consent | APPLEY PARK RYDE TRANSFER WPS
11407 | 4 | Tier 1 Consent | Vitacress Salads Limited | Lower Link Farm | Lower Link | St Mary Bourne | Andover | Hampshire | SP11 6DB | LOWER LINK FARM | ST. MARY BOURNE | - | ANDOVER | HA | SP11 6DB | 1987-11-01 | 445 | 5.15 | At all times | BARTON STACEY WTW | B3048 @ St Mary Bourne | Chemical Oxygen Demand Shaken as 0 | - | 1000 | mg/l | 9.3 | Food processing - fish prep/veg washing | Hampshire West | Waste water from washing of vehicles and farm machinery; wash down of factory production areas; crate washing; factory floor water from phase 4,5 and 6; drainage area around green waste bins; rinse/wash water arising from production of salad bowls (including draining of ingredients), gravel washing. | watercress farm and salad manufacturer | Consent | ST MARY BOURNE WPS
11407 | 4 | Tier 1 Consent | Vitacress Salads Limited | Lower Link Farm | Lower Link | St Mary Bourne | Andover | Hampshire | SP11 6DB | LOWER LINK FARM | ST. MARY BOURNE | - | ANDOVER | HA | SP11 6DB | 1987-11-01 | 445 | 5.15 | At all times | BARTON STACEY WTW | B3048 @ St Mary Bourne | Nitrogen Ammoniacal as N | - | 5 | mg/l | 9.3 | Food processing - fish prep/veg washing | Hampshire West | Waste water from washing of vehicles and farm machinery; wash down of factory production areas; crate washing; factory floor water from phase 4,5 and 6; drainage area around green waste bins; rinse/wash water arising from production of salad bowls (including draining of ingredients), gravel washing. | watercress farm and salad manufacturer | Consent | ST MARY BOURNE WPS
11407 | 4 | Tier 1 Consent | Vitacress Salads Limited | Lower Link Farm | Lower Link | St Mary Bourne | Andover | Hampshire | SP11 6DB | LOWER LINK FARM | ST. MARY BOURNE | - | ANDOVER | HA | SP11 6DB | 1987-11-01 | 445 | 5.15 | At all times | BARTON STACEY WTW | B3048 @ St Mary Bourne | Oil and Grease | - | 200 | mg/l | 9.3 | Food processing - fish prep/veg washing | Hampshire West | Waste water from washing of vehicles and farm machinery; wash down of factory production areas; crate washing; factory floor water from phase 4,5 and 6; drainage area around green waste bins; rinse/wash water arising from production of salad bowls (including draining of ingredients), gravel washing. | watercress farm and salad manufacturer | Consent | ST MARY BOURNE WPS
11407 | 4 | Tier 1 Consent | Vitacress Salads Limited | Lower Link Farm | Lower Link | St Mary Bourne | Andover | Hampshire | SP11 6DB | LOWER LINK FARM | ST. MARY BOURNE | - | ANDOVER | HA | SP11 6DB | 1987-11-01 | 445 | 5.15 | At all times | BARTON STACEY WTW | B3048 @ St Mary Bourne | pH | 6 | 10 | pH Units | 9.3 | Food processing - fish prep/veg washing | Hampshire West | Waste water from washing of vehicles and farm machinery; wash down of factory production areas; crate washing; factory floor water from phase 4,5 and 6; drainage area around green waste bins; rinse/wash water arising from production of salad bowls (including draining of ingredients), gravel washing. | watercress farm and salad manufacturer | Consent | ST MARY BOURNE WPS
11407 | 4 | Tier 1 Consent | Vitacress Salads Limited | Lower Link Farm | Lower Link | St Mary Bourne | Andover | Hampshire | SP11 6DB | LOWER LINK FARM | ST. MARY BOURNE | - | ANDOVER | HA | SP11 6DB | 1987-11-01 | 445 | 5.15 | At all times | BARTON STACEY WTW | B3048 @ St Mary Bourne | Phenols Total | - | 1 | ug/l | 9.3 | Food processing - fish prep/veg washing | Hampshire West | Waste water from washing of vehicles and farm machinery; wash down of factory production areas; crate washing; factory floor water from phase 4,5 and 6; drainage area around green waste bins; rinse/wash water arising from production of salad bowls (including draining of ingredients), gravel washing. | watercress farm and salad manufacturer | Consent | ST MARY BOURNE WPS
11407 | 4 | Tier 1 Consent | Vitacress Salads Limited | Lower Link Farm | Lower Link | St Mary Bourne | Andover | Hampshire | SP11 6DB | LOWER LINK FARM | ST. MARY BOURNE | - | ANDOVER | HA | SP11 6DB | 1987-11-01 | 445 | 5.15 | At all times | BARTON STACEY WTW | B3048 @ St Mary Bourne | Phosphorus Total | - | 5 | ug/l | 9.3 | Food processing - fish prep/veg washing | Hampshire West | Waste water from washing of vehicles and farm machinery; wash down of factory production areas; crate washing; factory floor water from phase 4,5 and 6; drainage area around green waste bins; rinse/wash water arising from production of salad bowls (including draining of ingredients), gravel washing. | watercress farm and salad manufacturer | Consent | ST MARY BOURNE WPS
11407 | 4 | Tier 1 Consent | Vitacress Salads Limited | Lower Link Farm | Lower Link | St Mary Bourne | Andover | Hampshire | SP11 6DB | LOWER LINK FARM | ST. MARY BOURNE | - | ANDOVER | HA | SP11 6DB | 1987-11-01 | 445 | 5.15 | At all times | BARTON STACEY WTW | B3048 @ St Mary Bourne | Solids Suspended 105 Degrees C | - | 400 | mg/l | 9.3 | Food processing - fish prep/veg washing | Hampshire West | Waste water from washing of vehicles and farm machinery; wash down of factory production areas; crate washing; factory floor water from phase 4,5 and 6; drainage area around green waste bins; rinse/wash water arising from production of salad bowls (including draining of ingredients), gravel washing. | watercress farm and salad manufacturer | Consent | ST MARY BOURNE WPS
11410 | 1 | Tier 2 Consent | Weddel Swift Distribution Limited | The Old Rectory | - | Cold Higham | Towcester | Northamptonshire | NN12 8LR | WHOLESALE MEAT CENTRE 1 | NORWAY ROAD | - | PORTSMOUTH |  | PO3 5JZ | 1976-03-09 | 2 | 1 | At all times | BUDDS FARM HAVANT WTW | Norway Road | Chemical Oxygen Demand Shaken as 0 | - | 2000 | mg/l | 8.1 | Engineering (High risk) | Hampshire East | Wash down water from floors and water from washing of vehicles | Pre Market Reform | Consent | -
11410 | 1 | Tier 2 Consent | Weddel Swift Distribution Limited | The Old Rectory | - | Cold Higham | Towcester | Northamptonshire | NN12 8LR | WHOLESALE MEAT CENTRE 1 | NORWAY ROAD | - | PORTSMOUTH |  | PO3 5JZ | 1976-03-09 | 2 | 1 | At all times | BUDDS FARM HAVANT WTW | Norway Road | Oil and Grease | - | 200 | mg/l | 8.1 | Engineering (High risk) | Hampshire East | Wash down water from floors and water from washing of vehicles | Pre Market Reform | Consent | -
11410 | 1 | Tier 2 Consent | Weddel Swift Distribution Limited | The Old Rectory | - | Cold Higham | Towcester | Northamptonshire | NN12 8LR | WHOLESALE MEAT CENTRE 1 | NORWAY ROAD | - | PORTSMOUTH |  | PO3 5JZ | 1976-03-09 | 2 | 1 | At all times | BUDDS FARM HAVANT WTW | Norway Road | pH | 6 | 10 | pH Units | 8.1 | Engineering (High risk) | Hampshire East | Wash down water from floors and water from washing of vehicles | Pre Market Reform | Consent | -
11410 | 1 | Tier 2 Consent | Weddel Swift Distribution Limited | The Old Rectory | - | Cold Higham | Towcester | Northamptonshire | NN12 8LR | WHOLESALE MEAT CENTRE 1 | NORWAY ROAD | - | PORTSMOUTH |  | PO3 5JZ | 1976-03-09 | 2 | 1 | At all times | BUDDS FARM HAVANT WTW | Norway Road | Solids Suspended 105C at pH7 | - | 400 | mg/l | 8.1 | Engineering (High risk) | Hampshire East | Wash down water from floors and water from washing of vehicles | Pre Market Reform | Consent | -
11414 | 1 | Tier 2 Consent | Washeteria | 297 | London Road | North End | Portsmouth | Hampshire | PO2 9HF | 297 | LONDON ROAD | - | PORTSMOUTH | HA | PO2 9HF | 1981-01-01 | 4 | 0.15 | 08:00 - 20:00 | BUDDS FARM HAVANT WTW | London Road, North End | Chemical Oxygen Demand Shaken as 0 | - | 2000 | mg/l | 15.2 | Laundering (Small-scale/Coin-Op) | Hampshire East | Washwaters associated with the laundering of domestic fabrics | Pre Market Reform | Consent | -
11414 | 1 | Tier 2 Consent | Washeteria | 297 | London Road | North End | Portsmouth | Hampshire | PO2 9HF | 297 | LONDON ROAD | - | PORTSMOUTH | HA | PO2 9HF | 1981-01-01 | 4 | 0.15 | 08:00 - 20:00 | BUDDS FARM HAVANT WTW | London Road, North End | Oil and Grease | - | 200 | mg/l | 15.2 | Laundering (Small-scale/Coin-Op) | Hampshire East | Washwaters associated with the laundering of domestic fabrics | Pre Market Reform | Consent | -
11414 | 1 | Tier 2 Consent | Washeteria | 297 | London Road | North End | Portsmouth | Hampshire | PO2 9HF | 297 | LONDON ROAD | - | PORTSMOUTH | HA | PO2 9HF | 1981-01-01 | 4 | 0.15 | 08:00 - 20:00 | BUDDS FARM HAVANT WTW | London Road, North End | pH | 6 | 10 | pH Units | 15.2 | Laundering (Small-scale/Coin-Op) | Hampshire East | Washwaters associated with the laundering of domestic fabrics | Pre Market Reform | Consent | -
11414 | 1 | Tier 2 Consent | Washeteria | 297 | London Road | North End | Portsmouth | Hampshire | PO2 9HF | 297 | LONDON ROAD | - | PORTSMOUTH | HA | PO2 9HF | 1981-01-01 | 4 | 0.15 | 08:00 - 20:00 | BUDDS FARM HAVANT WTW | London Road, North End | Solids Suspended 105C at pH7 | - | 400 | mg/l | 15.2 | Laundering (Small-scale/Coin-Op) | Hampshire East | Washwaters associated with the laundering of domestic fabrics | Pre Market Reform | Consent | -
11430 | 1 | Tier 2 Consent | West End Swimming School | - | Kentish Road | Shirley | Southampton | Hampshire | O15 3GR | SWIMMING POOL | KENTISH ROAD | - | SOUTHAMPTON | HA | SO15 3GR | 1988-03-01 | 9 | 2 | 09:00 - 21:00 | MILLBROOK WTW | Kentish Road | Chemical Oxygen Demand Shaken as 0 | - | 2000 | mg/l | 32.1 | Leisure facilities | Hampshire West | Effluent resulting from operation of commercial swimming pool | Pre Market Reform | Consent | Pre Market Reform
11430 | 1 | Tier 2 Consent | West End Swimming School | - | Kentish Road | Shirley | Southampton | Hampshire | O15 3GR | SWIMMING POOL | KENTISH ROAD | - | SOUTHAMPTON | HA | SO15 3GR | 1988-03-01 | 9 | 2 | 09:00 - 21:00 | MILLBROOK WTW | Kentish Road | pH | 6 | 10 | pH Units | 32.1 | Leisure facilities | Hampshire West | Effluent resulting from operation of commercial swimming pool | Pre Market Reform | Consent | Pre Market Reform
11430 | 1 | Tier 2 Consent | West End Swimming School | - | Kentish Road | Shirley | Southampton | Hampshire | O15 3GR | SWIMMING POOL | KENTISH ROAD | - | SOUTHAMPTON | HA | SO15 3GR | 1988-03-01 | 9 | 2 | 09:00 - 21:00 | MILLBROOK WTW | Kentish Road | Solids Suspended 105 Degrees C | - | 500 | mg/l | 32.1 | Leisure facilities | Hampshire West | Effluent resulting from operation of commercial swimming pool | Pre Market Reform | Consent | Pre Market Reform
11433 | 5 | Tier 1 Consent | Whitman Laboratories Limited | - | Winchester Road | - | Petersfield | Hampshire | GU32 3DD | WHITMAN LABORATORIES LTD | Bedford Road | - | PETERSFIELD | HA | GU32 3DD | 2015-07-13 | 170 | 3.5 | At all times | PETERSFIELD WTW | Bedford Road | Chemical Oxygen Demand Shaken as 0 | - | 7500 | mg/l | 27.1 | Soap, detergents, toiletries and cleaning products | Hampshire East | Chemicals from Cosmetics and Toiletries | Chemicals from Cosmetics and Toiletries | Consent | 58 60 PRINCES ROAD PETERSFIELD WPS
11433 | 5 | Tier 1 Consent | Whitman Laboratories Limited | - | Winchester Road | - | Petersfield | Hampshire | GU32 3DD | WHITMAN LABORATORIES LTD | Bedford Road | - | PETERSFIELD | HA | GU32 3DD | 2015-07-13 | 170 | 3.5 | At all times | PETERSFIELD WTW | Bedford Road | Detergents Anionic | - | 200 | mg/l | 27.1 | Soap, detergents, toiletries and cleaning products | Hampshire East | Chemicals from Cosmetics and Toiletries | Chemicals from Cosmetics and Toiletries | Consent | 58 60 PRINCES ROAD PETERSFIELD WPS
11433 | 5 | Tier 1 Consent | Whitman Laboratories Limited | - | Winchester Road | - | Petersfield | Hampshire | GU32 3DD | WHITMAN LABORATORIES LTD | Bedford Road | - | PETERSFIELD | HA | GU32 3DD | 2015-07-13 | 170 | 3.5 | At all times | PETERSFIELD WTW | Bedford Road | Detergents Non-Ionic | - | 750 | mg/l | 27.1 | Soap, detergents, toiletries and cleaning products | Hampshire East | Chemicals from Cosmetics and Toiletries | Chemicals from Cosmetics and Toiletries | Consent | 58 60 PRINCES ROAD PETERSFIELD WPS
11433 | 5 | Tier 1 Consent | Whitman Laboratories Limited | - | Winchester Road | - | Petersfield | Hampshire | GU32 3DD | WHITMAN LABORATORIES LTD | Bedford Road | - | PETERSFIELD | HA | GU32 3DD | 2015-07-13 | 170 | 3.5 | At all times | PETERSFIELD WTW | Bedford Road | Ethanol | - | 150 | ug/l | 27.1 | Soap, detergents, toiletries and cleaning products | Hampshire East | Chemicals from Cosmetics and Toiletries | Chemicals from Cosmetics and Toiletries | Consent | 58 60 PRINCES ROAD PETERSFIELD WPS
11433 | 5 | Tier 1 Consent | Whitman Laboratories Limited | - | Winchester Road | - | Petersfield | Hampshire | GU32 3DD | WHITMAN LABORATORIES LTD | Bedford Road | - | PETERSFIELD | HA | GU32 3DD | 2015-07-13 | 170 | 3.5 | At all times | PETERSFIELD WTW | Bedford Road | lsoamyl Alcohol Pentan-2-ol | - | 10 | ug/l | 27.1 | Soap, detergents, toiletries and cleaning products | Hampshire East | Chemicals from Cosmetics and Toiletries | Chemicals from Cosmetics and Toiletries | Consent | 58 60 PRINCES ROAD PETERSFIELD WPS
11433 | 5 | Tier 1 Consent | Whitman Laboratories Limited | - | Winchester Road | - | Petersfield | Hampshire | GU32 3DD | WHITMAN LABORATORIES LTD | Bedford Road | - | PETERSFIELD | HA | GU32 3DD | 2015-07-13 | 170 | 3.5 | At all times | PETERSFIELD WTW | Bedford Road | Methanol | - | 10 | ug/l | 27.1 | Soap, detergents, toiletries and cleaning products | Hampshire East | Chemicals from Cosmetics and Toiletries | Chemicals from Cosmetics and Toiletries | Consent | 58 60 PRINCES ROAD PETERSFIELD WPS
11433 | 5 | Tier 1 Consent | Whitman Laboratories Limited | - | Winchester Road | - | Petersfield | Hampshire | GU32 3DD | WHITMAN LABORATORIES LTD | Bedford Road | - | PETERSFIELD | HA | GU32 3DD | 2015-07-13 | 170 | 3.5 | At all times | PETERSFIELD WTW | Bedford Road | Nitrogen Ammoniacal as N | - | 5 | mg/l | 27.1 | Soap, detergents, toiletries and cleaning products | Hampshire East | Chemicals from Cosmetics and Toiletries | Chemicals from Cosmetics and Toiletries | Consent | 58 60 PRINCES ROAD PETERSFIELD WPS
11433 | 5 | Tier 1 Consent | Whitman Laboratories Limited | - | Winchester Road | - | Petersfield | Hampshire | GU32 3DD | WHITMAN LABORATORIES LTD | Bedford Road | - | PETERSFIELD | HA | GU32 3DD | 2015-07-13 | 170 | 3.5 | At all times | PETERSFIELD WTW | Bedford Road | Oil and Grease | - | 500 | mg/l | 27.1 | Soap, detergents, toiletries and cleaning products | Hampshire East | Chemicals from Cosmetics and Toiletries | Chemicals from Cosmetics and Toiletries | Consent | 58 60 PRINCES ROAD PETERSFIELD WPS
11433 | 5 | Tier 1 Consent | Whitman Laboratories Limited | - | Winchester Road | - | Petersfield | Hampshire | GU32 3DD | WHITMAN LABORATORIES LTD | Bedford Road | - | PETERSFIELD | HA | GU32 3DD | 2015-07-13 | 170 | 3.5 | At all times | PETERSFIELD WTW | Bedford Road | pH | 5 | 11 | pH Units | 27.1 | Soap, detergents, toiletries and cleaning products | Hampshire East | Chemicals from Cosmetics and Toiletries | Chemicals from Cosmetics and Toiletries | Consent | 58 60 PRINCES ROAD PETERSFIELD WPS
11433 | 5 | Tier 1 Consent | Whitman Laboratories Limited | - | Winchester Road | - | Petersfield | Hampshire | GU32 3DD | WHITMAN LABORATORIES LTD | Bedford Road | - | PETERSFIELD | HA | GU32 3DD | 2015-07-13 | 170 | 3.5 | At all times | PETERSFIELD WTW | Bedford Road | Phenols Total | - | 10 | ug/l | 27.1 | Soap, detergents, toiletries and cleaning products | Hampshire East | Chemicals from Cosmetics and Toiletries | Chemicals from Cosmetics and Toiletries | Consent | 58 60 PRINCES ROAD PETERSFIELD WPS
11433 | 5 | Tier 1 Consent | Whitman Laboratories Limited | - | Winchester Road | - | Petersfield | Hampshire | GU32 3DD | WHITMAN LABORATORIES LTD | Bedford Road | - | PETERSFIELD | HA | GU32 3DD | 2015-07-13 | 170 | 3.5 | At all times | PETERSFIELD WTW | Bedford Road | Solids Suspended 105 Degrees C | - | 900 | mg/l | 27.1 | Soap, detergents, toiletries and cleaning products | Hampshire East | Chemicals from Cosmetics and Toiletries | Chemicals from Cosmetics and Toiletries | Consent | 58 60 PRINCES ROAD PETERSFIELD WPS
11433 | 5 | Tier 1 Consent | Whitman Laboratories Limited | - | Winchester Road | - | Petersfield | Hampshire | GU32 3DD | WHITMAN LABORATORIES LTD | Bedford Road | - | PETERSFIELD | HA | GU32 3DD | 2015-07-13 | 170 | 3.5 | At all times | PETERSFIELD WTW | Bedford Road | Sulphate as S04 | - | 500 | mg/l | 27.1 | Soap, detergents, toiletries and cleaning products | Hampshire East | Chemicals from Cosmetics and Toiletries | Chemicals from Cosmetics and Toiletries | Consent | 58 60 PRINCES ROAD PETERSFIELD WPS
11433 | 5 | Tier 1 Consent | Whitman Laboratories Limited | - | Winchester Road | - | Petersfield | Hampshire | GU32 3DD | WHITMAN LABORATORIES LTD | Bedford Road | - | PETERSFIELD | HA | GU32 3DD | 2015-07-13 | 170 | 3.5 | At all times | PETERSFIELD WTW | Bedford Road | Zinc Total mg/l | - | 1.8 | ug/l | 27.1 | Soap, detergents, toiletries and cleaning products | Hampshire East | Chemicals from Cosmetics and Toiletries | Chemicals from Cosmetics and Toiletries | Consent | 58 60 PRINCES ROAD PETERSFIELD WPS
11466 | 1 | Tier 2 Consent | Anduff Car Wash Limited | 35-37 | Amersham Hill |  | High Wycombe | Buckinghamshire | HP13 6NU | IMO Carwash | MARGATE ROAD | - | BROADSTAIRS | KE | CT10 2PR | 1999-04-01 | 17 | 3.5 | 0800-2000 | WEATHERLEES HILL B (MGATE &amp; BSTAIRS) WTW | Star Lane | Chemical Oxygen Demand Shaken as 0 | - | 800 | mg/l | 31.2 | Vehicle and plant washing (Low Impact) | Kent East | Vehicle Washing: Automatic Vehicle Washing process. | Pre Market Reform | Consent | -
11466 | 1 | Tier 2 Consent | Anduff Car Wash Limited | 35-37 | Amersham Hill |  | High Wycombe | Buckinghamshire | HP13 6NU | IMO Carwash | MARGATE ROAD | - | BROADSTAIRS | KE | CT10 2PR | 1999-04-01 | 17 | 3.5 | 0800-2000 | WEATHERLEES HILL B (MGATE &amp; BSTAIRS) WTW | Star Lane | Detergents Anionic | - | 200 | mg/l | 31.2 | Vehicle and plant washing (Low Impact) | Kent East | Vehicle Washing: Automatic Vehicle Washing process. | Pre Market Reform | Consent | -
11466 | 1 | Tier 2 Consent | Anduff Car Wash Limited | 35-37 | Amersham Hill |  | High Wycombe | Buckinghamshire | HP13 6NU | IMO Carwash | MARGATE ROAD | - | BROADSTAIRS | KE | CT10 2PR | 1999-04-01 | 17 | 3.5 | 0800-2000 | WEATHERLEES HILL B (MGATE &amp; BSTAIRS) WTW | Star Lane | pH | 6 | 10 | pH Units | 31.2 | Vehicle and plant washing (Low Impact) | Kent East | Vehicle Washing: Automatic Vehicle Washing process. | Pre Market Reform | Consent | -
11466 | 1 | Tier 2 Consent | Anduff Car Wash Limited | 35-37 | Amersham Hill |  | High Wycombe | Buckinghamshire | HP13 6NU | IMO Carwash | MARGATE ROAD | - | BROADSTAIRS | KE | CT10 2PR | 1999-04-01 | 17 | 3.5 | 0800-2000 | WEATHERLEES HILL B (MGATE &amp; BSTAIRS) WTW | Star Lane | Solids Suspended 105C at pH7 | - | 400 | mg/l | 31.2 | Vehicle and plant washing (Low Impact) | Kent East | Vehicle Washing: Automatic Vehicle Washing process. | Pre Market Reform | Consent | -
11466 | 1 | Tier 2 Consent | Anduff Car Wash Limited | 35-37 | Amersham Hill |  | High Wycombe | Buckinghamshire | HP13 6NU | IMO Carwash | MARGATE ROAD | - | BROADSTAIRS | KE | CT10 2PR | 1999-04-01 | 17 | 3.5 | 0800-2000 | WEATHERLEES HILL B (MGATE &amp; BSTAIRS) WTW | Star Lane | Sulphate as S04 | - | 1000 | mg/l | 31.2 | Vehicle and plant washing (Low Impact) | Kent East | Vehicle Washing: Automatic Vehicle Washing process. | Pre Market Reform | Consent | -
11467 | 1 | Tier 2 Consent | Anduff Car Wash Limited | 35-37 | Amersham Hill |  | High Wycombe | Buckinghamshire | HP13 6NU | I M O CAR WASH | BROAD OAK ROAD | - | CANTERBURY | KE | CT2 7PX | 1999-04-01 | 17 | 10 | 0800-2000 | CANTERBURY WTW | Broad Oak Road | Chemical Oxygen Demand Shaken as 0 | - | 1500 | mg/l | 31.2 | Vehicle and plant washing (Low Impact) | Kent East | Vehicle Washing: Automatic Vehicle Washing process. | Pre Market Reform | Consent | -
11467 | 1 | Tier 2 Consent | Anduff Car Wash Limited | 35-37 | Amersham Hill |  | High Wycombe | Buckinghamshire | HP13 6NU | I M O CAR WASH | BROAD OAK ROAD | - | CANTERBURY | KE | CT2 7PX | 1999-04-01 | 17 | 10 | 0800-2000 | CANTERBURY WTW | Broad Oak Road | pH | 6 | 10 | pH Units | 31.2 | Vehicle and plant washing (Low Impact) | Kent East | Vehicle Washing: Automatic Vehicle Washing process. | Pre Market Reform | Consent | -
11467 | 1 | Tier 2 Consent | Anduff Car Wash Limited | 35-37 | Amersham Hill |  | High Wycombe | Buckinghamshire | HP13 6NU | I M O CAR WASH | BROAD OAK ROAD | - | CANTERBURY | KE | CT2 7PX | 1999-04-01 | 17 | 10 | 0800-2000 | CANTERBURY WTW | Broad Oak Road | Solids Suspended 105 Degrees C | - | 500 | mg/l | 31.2 | Vehicle and plant washing (Low Impact) | Kent East | Vehicle Washing: Automatic Vehicle Washing process. | Pre Market Reform | Consent | -
11467 | 1 | Tier 2 Consent | Anduff Car Wash Limited | 35-37 | Amersham Hill |  | High Wycombe | Buckinghamshire | HP13 6NU | I M O CAR WASH | BROAD OAK ROAD | - | CANTERBURY | KE | CT2 7PX | 1999-04-01 | 17 | 10 | 0800-2000 | CANTERBURY WTW | Broad Oak Road | Sulphate as S04 | - | 1000 | mg/l | 31.2 | Vehicle and plant washing (Low Impact) | Kent East | Vehicle Washing: Automatic Vehicle Washing process. | Pre Market Reform | Consent | -
11472 | 2 | Tier 2 Consent | Asda Stores Limited | Asda House | South Bank | Great Wilson Street | - | Leeds | LS11 5AD | PETROL STATION 4952 | MILL WAY | - | SITTINGBOURNE | KE | ME10 2PD | 1999-04-01 | 15 | 0.4 | - | SITTINGBOURNE WTW | Mill Way | Biochemical Oxygen Demand 5 day+ATU as 0 | - | 600 | mg/l | 31.2 | Vehicle and plant washing (Low Impact) | Kent West | Wastewater arising from the operation of a vehicle wash | Pre Market Reform | Consent | -
11472 | 2 | Tier 2 Consent | Asda Stores Limited | Asda House | South Bank | Great Wilson Street | - | Leeds | LS11 5AD | PETROL STATION 4952 | MILL WAY | - | SITTINGBOURNE | KE | ME10 2PD | 1999-04-01 | 15 | 0.4 | - | SITTINGBOURNE WTW | Mill Way | Chemical Oxygen Demand Shaken as 0 | - | 1200 | mg/l | 31.2 | Vehicle and plant washing (Low Impact) | Kent West | Wastewater arising from the operation of a vehicle wash | Pre Market Reform | Consent | -
11472 | 2 | Tier 2 Consent | Asda Stores Limited | Asda House | South Bank | Great Wilson Street | - | Leeds | LS11 5AD | PETROL STATION 4952 | MILL WAY | - | SITTINGBOURNE | KE | ME10 2PD | 1999-04-01 | 15 | 0.4 | - | SITTINGBOURNE WTW | Mill Way | Detergents Anionic | - | 100 | mg/l | 31.2 | Vehicle and plant washing (Low Impact) | Kent West | Wastewater arising from the operation of a vehicle wash | Pre Market Reform | Consent | -
11472 | 2 | Tier 2 Consent | Asda Stores Limited | Asda House | South Bank | Great Wilson Street | - | Leeds | LS11 5AD | PETROL STATION 4952 | MILL WAY | - | SITTINGBOURNE | KE | ME10 2PD | 1999-04-01 | 15 | 0.4 | - | SITTINGBOURNE WTW | Mill Way | Oil and Grease | - | 100 | mg/l | 31.2 | Vehicle and plant washing (Low Impact) | Kent West | Wastewater arising from the operation of a vehicle wash | Pre Market Reform | Consent | -
11472 | 2 | Tier 2 Consent | Asda Stores Limited | Asda House | South Bank | Great Wilson Street | - | Leeds | LS11 5AD | PETROL STATION 4952 | MILL WAY | - | SITTINGBOURNE | KE | ME10 2PD | 1999-04-01 | 15 | 0.4 | - | SITTINGBOURNE WTW | Mill Way | pH | 6 | 10 | pH Units | 31.2 | Vehicle and plant washing (Low Impact) | Kent West | Wastewater arising from the operation of a vehicle wash | Pre Market Reform | Consent | -
11472 | 2 | Tier 2 Consent | Asda Stores Limited | Asda House | South Bank | Great Wilson Street | - | Leeds | LS11 5AD | PETROL STATION 4952 | MILL WAY | - | SITTINGBOURNE | KE | ME10 2PD | 1999-04-01 | 15 | 0.4 | - | SITTINGBOURNE WTW | Mill Way | Solids Suspended 105C at pH7 | - | 400 | mg/l | 31.2 | Vehicle and plant washing (Low Impact) | Kent West | Wastewater arising from the operation of a vehicle wash | Pre Market Reform | Consent | -
11472 | 2 | Tier 2 Consent | Asda Stores Limited | Asda House | South Bank | Great Wilson Street | - | Leeds | LS11 5AD | PETROL STATION 4952 | MILL WAY | - | SITTINGBOURNE | KE | ME10 2PD | 1999-04-01 | 15 | 0.4 | - | SITTINGBOURNE WTW | Mill Way | Sulphate as S04 | - | 500 | mg/l | 31.2 | Vehicle and plant washing (Low Impact) | Kent West | Wastewater arising from the operation of a vehicle wash | Pre Market Reform | Consent | -
11474 | 1 | Tier 1 Consent | Ashford Borough Council | Sita (GB) UK Ltd | Chart Leacon Depot | Brunswick Road | Ashford | Kent | TN23 1EL | STOUR LEISURE CENTRE | TANNERY LANE |  | ASHFORD | KE | TN23 1PL | 1978-01-11 | 34 | 11.4 | At all times | ASHFORD WTW | Tannery Lane | Biochemical Oxygen Demand 5 day+ATU as 0 | - | 400 | mg/l | 32.1 | Leisure facilities | Kent East | Waste waters arising from the operation of a swimming pool | Commercial swimming pool. | Consent | -
11474 | 1 | Tier 1 Consent | Ashford Borough Council | Sita (GB) UK Ltd | Chart Leacon Depot | Brunswick Road | Ashford | Kent | TN23 1EL | STOUR LEISURE CENTRE | TANNERY LANE |  | ASHFORD | KE | TN23 1PL | 1978-01-11 | 34 | 11.4 | At all times | ASHFORD WTW | Tannery Lane | Chemical Oxygen Demand Shaken as 0 | - | 800 | mg/l | 32.1 | Leisure facilities | Kent East | Waste waters arising from the operation of a swimming pool | Commercial swimming pool. | Consent | -
11474 | 1 | Tier 1 Consent | Ashford Borough Council | Sita (GB) UK Ltd | Chart Leacon Depot | Brunswick Road | Ashford | Kent | TN23 1EL | STOUR LEISURE CENTRE | TANNERY LANE |  | ASHFORD | KE | TN23 1PL | 1978-01-11 | 34 | 11.4 | At all times | ASHFORD WTW | Tannery Lane | Detergents Anionic | - | 20 | mg/l | 32.1 | Leisure facilities | Kent East | Waste waters arising from the operation of a swimming pool | Commercial swimming pool. | Consent | -
11474 | 1 | Tier 1 Consent | Ashford Borough Council | Sita (GB) UK Ltd | Chart Leacon Depot | Brunswick Road | Ashford | Kent | TN23 1EL | STOUR LEISURE CENTRE | TANNERY LANE |  | ASHFORD | KE | TN23 1PL | 1978-01-11 | 34 | 11.4 | At all times | ASHFORD WTW | Tannery Lane | Oil and Grease | - | 400 | mg/l | 32.1 | Leisure facilities | Kent East | Waste waters arising from the operation of a swimming pool | Commercial swimming pool. | Consent | -
11474 | 1 | Tier 1 Consent | Ashford Borough Council | Sita (GB) UK Ltd | Chart Leacon Depot | Brunswick Road | Ashford | Kent | TN23 1EL | STOUR LEISURE CENTRE | TANNERY LANE |  | ASHFORD | KE | TN23 1PL | 1978-01-11 | 34 | 11.4 | At all times | ASHFORD WTW | Tannery Lane | pH | 6 | 10 | pH Units | 32.1 | Leisure facilities | Kent East | Waste waters arising from the operation of a swimming pool | Commercial swimming pool. | Consent | -
11474 | 1 | Tier 1 Consent | Ashford Borough Council | Sita (GB) UK Ltd | Chart Leacon Depot | Brunswick Road | Ashford | Kent | TN23 1EL | STOUR LEISURE CENTRE | TANNERY LANE |  | ASHFORD | KE | TN23 1PL | 1978-01-11 | 34 | 11.4 | At all times | ASHFORD WTW | Tannery Lane | Solids Suspended 105 Degrees C | - | 400 | mg/l | 32.1 | Leisure facilities | Kent East | Waste waters arising from the operation of a swimming pool | Commercial swimming pool. | Consent | -
11474 | 1 | Tier 1 Consent | Ashford Borough Council | Sita (GB) UK Ltd | Chart Leacon Depot | Brunswick Road | Ashford | Kent | TN23 1EL | STOUR LEISURE CENTRE | TANNERY LANE |  | ASHFORD | KE | TN23 1PL | 1978-01-11 | 34 | 11.4 | At all times | ASHFORD WTW | Tannery Lane | Sulphate as S04 | - | 1000 | mg/l | 32.1 | Leisure facilities | Kent East | Waste waters arising from the operation of a swimming pool | Commercial swimming pool. | Consent | -
11486 | 1 | Tier 2 Consent | Barretts Of Canterbury Limited | - | Broad Oak Road | Canterbury | - | Kent | CT2 7PQ | HYUNDAI GARAGE | ORBITAL PARK | - | ASHFORD | KE | TN24 0HT | 1999-04-01 | 7 | 1 | - | ASHFORD WTW | Orbital Park | Chemical Oxygen Demand Shaken as 0 | - | 1500 | mg/l | 31.2 | Vehicle and plant washing (Low Impact) | Kent East | Wastewater arising from the operation of a vehicle wash | Pre Market Reform | Consent | CANTERBURY ROAD SOUTH WILLESBOROUGH WPS
11486 | 1 | Tier 2 Consent | Barretts Of Canterbury Limited | - | Broad Oak Road | Canterbury | - | Kent | CT2 7PQ | HYUNDAI GARAGE | ORBITAL PARK | - | ASHFORD | KE | TN24 0HT | 1999-04-01 | 7 | 1 | - | ASHFORD WTW | Orbital Park | pH | 6 | 10 | pH Units | 31.2 | Vehicle and plant washing (Low Impact) | Kent East | Wastewater arising from the operation of a vehicle wash | Pre Market Reform | Consent | CANTERBURY ROAD SOUTH WILLESBOROUGH WPS
11486 | 1 | Tier 2 Consent | Barretts Of Canterbury Limited | - | Broad Oak Road | Canterbury | - | Kent | CT2 7PQ | HYUNDAI GARAGE | ORBITAL PARK | - | ASHFORD | KE | TN24 0HT | 1999-04-01 | 7 | 1 | - | ASHFORD WTW | Orbital Park | Solids Suspended 105 Degrees C | - | 500 | mg/l | 31.2 | Vehicle and plant washing (Low Impact) | Kent East | Wastewater arising from the operation of a vehicle wash | Pre Market Reform | Consent | CANTERBURY ROAD SOUTH WILLESBOROUGH WPS
11486 | 1 | Tier 2 Consent | Barretts Of Canterbury Limited | - | Broad Oak Road | Canterbury | - | Kent | CT2 7PQ | HYUNDAI GARAGE | ORBITAL PARK | - | ASHFORD | KE | TN24 0HT | 1999-04-01 | 7 | 1 | - | ASHFORD WTW | Orbital Park | Sulphate as S04 | - | 1000 | mg/l | 31.2 | Vehicle and plant washing (Low Impact) | Kent East | Wastewater arising from the operation of a vehicle wash | Pre Market Reform | Consent | CANTERBURY ROAD SOUTH WILLESBOROUGH WPS
11487 | 1 | Tier 2 Consent | Barretts Of Canterbury Limited | - | Broad Oak Road | Canterbury | - | Kent | CT2 7PQ | USED CAR CENTRE | BROAD OAK ROAD | - | CANTERBURY | KE | CT2 7PQ | 1999-04-01 | 1 | 0.3 | - | CANTERBURY WTW | - | Biochemical Oxygen Demand 5 day+ATU as 0 | - | 400 | mg/l | 31.2 | Vehicle and plant washing (Low Impact) | Kent East | Pre Market Reform | Pre Market Reform | Consent | -
11487 | 1 | Tier 2 Consent | Barretts Of Canterbury Limited | - | Broad Oak Road | Canterbury | - | Kent | CT2 7PQ | USED CAR CENTRE | BROAD OAK ROAD | - | CANTERBURY | KE | CT2 7PQ | 1999-04-01 | 1 | 0.3 | - | CANTERBURY WTW | - | Chemical Oxygen Demand Shaken as 0 | - | 800 | mg/l | 31.2 | Vehicle and plant washing (Low Impact) | Kent East | Pre Market Reform | Pre Market Reform | Consent | -
11487 | 1 | Tier 2 Consent | Barretts Of Canterbury Limited | - | Broad Oak Road | Canterbury | - | Kent | CT2 7PQ | USED CAR CENTRE | BROAD OAK ROAD | - | CANTERBURY | KE | CT2 7PQ | 1999-04-01 | 1 | 0.3 | - | CANTERBURY WTW | - | Detergents Anionic | - | 200 | mg/l | 31.2 | Vehicle and plant washing (Low Impact) | Kent East | Pre Market Reform | Pre Market Reform | Consent | -
11487 | 1 | Tier 2 Consent | Barretts Of Canterbury Limited | - | Broad Oak Road | Canterbury | - | Kent | CT2 7PQ | USED CAR CENTRE | BROAD OAK ROAD | - | CANTERBURY | KE | CT2 7PQ | 1999-04-01 | 1 | 0.3 | - | CANTERBURY WTW | - | pH | 6 | 10 | pH Units | 31.2 | Vehicle and plant washing (Low Impact) | Kent East | Pre Market Reform | Pre Market Reform | Consent | -
11487 | 1 | Tier 2 Consent | Barretts Of Canterbury Limited | - | Broad Oak Road | Canterbury | - | Kent | CT2 7PQ | USED CAR CENTRE | BROAD OAK ROAD | - | CANTERBURY | KE | CT2 7PQ | 1999-04-01 | 1 | 0.3 | - | CANTERBURY WTW | - | Solids Suspended 105C at pH7 | - | 400 | mg/l | 31.2 | Vehicle and plant washing (Low Impact) | Kent East | Pre Market Reform | Pre Market Reform | Consent | -
11487 | 1 | Tier 2 Consent | Barretts Of Canterbury Limited | - | Broad Oak Road | Canterbury | - | Kent | CT2 7PQ | USED CAR CENTRE | BROAD OAK ROAD | - | CANTERBURY | KE | CT2 7PQ | 1999-04-01 | 1 | 0.3 | - | CANTERBURY WTW | - | Sulphate as S04 | - | 1000 | mg/l | 31.2 | Vehicle and plant washing (Low Impact) | Kent East | Pre Market Reform | Pre Market Reform | Consent | -
11494 | 4 | Tier 2 Consent | Biddenden Vineyards Limited | Little Whatmans Farm |  | Biddenden | Ashford | Kent | TN27 8DF | LITTLE WHATMANS | GRIBBLE BRIDGE LANE | - | ASHFORD | KE | TN27 8DF | 1999-04-01 | 8 | 0.5 | At all times | BIDDENDEN WTW | Gribble Bridge Lane | Chemical Oxygen Demand Shaken as 0 | - | 2500 | mg/l | 1.3 | Alcoholic beverages (Low Impact) | Kent East | Washdown of vessels and presses, production area and yard used in wine and cider production. | Vineyard | Consent | CASTLETON OAK BIDDENDEN WPS
11494 | 4 | Tier 2 Consent | Biddenden Vineyards Limited | Little Whatmans Farm |  | Biddenden | Ashford | Kent | TN27 8DF | LITTLE WHATMANS | GRIBBLE BRIDGE LANE | - | ASHFORD | KE | TN27 8DF | 1999-04-01 | 8 | 0.5 | At all times | BIDDENDEN WTW | Gribble Bridge Lane | Nitrogen Ammoniacal as N | - | 5 | mg/l | 1.3 | Alcoholic beverages (Low Impact) | Kent East | Washdown of vessels and presses, production area and yard used in wine and cider production. | Vineyard | Consent | CASTLETON OAK BIDDENDEN WPS
11494 | 4 | Tier 2 Consent | Biddenden Vineyards Limited | Little Whatmans Farm |  | Biddenden | Ashford | Kent | TN27 8DF | LITTLE WHATMANS | GRIBBLE BRIDGE LANE | - | ASHFORD | KE | TN27 8DF | 1999-04-01 | 8 | 0.5 | At all times | BIDDENDEN WTW | Gribble Bridge Lane | Oil and Grease | - | 50 | mg/l | 1.3 | Alcoholic beverages (Low Impact) | Kent East | Washdown of vessels and presses, production area and yard used in wine and cider production. | Vineyard | Consent | CASTLETON OAK BIDDENDEN WPS
11494 | 4 | Tier 2 Consent | Biddenden Vineyards Limited | Little Whatmans Farm |  | Biddenden | Ashford | Kent | TN27 8DF | LITTLE WHATMANS | GRIBBLE BRIDGE LANE | - | ASHFORD | KE | TN27 8DF | 1999-04-01 | 8 | 0.5 | At all times | BIDDENDEN WTW | Gribble Bridge Lane | pH | 6 | 10 | pH Units | 1.3 | Alcoholic beverages (Low Impact) | Kent East | Washdown of vessels and presses, production area and yard used in wine and cider production. | Vineyard | Consent | CASTLETON OAK BIDDENDEN WPS
11494 | 4 | Tier 2 Consent | Biddenden Vineyards Limited | Little Whatmans Farm |  | Biddenden | Ashford | Kent | TN27 8DF | LITTLE WHATMANS | GRIBBLE BRIDGE LANE | - | ASHFORD | KE | TN27 8DF | 1999-04-01 | 8 | 0.5 | At all times | BIDDENDEN WTW | Gribble Bridge Lane | Solids Suspended 105 Degrees C | - | 400 | mg/l | 1.3 | Alcoholic beverages (Low Impact) | Kent East | Washdown of vessels and presses, production area and yard used in wine and cider production. | Vineyard | Consent | CASTLETON OAK BIDDENDEN WPS
11494 | 4 | Tier 2 Consent | Biddenden Vineyards Limited | Little Whatmans Farm |  | Biddenden | Ashford | Kent | TN27 8DF | LITTLE WHATMANS | GRIBBLE BRIDGE LANE | - | ASHFORD | KE | TN27 8DF | 1999-04-01 | 8 | 0.5 | At all times | BIDDENDEN WTW | Gribble Bridge Lane | Sulphate as S04 | - | 1000 | mg/l | 1.3 | Alcoholic beverages (Low Impact) | Kent East | Washdown of vessels and presses, production area and yard used in wine and cider production. | Vineyard | Consent | CASTLETON OAK BIDDENDEN WPS
11502 | 1 | Tier 2 Consent | Blue Monday |  | 30 Station Road |  | Birchington | Kent | CT7 9DQ | 30 | STATION ROAD | - | BIRCHINGTON | KE | CT7 9DQ | 1999-04-01 | 8 | 0.4 | At all times | WEATHERLEES HILL B (MGATE &amp; BSTAIRS) WTW | Station Road, Birchington | Chemical Oxygen Demand Shaken as 0 | - | 800 | mg/l | 15.2 | Laundering (Small-scale/Coin-Op) | Kent East | Launderettes: Launderettes process | Pre Market Reform | Consent | GORE END BIRCHINGTON WPS
11502 | 1 | Tier 2 Consent | Blue Monday |  | 30 Station Road |  | Birchington | Kent | CT7 9DQ | 30 | STATION ROAD | - | BIRCHINGTON | KE | CT7 9DQ | 1999-04-01 | 8 | 0.4 | At all times | WEATHERLEES HILL B (MGATE &amp; BSTAIRS) WTW | Station Road, Birchington | Detergents Anionic | - | 200 | mg/l | 15.2 | Laundering (Small-scale/Coin-Op) | Kent East | Launderettes: Launderettes process | Pre Market Reform | Consent | GORE END BIRCHINGTON WPS
11502 | 1 | Tier 2 Consent | Blue Monday |  | 30 Station Road |  | Birchington | Kent | CT7 9DQ | 30 | STATION ROAD | - | BIRCHINGTON | KE | CT7 9DQ | 1999-04-01 | 8 | 0.4 | At all times | WEATHERLEES HILL B (MGATE &amp; BSTAIRS) WTW | Station Road, Birchington | Oil and Grease | - | 200 | mg/l | 15.2 | Laundering (Small-scale/Coin-Op) | Kent East | Launderettes: Launderettes process | Pre Market Reform | Consent | GORE END BIRCHINGTON WPS
11502 | 1 | Tier 2 Consent | Blue Monday |  | 30 Station Road |  | Birchington | Kent | CT7 9DQ | 30 | STATION ROAD | - | BIRCHINGTON | KE | CT7 9DQ | 1999-04-01 | 8 | 0.4 | At all times | WEATHERLEES HILL B (MGATE &amp; BSTAIRS) WTW | Station Road, Birchington | pH | 6 | 10 | pH Units | 15.2 | Laundering (Small-scale/Coin-Op) | Kent East | Launderettes: Launderettes process | Pre Market Reform | Consent | GORE END BIRCHINGTON WPS
11502 | 1 | Tier 2 Consent | Blue Monday |  | 30 Station Road |  | Birchington | Kent | CT7 9DQ | 30 | STATION ROAD | - | BIRCHINGTON | KE | CT7 9DQ | 1999-04-01 | 8 | 0.4 | At all times | WEATHERLEES HILL B (MGATE &amp; BSTAIRS) WTW | Station Road, Birchington | Solids Suspended 105C at pH7 | - | 400 | mg/l | 15.2 | Laundering (Small-scale/Coin-Op) | Kent East | Launderettes: Launderettes process | Pre Market Reform | Consent | GORE END BIRCHINGTON WPS
11502 | 1 | Tier 2 Consent | Blue Monday |  | 30 Station Road |  | Birchington | Kent | CT7 9DQ | 30 | STATION ROAD | - | BIRCHINGTON | KE | CT7 9DQ | 1999-04-01 | 8 | 0.4 | At all times | WEATHERLEES HILL B (MGATE &amp; BSTAIRS) WTW | Station Road, Birchington | Sulphate as S04 | - | 500 | mg/l | 15.2 | Laundering (Small-scale/Coin-Op) | Kent East | Launderettes: Launderettes process | Pre Market Reform | Consent | GORE END BIRCHINGTON WPS
11515 | 1 | Low Risk Consent | British Telecommunications Public Limited Company | 1 | Braham Street |  | London |  | E1 8EE | PAK T/W TEC | LINDEN GARDENS |  | TUNBRIDGE WELLS | KE | TN2 5QU | 1999-04-01 | 4.1 | 1 | At all times | TUNBRIDGE WELLS SOUTH WTW | Broadwater Lane | Chemical Oxygen Demand Shaken as 0 | - | 800 | mg/l | 31.2 | Vehicle and plant washing (Low Impact) | Sussex East | Vehicle Washing: Jet Wash process | Pre Market Reform | Consent | -
11515 | 1 | Low Risk Consent | British Telecommunications Public Limited Company | 1 | Braham Street |  | London |  | E1 8EE | PAK T/W TEC | LINDEN GARDENS |  | TUNBRIDGE WELLS | KE | TN2 5QU | 1999-04-01 | 4.1 | 1 | At all times | TUNBRIDGE WELLS SOUTH WTW | Broadwater Lane | Oil and Grease | - | 200 | mg/l | 31.2 | Vehicle and plant washing (Low Impact) | Sussex East | Vehicle Washing: Jet Wash process | Pre Market Reform | Consent | -
11515 | 1 | Low Risk Consent | British Telecommunications Public Limited Company | 1 | Braham Street |  | London |  | E1 8EE | PAK T/W TEC | LINDEN GARDENS |  | TUNBRIDGE WELLS | KE | TN2 5QU | 1999-04-01 | 4.1 | 1 | At all times | TUNBRIDGE WELLS SOUTH WTW | Broadwater Lane | pH | 6 | 10 | pH Units | 31.2 | Vehicle and plant washing (Low Impact) | Sussex East | Vehicle Washing: Jet Wash process | Pre Market Reform | Consent | -
11515 | 1 | Low Risk Consent | British Telecommunications Public Limited Company | 1 | Braham Street |  | London |  | E1 8EE | PAK T/W TEC | LINDEN GARDENS |  | TUNBRIDGE WELLS | KE | TN2 5QU | 1999-04-01 | 4.1 | 1 | At all times | TUNBRIDGE WELLS SOUTH WTW | Broadwater Lane | Solids Suspended 105C at pH7 | - | 400 | mg/l | 31.2 | Vehicle and plant washing (Low Impact) | Sussex East | Vehicle Washing: Jet Wash process | Pre Market Reform | Consent | -
11515 | 1 | Low Risk Consent | British Telecommunications Public Limited Company | 1 | Braham Street |  | London |  | E1 8EE | PAK T/W TEC | LINDEN GARDENS |  | TUNBRIDGE WELLS | KE | TN2 5QU | 1999-04-01 | 4.1 | 1 | At all times | TUNBRIDGE WELLS SOUTH WTW | Broadwater Lane | Sulphate as S04 | - | 500 | mg/l | 31.2 | Vehicle and plant washing (Low Impact) | Sussex East | Vehicle Washing: Jet Wash process | Pre Market Reform | Consent | -
11547 | 4 | Tier 2 Consent | Moove Lubricants Limited | Moove | Dering Way | - | Gravesend | Kent | DA12 2QX |  | Dering Way | - | GRAVESEND | KE | DA12 2QX | 2011-10-07 | 44 | 6 | At all times | GRAVESEND WTW | Mark Lane | Chemical Oxygen Demand Shaken as 0 | - | 1200 | mg/l | 4.1 | Chemical and pharmaceutical manufacture (High Impact) | Kent West | Boiler waste and contaminated surface water. | Manufacture of automotive lubricants and chemicals | Consent | DENTON WHARF WPS
11547 | 4 | Tier 2 Consent | Moove Lubricants Limited | Moove | Dering Way | - | Gravesend | Kent | DA12 2QX |  | Dering Way | - | GRAVESEND | KE | DA12 2QX | 2011-10-07 | 44 | 6 | At all times | GRAVESEND WTW | Mark Lane | Nitrogen Ammoniacal as N | - | 15 | mg/l | 4.1 | Chemical and pharmaceutical manufacture (High Impact) | Kent West | Boiler waste and contaminated surface water. | Manufacture of automotive lubricants and chemicals | Consent | DENTON WHARF WPS
11547 | 4 | Tier 2 Consent | Moove Lubricants Limited | Moove | Dering Way | - | Gravesend | Kent | DA12 2QX |  | Dering Way | - | GRAVESEND | KE | DA12 2QX | 2011-10-07 | 44 | 6 | At all times | GRAVESEND WTW | Mark Lane | Oil and Grease | - | 200 | mg/l | 4.1 | Chemical and pharmaceutical manufacture (High Impact) | Kent West | Boiler waste and contaminated surface water. | Manufacture of automotive lubricants and chemicals | Consent | DENTON WHARF WPS
11547 | 4 | Tier 2 Consent | Moove Lubricants Limited | Moove | Dering Way | - | Gravesend | Kent | DA12 2QX |  | Dering Way | - | GRAVESEND | KE | DA12 2QX | 2011-10-07 | 44 | 6 | At all times | GRAVESEND WTW | Mark Lane | pH | 6 | 10 | pH Units | 4.1 | Chemical and pharmaceutical manufacture (High Impact) | Kent West | Boiler waste and contaminated surface water. | Manufacture of automotive lubricants and chemicals | Consent | DENTON WHARF WPS
11547 | 4 | Tier 2 Consent | Moove Lubricants Limited | Moove | Dering Way | - | Gravesend | Kent | DA12 2QX |  | Dering Way | - | GRAVESEND | KE | DA12 2QX | 2011-10-07 | 44 | 6 | At all times | GRAVESEND WTW | Mark Lane | Solids Suspended 105 Degrees C | - | 400 | mg/l | 4.1 | Chemical and pharmaceutical manufacture (High Impact) | Kent West | Boiler waste and contaminated surface water. | Manufacture of automotive lubricants and chemicals | Consent | DENTON WHARF WPS
11551 | 4 | Tier 1 Consent | Elis UK Limited | First Floor, Chineham Gate | Crockford Lane | Chineham | Basingstoke |  | RG24 8NA | LAUNDRY | MAIDSTONE ROAD |  | CHATHAM | MW | ME4 6DE | 2003-11-14 | 350 | 12 | at all times | MOTNEY HILL WTW | Maidstone Road | Chemical Oxygen Demand Shaken as 0 | - | 3000 | mg/l | 15.1 | Laundering (Large-scale) | Kent West | Washing of hospital linen. | Commercial Laundry (Large Scale). | Consent | DIRECT TO WTW
11551 | 4 | Tier 1 Consent | Elis UK Limited | First Floor, Chineham Gate | Crockford Lane | Chineham | Basingstoke |  | RG24 8NA | LAUNDRY | MAIDSTONE ROAD |  | CHATHAM | MW | ME4 6DE | 2003-11-14 | 350 | 12 | at all times | MOTNEY HILL WTW | Maidstone Road | Nitrogen Ammoniacal as N | - | 35 | mg/l | 15.1 | Laundering (Large-scale) | Kent West | Washing of hospital linen. | Commercial Laundry (Large Scale). | Consent | DIRECT TO WTW
11551 | 4 | Tier 1 Consent | Elis UK Limited | First Floor, Chineham Gate | Crockford Lane | Chineham | Basingstoke |  | RG24 8NA | LAUNDRY | MAIDSTONE ROAD |  | CHATHAM | MW | ME4 6DE | 2003-11-14 | 350 | 12 | at all times | MOTNEY HILL WTW | Maidstone Road | pH | 6 | 10 | pH Units | 15.1 | Laundering (Large-scale) | Kent West | Washing of hospital linen. | Commercial Laundry (Large Scale). | Consent | DIRECT TO WTW
11551 | 4 | Tier 1 Consent | Elis UK Limited | First Floor, Chineham Gate | Crockford Lane | Chineham | Basingstoke |  | RG24 8NA | LAUNDRY | MAIDSTONE ROAD |  | CHATHAM | MW | ME4 6DE | 2003-11-14 | 350 | 12 | at all times | MOTNEY HILL WTW | Maidstone Road | Solids Suspended 105 Degrees C | - | 500 | mg/l | 15.1 | Laundering (Large-scale) | Kent West | Washing of hospital linen. | Commercial Laundry (Large Scale). | Consent | DIRECT TO WTW
11559 | 2 | Tier 2 Consent | CSC Computer Sciences Limited | Royal Pavilion | Wellesley Road | - | Aldershot | Hampshire | GU11 1PZ | SITE | NEW CUT ROAD | - | MAIDSTONE | KE | ME14 5NZ | 1999-04-01 | 40 | 0.5 | At all times | AYLESFORD WTW | - | Chemical Oxygen Demand Shaken as 0 | - | 1500 | mg/l | 39.3 | Cooling tower bleed | Kent West | Process Waters: Coolant process | Pre Market Reform | Consent | -
11559 | 2 | Tier 2 Consent | CSC Computer Sciences Limited | Royal Pavilion | Wellesley Road | - | Aldershot | Hampshire | GU11 1PZ | SITE | NEW CUT ROAD | - | MAIDSTONE | KE | ME14 5NZ | 1999-04-01 | 40 | 0.5 | At all times | AYLESFORD WTW | - | pH | 6 | 10 | pH Units | 39.3 | Cooling tower bleed | Kent West | Process Waters: Coolant process | Pre Market Reform | Consent | -
11559 | 2 | Tier 2 Consent | CSC Computer Sciences Limited | Royal Pavilion | Wellesley Road | - | Aldershot | Hampshire | GU11 1PZ | SITE | NEW CUT ROAD | - | MAIDSTONE | KE | ME14 5NZ | 1999-04-01 | 40 | 0.5 | At all times | AYLESFORD WTW | - | Solids Suspended 105 Degrees C | - | 500 | mg/l | 39.3 | Cooling tower bleed | Kent West | Process Waters: Coolant process | Pre Market Reform | Consent | -
11559 | 2 | Tier 2 Consent | CSC Computer Sciences Limited | Royal Pavilion | Wellesley Road | - | Aldershot | Hampshire | GU11 1PZ | SITE | NEW CUT ROAD | - | MAIDSTONE | KE | ME14 5NZ | 1999-04-01 | 40 | 0.5 | At all times | AYLESFORD WTW | - | Sulphate as S04 | - | 1000 | mg/l | 39.3 | Cooling tower bleed | Kent West | Process Waters: Coolant process | Pre Market Reform | Consent | -
11561 | 3 | Tier 2 Consent | D G Bruce |  | 48 Perry Street | Northfleet | Gravesend | Kent | DA11 8RE | 45 SHOP & PREM | PERRY STREET | - | GRAVESEND | KE | DA11 8RD | 1999-04-01 | 15 | 2 | 08:00 - 17:00 | NORTHFLEET WTW | Perry Street | Biochemical Oxygen Demand 5 day+ATU as 0 | - | 1500 | mg/l | 15.2 | Laundering (Small-scale/Coin-Op) | Kent West | Wastewater arising from the operation of a launderette | Launderette | Consent | -
11561 | 3 | Tier 2 Consent | D G Bruce |  | 48 Perry Street | Northfleet | Gravesend | Kent | DA11 8RE | 45 SHOP & PREM | PERRY STREET | - | GRAVESEND | KE | DA11 8RD | 1999-04-01 | 15 | 2 | 08:00 - 17:00 | NORTHFLEET WTW | Perry Street | Chemical Oxygen Demand Shaken as 0 | - | 6000 | mg/l | 15.2 | Laundering (Small-scale/Coin-Op) | Kent West | Wastewater arising from the operation of a launderette | Launderette | Consent | -
11561 | 3 | Tier 2 Consent | D G Bruce |  | 48 Perry Street | Northfleet | Gravesend | Kent | DA11 8RE | 45 SHOP & PREM | PERRY STREET | - | GRAVESEND | KE | DA11 8RD | 1999-04-01 | 15 | 2 | 08:00 - 17:00 | NORTHFLEET WTW | Perry Street | Detergents Anionic | - | 75 | mg/l | 15.2 | Laundering (Small-scale/Coin-Op) | Kent West | Wastewater arising from the operation of a launderette | Launderette | Consent | -
11561 | 3 | Tier 2 Consent | D G Bruce |  | 48 Perry Street | Northfleet | Gravesend | Kent | DA11 8RE | 45 SHOP & PREM | PERRY STREET | - | GRAVESEND | KE | DA11 8RD | 1999-04-01 | 15 | 2 | 08:00 - 17:00 | NORTHFLEET WTW | Perry Street | Oil and Grease | - | 400 | mg/l | 15.2 | Laundering (Small-scale/Coin-Op) | Kent West | Wastewater arising from the operation of a launderette | Launderette | Consent | -
11561 | 3 | Tier 2 Consent | D G Bruce |  | 48 Perry Street | Northfleet | Gravesend | Kent | DA11 8RE | 45 SHOP & PREM | PERRY STREET | - | GRAVESEND | KE | DA11 8RD | 1999-04-01 | 15 | 2 | 08:00 - 17:00 | NORTHFLEET WTW | Perry Street | pH | 6 | 11 | pH Units | 15.2 | Laundering (Small-scale/Coin-Op) | Kent West | Wastewater arising from the operation of a launderette | Launderette | Consent | -
11561 | 3 | Tier 2 Consent | D G Bruce |  | 48 Perry Street | Northfleet | Gravesend | Kent | DA11 8RE | 45 SHOP & PREM | PERRY STREET | - | GRAVESEND | KE | DA11 8RD | 1999-04-01 | 15 | 2 | 08:00 - 17:00 | NORTHFLEET WTW | Perry Street | Solids Suspended 105 Degrees C | - | 500 | mg/l | 15.2 | Laundering (Small-scale/Coin-Op) | Kent West | Wastewater arising from the operation of a launderette | Launderette | Consent | -
11561 | 3 | Tier 2 Consent | D G Bruce |  | 48 Perry Street | Northfleet | Gravesend | Kent | DA11 8RE | 45 SHOP & PREM | PERRY STREET | - | GRAVESEND | KE | DA11 8RD | 1999-04-01 | 15 | 2 | 08:00 - 17:00 | NORTHFLEET WTW | Perry Street | Sulphate as S04 | - | 500 | mg/l | 15.2 | Laundering (Small-scale/Coin-Op) | Kent West | Wastewater arising from the operation of a launderette | Launderette | Consent | -
11562 | 4 | Tier 2 Consent | D.K. Holdings Limited |  | Station Approach | Staplehurst | Tonbridge | Kent | TN12 0QN | FACTORY & PREMS | STATION APPROACH |  | TONBRIDGE | KE | TN12 0QN | 1999-04-01 | 3 | 0.5 | At all times | STAPLEHURST WTW | Station Approach | Chemical Oxygen Demand Shaken as 0 | - | 400 | mg/l | 22.1 | Plating and metal finishing (High Impact) | Kent East | Nickel plating of metal components | Manufacture of diamond tools and associated products. | Consent | DIRECT TO WTW
11562 | 4 | Tier 2 Consent | D.K. Holdings Limited |  | Station Approach | Staplehurst | Tonbridge | Kent | TN12 0QN | FACTORY & PREMS | STATION APPROACH |  | TONBRIDGE | KE | TN12 0QN | 1999-04-01 | 3 | 0.5 | At all times | STAPLEHURST WTW | Station Approach | Chromium Total mg/l | - | 0.5 | ug/l | 22.1 | Plating and metal finishing (High Impact) | Kent East | Nickel plating of metal components | Manufacture of diamond tools and associated products. | Consent | DIRECT TO WTW
11562 | 4 | Tier 2 Consent | D.K. Holdings Limited |  | Station Approach | Staplehurst | Tonbridge | Kent | TN12 0QN | FACTORY & PREMS | STATION APPROACH |  | TONBRIDGE | KE | TN12 0QN | 1999-04-01 | 3 | 0.5 | At all times | STAPLEHURST WTW | Station Approach | Copper Total | - | 0.5 | ug/l | 22.1 | Plating and metal finishing (High Impact) | Kent East | Nickel plating of metal components | Manufacture of diamond tools and associated products. | Consent | DIRECT TO WTW
11562 | 4 | Tier 2 Consent | D.K. Holdings Limited |  | Station Approach | Staplehurst | Tonbridge | Kent | TN12 0QN | FACTORY & PREMS | STATION APPROACH |  | TONBRIDGE | KE | TN12 0QN | 1999-04-01 | 3 | 0.5 | At all times | STAPLEHURST WTW | Station Approach | Iron Total | - | 2 | ug/l | 22.1 | Plating and metal finishing (High Impact) | Kent East | Nickel plating of metal components | Manufacture of diamond tools and associated products. | Consent | DIRECT TO WTW
11562 | 4 | Tier 2 Consent | D.K. Holdings Limited |  | Station Approach | Staplehurst | Tonbridge | Kent | TN12 0QN | FACTORY & PREMS | STATION APPROACH |  | TONBRIDGE | KE | TN12 0QN | 1999-04-01 | 3 | 0.5 | At all times | STAPLEHURST WTW | Station Approach | Nickel Total | - | 4 | ug/l | 22.1 | Plating and metal finishing (High Impact) | Kent East | Nickel plating of metal components | Manufacture of diamond tools and associated products. | Consent | DIRECT TO WTW
11562 | 4 | Tier 2 Consent | D.K. Holdings Limited |  | Station Approach | Staplehurst | Tonbridge | Kent | TN12 0QN | FACTORY & PREMS | STATION APPROACH |  | TONBRIDGE | KE | TN12 0QN | 1999-04-01 | 3 | 0.5 | At all times | STAPLEHURST WTW | Station Approach | Nitrogen Ammoniacal as N | - | 10 | mg/l | 22.1 | Plating and metal finishing (High Impact) | Kent East | Nickel plating of metal components | Manufacture of diamond tools and associated products. | Consent | DIRECT TO WTW
11562 | 4 | Tier 2 Consent | D.K. Holdings Limited |  | Station Approach | Staplehurst | Tonbridge | Kent | TN12 0QN | FACTORY & PREMS | STATION APPROACH |  | TONBRIDGE | KE | TN12 0QN | 1999-04-01 | 3 | 0.5 | At all times | STAPLEHURST WTW | Station Approach | Oil and Grease | - | 50 | mg/l | 22.1 | Plating and metal finishing (High Impact) | Kent East | Nickel plating of metal components | Manufacture of diamond tools and associated products. | Consent | DIRECT TO WTW
11562 | 4 | Tier 2 Consent | D.K. Holdings Limited |  | Station Approach | Staplehurst | Tonbridge | Kent | TN12 0QN | FACTORY & PREMS | STATION APPROACH |  | TONBRIDGE | KE | TN12 0QN | 1999-04-01 | 3 | 0.5 | At all times | STAPLEHURST WTW | Station Approach | pH | 6 | 10 | pH Units | 22.1 | Plating and metal finishing (High Impact) | Kent East | Nickel plating of metal components | Manufacture of diamond tools and associated products. | Consent | DIRECT TO WTW
11562 | 4 | Tier 2 Consent | D.K. Holdings Limited |  | Station Approach | Staplehurst | Tonbridge | Kent | TN12 0QN | FACTORY & PREMS | STATION APPROACH |  | TONBRIDGE | KE | TN12 0QN | 1999-04-01 | 3 | 0.5 | At all times | STAPLEHURST WTW | Station Approach | Phosphorus Total | - | 5 | ug/l | 22.1 | Plating and metal finishing (High Impact) | Kent East | Nickel plating of metal components | Manufacture of diamond tools and associated products. | Consent | DIRECT TO WTW
11562 | 4 | Tier 2 Consent | D.K. Holdings Limited |  | Station Approach | Staplehurst | Tonbridge | Kent | TN12 0QN | FACTORY & PREMS | STATION APPROACH |  | TONBRIDGE | KE | TN12 0QN | 1999-04-01 | 3 | 0.5 | At all times | STAPLEHURST WTW | Station Approach | Solids Suspended 105 Degrees C | - | 200 | mg/l | 22.1 | Plating and metal finishing (High Impact) | Kent East | Nickel plating of metal components | Manufacture of diamond tools and associated products. | Consent | DIRECT TO WTW
11562 | 4 | Tier 2 Consent | D.K. Holdings Limited |  | Station Approach | Staplehurst | Tonbridge | Kent | TN12 0QN | FACTORY & PREMS | STATION APPROACH |  | TONBRIDGE | KE | TN12 0QN | 1999-04-01 | 3 | 0.5 | At all times | STAPLEHURST WTW | Station Approach | Sulphate as S04 | - | 1500 | mg/l | 22.1 | Plating and metal finishing (High Impact) | Kent East | Nickel plating of metal components | Manufacture of diamond tools and associated products. | Consent | DIRECT TO WTW
11562 | 4 | Tier 2 Consent | D.K. Holdings Limited |  | Station Approach | Staplehurst | Tonbridge | Kent | TN12 0QN | FACTORY & PREMS | STATION APPROACH |  | TONBRIDGE | KE | TN12 0QN | 1999-04-01 | 3 | 0.5 | At all times | STAPLEHURST WTW | Station Approach | Zinc Total mg/l | - | 0.5 | ug/l | 22.1 | Plating and metal finishing (High Impact) | Kent East | Nickel plating of metal components | Manufacture of diamond tools and associated products. | Consent | DIRECT TO WTW
11601 | 4 | Tier 2 Consent | Four Elms Slaughterhouse |  | The Limes | Four Elms | Edenbridge | Kent | TN8 | THE SLAUGHTER HOUSE | FOUR ELMS |  | EDENBRIDGE | KE | TN8 7NU | 1999-04-01 | 5 | 1 | 10:00 - 19:00 | EDENBRIDGE WTW | In the yard of the premises | Chemical Oxygen Demand Shaken as 0 | - | 2000 | mg/l | 9.5 | Food processing - abbatoir/meat prep | Kent West | Effluent arising from the operation of a slaughterhouse | Pre Market Reform | Consent | -
11601 | 4 | Tier 2 Consent | Four Elms Slaughterhouse |  | The Limes | Four Elms | Edenbridge | Kent | TN8 | THE SLAUGHTER HOUSE | FOUR ELMS |  | EDENBRIDGE | KE | TN8 7NU | 1999-04-01 | 5 | 1 | 10:00 - 19:00 | EDENBRIDGE WTW | In the yard of the premises | Oil and Grease | - | 250 | mg/l | 9.5 | Food processing - abbatoir/meat prep | Kent West | Effluent arising from the operation of a slaughterhouse | Pre Market Reform | Consent | -
11601 | 4 | Tier 2 Consent | Four Elms Slaughterhouse |  | The Limes | Four Elms | Edenbridge | Kent | TN8 | THE SLAUGHTER HOUSE | FOUR ELMS |  | EDENBRIDGE | KE | TN8 7NU | 1999-04-01 | 5 | 1 | 10:00 - 19:00 | EDENBRIDGE WTW | In the yard of the premises | pH | 5 | 10 | pH Units | 9.5 | Food processing - abbatoir/meat prep | Kent West | Effluent arising from the operation of a slaughterhouse | Pre Market Reform | Consent | -
11601 | 4 | Tier 2 Consent | Four Elms Slaughterhouse |  | The Limes | Four Elms | Edenbridge | Kent | TN8 | THE SLAUGHTER HOUSE | FOUR ELMS |  | EDENBRIDGE | KE | TN8 7NU | 1999-04-01 | 5 | 1 | 10:00 - 19:00 | EDENBRIDGE WTW | In the yard of the premises | Solids Suspended 105 Degrees C | - | 2500 | mg/l | 9.5 | Food processing - abbatoir/meat prep | Kent West | Effluent arising from the operation of a slaughterhouse | Pre Market Reform | Consent | -
11601 | 4 | Tier 2 Consent | Four Elms Slaughterhouse |  | The Limes | Four Elms | Edenbridge | Kent | TN8 | THE SLAUGHTER HOUSE | FOUR ELMS |  | EDENBRIDGE | KE | TN8 7NU | 1999-04-01 | 5 | 1 | 10:00 - 19:00 | EDENBRIDGE WTW | In the yard of the premises | Sulphate as S04 | - | 1000 | mg/l | 9.5 | Food processing - abbatoir/meat prep | Kent West | Effluent arising from the operation of a slaughterhouse | Pre Market Reform | Consent | -
11615 | 1 | Tier 1 Consent | Medway C Council | Black Lion Leisure Centre | Mill Road | - | Gillingham | Kent | ME7 1HF | MEDWAY PARK LEISURE CENTRE | MILL ROAD | - | GILLINGHAM | MW | ME7 1HF | 1999-04-01 | 31.8 | 4.4 | At all times | MOTNEY HILL WTW | Mill Road | Biochemical Oxygen Demand 5 day+ATU as 0 | - | 400 | mg/l | 32.1 | Leisure facilities | Kent West | Waste water from leisure centre | Pre Market Reform | Consent | -
11615 | 1 | Tier 1 Consent | Medway C Council | Black Lion Leisure Centre | Mill Road | - | Gillingham | Kent | ME7 1HF | MEDWAY PARK LEISURE CENTRE | MILL ROAD | - | GILLINGHAM | MW | ME7 1HF | 1999-04-01 | 31.8 | 4.4 | At all times | MOTNEY HILL WTW | Mill Road | Chemical Oxygen Demand Shaken as 0 | - | 1200 | mg/l | 32.1 | Leisure facilities | Kent West | Waste water from leisure centre | Pre Market Reform | Consent | -
11615 | 1 | Tier 1 Consent | Medway C Council | Black Lion Leisure Centre | Mill Road | - | Gillingham | Kent | ME7 1HF | MEDWAY PARK LEISURE CENTRE | MILL ROAD | - | GILLINGHAM | MW | ME7 1HF | 1999-04-01 | 31.8 | 4.4 | At all times | MOTNEY HILL WTW | Mill Road | Detergents Anionic | - | 25 | mg/l | 32.1 | Leisure facilities | Kent West | Waste water from leisure centre | Pre Market Reform | Consent | -
11615 | 1 | Tier 1 Consent | Medway C Council | Black Lion Leisure Centre | Mill Road | - | Gillingham | Kent | ME7 1HF | MEDWAY PARK LEISURE CENTRE | MILL ROAD | - | GILLINGHAM | MW | ME7 1HF | 1999-04-01 | 31.8 | 4.4 | At all times | MOTNEY HILL WTW | Mill Road | Detergents Non-Ionic | - | 10 | mg/l | 32.1 | Leisure facilities | Kent West | Waste water from leisure centre | Pre Market Reform | Consent | -
11615 | 1 | Tier 1 Consent | Medway C Council | Black Lion Leisure Centre | Mill Road | - | Gillingham | Kent | ME7 1HF | MEDWAY PARK LEISURE CENTRE | MILL ROAD | - | GILLINGHAM | MW | ME7 1HF | 1999-04-01 | 31.8 | 4.4 | At all times | MOTNEY HILL WTW | Mill Road | Oil and Grease | - | 200 | mg/l | 32.1 | Leisure facilities | Kent West | Waste water from leisure centre | Pre Market Reform | Consent | -
11615 | 1 | Tier 1 Consent | Medway C Council | Black Lion Leisure Centre | Mill Road | - | Gillingham | Kent | ME7 1HF | MEDWAY PARK LEISURE CENTRE | MILL ROAD | - | GILLINGHAM | MW | ME7 1HF | 1999-04-01 | 31.8 | 4.4 | At all times | MOTNEY HILL WTW | Mill Road | pH | 5 | 10 | pH Units | 32.1 | Leisure facilities | Kent West | Waste water from leisure centre | Pre Market Reform | Consent | -
11615 | 1 | Tier 1 Consent | Medway C Council | Black Lion Leisure Centre | Mill Road | - | Gillingham | Kent | ME7 1HF | MEDWAY PARK LEISURE CENTRE | MILL ROAD | - | GILLINGHAM | MW | ME7 1HF | 1999-04-01 | 31.8 | 4.4 | At all times | MOTNEY HILL WTW | Mill Road | Solids Suspended 105C at pH7 | - | 400 | mg/l | 32.1 | Leisure facilities | Kent West | Waste water from leisure centre | Pre Market Reform | Consent | -
11615 | 1 | Tier 1 Consent | Medway C Council | Black Lion Leisure Centre | Mill Road | - | Gillingham | Kent | ME7 1HF | MEDWAY PARK LEISURE CENTRE | MILL ROAD | - | GILLINGHAM | MW | ME7 1HF | 1999-04-01 | 31.8 | 4.4 | At all times | MOTNEY HILL WTW | Mill Road | Sulphate as S04 | - | 500 | mg/l | 32.1 | Leisure facilities | Kent West | Waste water from leisure centre | Pre Market Reform | Consent | -
11617 | 1 | Tier 2 Consent | Goachers Brewery | Unit 8 |  | Tovil Green Business Centre | Maidstone | Kent | ME15 6TA | UNIT 8 | BURIAL GROUND LANE | - | MAIDSTONE | KE | ME15 6TA | 1999-04-01 | 5 | 0.4 | At all times | AYLESFORD WTW |  | Biochemical Oxygen Demand 5 day+ATU as 0 | - | 400 | mg/l | 1.3 | Alcoholic beverages (Low Impact) | Kent West | Wastewater arising from VAT washing & cooling water | Pre Market Reform | Consent | -
11617 | 1 | Tier 2 Consent | Goachers Brewery | Unit 8 |  | Tovil Green Business Centre | Maidstone | Kent | ME15 6TA | UNIT 8 | BURIAL GROUND LANE | - | MAIDSTONE | KE | ME15 6TA | 1999-04-01 | 5 | 0.4 | At all times | AYLESFORD WTW |  | Chemical Oxygen Demand Shaken as 0 | - | 800 | mg/l | 1.3 | Alcoholic beverages (Low Impact) | Kent West | Wastewater arising from VAT washing & cooling water | Pre Market Reform | Consent | -
11617 | 1 | Tier 2 Consent | Goachers Brewery | Unit 8 |  | Tovil Green Business Centre | Maidstone | Kent | ME15 6TA | UNIT 8 | BURIAL GROUND LANE | - | MAIDSTONE | KE | ME15 6TA | 1999-04-01 | 5 | 0.4 | At all times | AYLESFORD WTW |  | Detergents Anionic | - | 200 | mg/l | 1.3 | Alcoholic beverages (Low Impact) | Kent West | Wastewater arising from VAT washing & cooling water | Pre Market Reform | Consent | -
11617 | 1 | Tier 2 Consent | Goachers Brewery | Unit 8 |  | Tovil Green Business Centre | Maidstone | Kent | ME15 6TA | UNIT 8 | BURIAL GROUND LANE | - | MAIDSTONE | KE | ME15 6TA | 1999-04-01 | 5 | 0.4 | At all times | AYLESFORD WTW |  | pH | 5 | 10 | pH Units | 1.3 | Alcoholic beverages (Low Impact) | Kent West | Wastewater arising from VAT washing & cooling water | Pre Market Reform | Consent | -
11617 | 1 | Tier 2 Consent | Goachers Brewery | Unit 8 |  | Tovil Green Business Centre | Maidstone | Kent | ME15 6TA | UNIT 8 | BURIAL GROUND LANE | - | MAIDSTONE | KE | ME15 6TA | 1999-04-01 | 5 | 0.4 | At all times | AYLESFORD WTW |  | Solids Suspended 105 Degrees C | - | 400 | mg/l | 1.3 | Alcoholic beverages (Low Impact) | Kent West | Wastewater arising from VAT washing & cooling water | Pre Market Reform | Consent | -
11617 | 1 | Tier 2 Consent | Goachers Brewery | Unit 8 |  | Tovil Green Business Centre | Maidstone | Kent | ME15 6TA | UNIT 8 | BURIAL GROUND LANE | - | MAIDSTONE | KE | ME15 6TA | 1999-04-01 | 5 | 0.4 | At all times | AYLESFORD WTW |  | Sulphate as S04 | - | 1000 | mg/l | 1.3 | Alcoholic beverages (Low Impact) | Kent West | Wastewater arising from VAT washing & cooling water | Pre Market Reform | Consent | -
11618 | 1 | Tier 2 Consent | Goachers Brewery | Unit 8 |  | Tovil Green Business Centre | Maidstone | Kent | ME15 6TA | UNIT 8 | BURIAL GROUND LANE | - | MAIDSTONE | KE | ME15 6TA | 1999-04-01 | 5 | 0.4 | At all times | AYLESFORD WTW |  | Biochemical Oxygen Demand 5 day+ATU as 0 | - | 500 | mg/l | 1.3 | Alcoholic beverages (Low Impact) | Kent West | Wastewater arising from cask washing | Pre Market Reform | Consent | -
11618 | 1 | Tier 2 Consent | Goachers Brewery | Unit 8 |  | Tovil Green Business Centre | Maidstone | Kent | ME15 6TA | UNIT 8 | BURIAL GROUND LANE | - | MAIDSTONE | KE | ME15 6TA | 1999-04-01 | 5 | 0.4 | At all times | AYLESFORD WTW |  | Chemical Oxygen Demand Shaken as 0 | - | 1000 | mg/l | 1.3 | Alcoholic beverages (Low Impact) | Kent West | Wastewater arising from cask washing | Pre Market Reform | Consent | -
11618 | 1 | Tier 2 Consent | Goachers Brewery | Unit 8 |  | Tovil Green Business Centre | Maidstone | Kent | ME15 6TA | UNIT 8 | BURIAL GROUND LANE | - | MAIDSTONE | KE | ME15 6TA | 1999-04-01 | 5 | 0.4 | At all times | AYLESFORD WTW |  | Detergents Anionic | - | 200 | mg/l | 1.3 | Alcoholic beverages (Low Impact) | Kent West | Wastewater arising from cask washing | Pre Market Reform | Consent | -
11618 | 1 | Tier 2 Consent | Goachers Brewery | Unit 8 |  | Tovil Green Business Centre | Maidstone | Kent | ME15 6TA | UNIT 8 | BURIAL GROUND LANE | - | MAIDSTONE | KE | ME15 6TA | 1999-04-01 | 5 | 0.4 | At all times | AYLESFORD WTW |  | pH | 5 | 10 | pH Units | 1.3 | Alcoholic beverages (Low Impact) | Kent West | Wastewater arising from cask washing | Pre Market Reform | Consent | -
11618 | 1 | Tier 2 Consent | Goachers Brewery | Unit 8 |  | Tovil Green Business Centre | Maidstone | Kent | ME15 6TA | UNIT 8 | BURIAL GROUND LANE | - | MAIDSTONE | KE | ME15 6TA | 1999-04-01 | 5 | 0.4 | At all times | AYLESFORD WTW |  | Solids Suspended 105 Degrees C | - | 500 | mg/l | 1.3 | Alcoholic beverages (Low Impact) | Kent West | Wastewater arising from cask washing | Pre Market Reform | Consent | -
11618 | 1 | Tier 2 Consent | Goachers Brewery | Unit 8 |  | Tovil Green Business Centre | Maidstone | Kent | ME15 6TA | UNIT 8 | BURIAL GROUND LANE | - | MAIDSTONE | KE | ME15 6TA | 1999-04-01 | 5 | 0.4 | At all times | AYLESFORD WTW |  | Sulphate as S04 | - | 1000 | mg/l | 1.3 | Alcoholic beverages (Low Impact) | Kent West | Wastewater arising from cask washing | Pre Market Reform | Consent | -
11620 | 2 | Tier 2 Consent | Pyser-SGI Ltd | - | Fircroft Way | - | Edenbridge | Kent | TN8 6HA | 17 - 19 | MORLEY ROAD |  | TONBRIDGE | KE | TN9 1RN | 1999-04-01 | 2.5 | 0.19 | any time | TONBRIDGE WTW | on the road | Chemical Oxygen Demand Shaken as 0 | - | 1400 | mg/l | 24.2 | Printing and related activities (Low impact) | Kent West | Pre Market Reform | Pre Market Reform | Consent | -
11620 | 2 | Tier 2 Consent | Pyser-SGI Ltd | - | Fircroft Way | - | Edenbridge | Kent | TN8 6HA | 17 - 19 | MORLEY ROAD |  | TONBRIDGE | KE | TN9 1RN | 1999-04-01 | 2.5 | 0.19 | any time | TONBRIDGE WTW | on the road | pH | 5 | 10 | pH Units | 24.2 | Printing and related activities (Low impact) | Kent West | Pre Market Reform | Pre Market Reform | Consent | -
11620 | 2 | Tier 2 Consent | Pyser-SGI Ltd | - | Fircroft Way | - | Edenbridge | Kent | TN8 6HA | 17 - 19 | MORLEY ROAD |  | TONBRIDGE | KE | TN9 1RN | 1999-04-01 | 2.5 | 0.19 | any time | TONBRIDGE WTW | on the road | Solids Suspended 105 Degrees C | - | 400 | mg/l | 24.2 | Printing and related activities (Low impact) | Kent West | Pre Market Reform | Pre Market Reform | Consent | -
11621 | 2 | Tier 1 Consent | Gravesham Community Leisure Limited | Cygnet Leisure Pool & Hall | Hall Road | Northfleet | Gravesend | Kent | DA11 8BU | CASCADES CENTRE,REGENS BAR &PREM | THONG LANE | - | GRAVESEND | KE | DA12 4LG | 1999-04-01 | 40 | 10 | - | GRAVESEND WTW | - | Biochemical Oxygen Demand 5 day+ATU as 0 | - | 400 | mg/l | 32.1 | Leisure facilities | Kent West | Pre Market Reform | Pre Market Reform | Consent | -
11621 | 2 | Tier 1 Consent | Gravesham Community Leisure Limited | Cygnet Leisure Pool & Hall | Hall Road | Northfleet | Gravesend | Kent | DA11 8BU | CASCADES CENTRE,REGENS BAR &PREM | THONG LANE | - | GRAVESEND | KE | DA12 4LG | 1999-04-01 | 40 | 10 | - | GRAVESEND WTW | - | Chemical Oxygen Demand Shaken as 0 | - | 1200 | mg/l | 32.1 | Leisure facilities | Kent West | Pre Market Reform | Pre Market Reform | Consent | -
11621 | 2 | Tier 1 Consent | Gravesham Community Leisure Limited | Cygnet Leisure Pool & Hall | Hall Road | Northfleet | Gravesend | Kent | DA11 8BU | CASCADES CENTRE,REGENS BAR &PREM | THONG LANE | - | GRAVESEND | KE | DA12 4LG | 1999-04-01 | 40 | 10 | - | GRAVESEND WTW | - | Detergents Anionic | - | 25 | mg/l | 32.1 | Leisure facilities | Kent West | Pre Market Reform | Pre Market Reform | Consent | -
11621 | 2 | Tier 1 Consent | Gravesham Community Leisure Limited | Cygnet Leisure Pool & Hall | Hall Road | Northfleet | Gravesend | Kent | DA11 8BU | CASCADES CENTRE,REGENS BAR &PREM | THONG LANE | - | GRAVESEND | KE | DA12 4LG | 1999-04-01 | 40 | 10 | - | GRAVESEND WTW | - | Oil and Grease | - | 200 | mg/l | 32.1 | Leisure facilities | Kent West | Pre Market Reform | Pre Market Reform | Consent | -
11621 | 2 | Tier 1 Consent | Gravesham Community Leisure Limited | Cygnet Leisure Pool & Hall | Hall Road | Northfleet | Gravesend | Kent | DA11 8BU | CASCADES CENTRE,REGENS BAR &PREM | THONG LANE | - | GRAVESEND | KE | DA12 4LG | 1999-04-01 | 40 | 10 | - | GRAVESEND WTW | - | pH | 5 | 10 | pH Units | 32.1 | Leisure facilities | Kent West | Pre Market Reform | Pre Market Reform | Consent | -
11621 | 2 | Tier 1 Consent | Gravesham Community Leisure Limited | Cygnet Leisure Pool & Hall | Hall Road | Northfleet | Gravesend | Kent | DA11 8BU | CASCADES CENTRE,REGENS BAR &PREM | THONG LANE | - | GRAVESEND | KE | DA12 4LG | 1999-04-01 | 40 | 10 | - | GRAVESEND WTW | - | Solids Suspended 105C at pH7 | - | 400 | mg/l | 32.1 | Leisure facilities | Kent West | Pre Market Reform | Pre Market Reform | Consent | -
11621 | 2 | Tier 1 Consent | Gravesham Community Leisure Limited | Cygnet Leisure Pool & Hall | Hall Road | Northfleet | Gravesend | Kent | DA11 8BU | CASCADES CENTRE,REGENS BAR &PREM | THONG LANE | - | GRAVESEND | KE | DA12 4LG | 1999-04-01 | 40 | 10 | - | GRAVESEND WTW | - | Sulphate as S04 | - | 500 | mg/l | 32.1 | Leisure facilities | Kent West | Pre Market Reform | Pre Market Reform | Consent | -
11631 | 1 | Tier 2 Consent | H.E. Group Ltd | - | Whitewall Road | Strood | Rochester | Kent | ME2 4DZ | ELLINGHAM INDUSTRIAL CENTRE 93B | ELLINGHAM WAY |  | ASHFORD | KE | TN23 6LZ | 1999-04-01 | 1 | 1 | - | ASHFORD WTW | - | Biochemical Oxygen Demand 5 day+ATU as 0 | - | 400 | mg/l | 31.2 | Vehicle and plant washing (Low Impact) | Kent East | Pre Market Reform | Pre Market Reform | Consent | -
11631 | 1 | Tier 2 Consent | H.E. Group Ltd | - | Whitewall Road | Strood | Rochester | Kent | ME2 4DZ | ELLINGHAM INDUSTRIAL CENTRE 93B | ELLINGHAM WAY |  | ASHFORD | KE | TN23 6LZ | 1999-04-01 | 1 | 1 | - | ASHFORD WTW | - | Chemical Oxygen Demand Shaken as 0 | - | 800 | mg/l | 31.2 | Vehicle and plant washing (Low Impact) | Kent East | Pre Market Reform | Pre Market Reform | Consent | -
11631 | 1 | Tier 2 Consent | H.E. Group Ltd | - | Whitewall Road | Strood | Rochester | Kent | ME2 4DZ | ELLINGHAM INDUSTRIAL CENTRE 93B | ELLINGHAM WAY |  | ASHFORD | KE | TN23 6LZ | 1999-04-01 | 1 | 1 | - | ASHFORD WTW | - | Detergents Anionic | - | 200 | mg/l | 31.2 | Vehicle and plant washing (Low Impact) | Kent East | Pre Market Reform | Pre Market Reform | Consent | -
11631 | 1 | Tier 2 Consent | H.E. Group Ltd | - | Whitewall Road | Strood | Rochester | Kent | ME2 4DZ | ELLINGHAM INDUSTRIAL CENTRE 93B | ELLINGHAM WAY |  | ASHFORD | KE | TN23 6LZ | 1999-04-01 | 1 | 1 | - | ASHFORD WTW | - | Oil and Grease | - | 100 | mg/l | 31.2 | Vehicle and plant washing (Low Impact) | Kent East | Pre Market Reform | Pre Market Reform | Consent | -
11631 | 1 | Tier 2 Consent | H.E. Group Ltd | - | Whitewall Road | Strood | Rochester | Kent | ME2 4DZ | ELLINGHAM INDUSTRIAL CENTRE 93B | ELLINGHAM WAY |  | ASHFORD | KE | TN23 6LZ | 1999-04-01 | 1 | 1 | - | ASHFORD WTW | - | pH | 6 | 10.5 | pH Units | 31.2 | Vehicle and plant washing (Low Impact) | Kent East | Pre Market Reform | Pre Market Reform | Consent | -
11631 | 1 | Tier 2 Consent | H.E. Group Ltd | - | Whitewall Road | Strood | Rochester | Kent | ME2 4DZ | ELLINGHAM INDUSTRIAL CENTRE 93B | ELLINGHAM WAY |  | ASHFORD | KE | TN23 6LZ | 1999-04-01 | 1 | 1 | - | ASHFORD WTW | - | Solids Suspended 105 Degrees C | - | 400 | mg/l | 31.2 | Vehicle and plant washing (Low Impact) | Kent East | Pre Market Reform | Pre Market Reform | Consent | -
11631 | 1 | Tier 2 Consent | H.E. Group Ltd | - | Whitewall Road | Strood | Rochester | Kent | ME2 4DZ | ELLINGHAM INDUSTRIAL CENTRE 93B | ELLINGHAM WAY |  | ASHFORD | KE | TN23 6LZ | 1999-04-01 | 1 | 1 | - | ASHFORD WTW | - | Sulphate as S04 | - | 1000 | mg/l | 31.2 | Vehicle and plant washing (Low Impact) | Kent East | Pre Market Reform | Pre Market Reform | Consent | -
11633 | 1 | Tier 2 Consent | Hanson Aggregates UK Limited | Hanson House | 14 Castle Hill |  | Maidenhead |  | SL6 4JJ | UNIT J1 | LEACON ROAD |  | ASHFORD | KE | TN23 4FH | 1999-04-01 | 7 | 0.1 | At all times | ASHFORD WTW | Leacon Road | Biochemical Oxygen Demand 5 day+ATU as 0 | - | 400 | mg/l | 3.2 | Concrete batching yard | Kent East | Miscellaneous: Concrete Production process | Pre Market Reform | Consent | -
11633 | 1 | Tier 2 Consent | Hanson Aggregates UK Limited | Hanson House | 14 Castle Hill |  | Maidenhead |  | SL6 4JJ | UNIT J1 | LEACON ROAD |  | ASHFORD | KE | TN23 4FH | 1999-04-01 | 7 | 0.1 | At all times | ASHFORD WTW | Leacon Road | Chemical Oxygen Demand Shaken as 0 | - | 800 | mg/l | 3.2 | Concrete batching yard | Kent East | Miscellaneous: Concrete Production process | Pre Market Reform | Consent | -
11633 | 1 | Tier 2 Consent | Hanson Aggregates UK Limited | Hanson House | 14 Castle Hill |  | Maidenhead |  | SL6 4JJ | UNIT J1 | LEACON ROAD |  | ASHFORD | KE | TN23 4FH | 1999-04-01 | 7 | 0.1 | At all times | ASHFORD WTW | Leacon Road | Detergents Anionic | - | 200 | mg/l | 3.2 | Concrete batching yard | Kent East | Miscellaneous: Concrete Production process | Pre Market Reform | Consent | -
11633 | 1 | Tier 2 Consent | Hanson Aggregates UK Limited | Hanson House | 14 Castle Hill |  | Maidenhead |  | SL6 4JJ | UNIT J1 | LEACON ROAD |  | ASHFORD | KE | TN23 4FH | 1999-04-01 | 7 | 0.1 | At all times | ASHFORD WTW | Leacon Road | Oil and Grease | - | 400 | mg/l | 3.2 | Concrete batching yard | Kent East | Miscellaneous: Concrete Production process | Pre Market Reform | Consent | -
11633 | 1 | Tier 2 Consent | Hanson Aggregates UK Limited | Hanson House | 14 Castle Hill |  | Maidenhead |  | SL6 4JJ | UNIT J1 | LEACON ROAD |  | ASHFORD | KE | TN23 4FH | 1999-04-01 | 7 | 0.1 | At all times | ASHFORD WTW | Leacon Road | pH | 6 | 12 | pH Units | 3.2 | Concrete batching yard | Kent East | Miscellaneous: Concrete Production process | Pre Market Reform | Consent | -
11633 | 1 | Tier 2 Consent | Hanson Aggregates UK Limited | Hanson House | 14 Castle Hill |  | Maidenhead |  | SL6 4JJ | UNIT J1 | LEACON ROAD |  | ASHFORD | KE | TN23 4FH | 1999-04-01 | 7 | 0.1 | At all times | ASHFORD WTW | Leacon Road | Solids Suspended 105 Degrees C | - | 400 | mg/l | 3.2 | Concrete batching yard | Kent East | Miscellaneous: Concrete Production process | Pre Market Reform | Consent | -
11633 | 1 | Tier 2 Consent | Hanson Aggregates UK Limited | Hanson House | 14 Castle Hill |  | Maidenhead |  | SL6 4JJ | UNIT J1 | LEACON ROAD |  | ASHFORD | KE | TN23 4FH | 1999-04-01 | 7 | 0.1 | At all times | ASHFORD WTW | Leacon Road | Sulphate as S04 | - | 1000 | mg/l | 3.2 | Concrete batching yard | Kent East | Miscellaneous: Concrete Production process | Pre Market Reform | Consent | -
11656 | 3 | Tier 2 Consent | J Dempson & Co Limited | Hermitage Mills | Hermitage Lane | Barming | Maidstone | Kent | ME16 9NP | HERMITAGE MILLS | HERMITAGE LANE | - | MAIDSTONE | KE | ME16 9NP | 1999-04-01 | 4.5 | 0.3 | 07:00 - 19:00 | AYLESFORD WTW | Hermitage Lane | Chemical Oxygen Demand Shaken as 0 | - | 3500 | mg/l | 24.1 | Printing and related activities (High impact) | Kent West | Effluent arising from the washing out of trays containing ink and glue residue. | Printing and manufacture of paper bags. | Consent | CASTLE ROAD ALLINGTON WPS
11656 | 3 | Tier 2 Consent | J Dempson & Co Limited | Hermitage Mills | Hermitage Lane | Barming | Maidstone | Kent | ME16 9NP | HERMITAGE MILLS | HERMITAGE LANE | - | MAIDSTONE | KE | ME16 9NP | 1999-04-01 | 4.5 | 0.3 | 07:00 - 19:00 | AYLESFORD WTW | Hermitage Lane | pH | 5 | 10 | pH Units | 24.1 | Printing and related activities (High impact) | Kent West | Effluent arising from the washing out of trays containing ink and glue residue. | Printing and manufacture of paper bags. | Consent | CASTLE ROAD ALLINGTON WPS
11656 | 3 | Tier 2 Consent | J Dempson & Co Limited | Hermitage Mills | Hermitage Lane | Barming | Maidstone | Kent | ME16 9NP | HERMITAGE MILLS | HERMITAGE LANE | - | MAIDSTONE | KE | ME16 9NP | 1999-04-01 | 4.5 | 0.3 | 07:00 - 19:00 | AYLESFORD WTW | Hermitage Lane | Solids Suspended 105 Degrees C | - | 500 | mg/l | 24.1 | Printing and related activities (High impact) | Kent West | Effluent arising from the washing out of trays containing ink and glue residue. | Printing and manufacture of paper bags. | Consent | CASTLE ROAD ALLINGTON WPS
11660 | 1 | Tier 2 Consent | Johnson Cleaners UK Ltd | - | Pittman Way | Fulwood | Preston | Lancashire | PR2 9ZD | 176 | HIGH STREET |  | ROCHESTER | KE | ME1 1EX | 1999-04-01 | 9.1 | 0.5 | At all times | MOTNEY HILL WTW | - | Chemical Oxygen Demand Shaken as 0 | - | 1200 | mg/l | 15.2 | Laundering (Small-scale/Coin-Op) | Kent West | Launderettes: Launderettes process | Pre Market Reform | Consent | -
11660 | 1 | Tier 2 Consent | Johnson Cleaners UK Ltd | - | Pittman Way | Fulwood | Preston | Lancashire | PR2 9ZD | 176 | HIGH STREET |  | ROCHESTER | KE | ME1 1EX | 1999-04-01 | 9.1 | 0.5 | At all times | MOTNEY HILL WTW | - | pH | 5 | 10 | pH Units | 15.2 | Laundering (Small-scale/Coin-Op) | Kent West | Launderettes: Launderettes process | Pre Market Reform | Consent | -
11660 | 1 | Tier 2 Consent | Johnson Cleaners UK Ltd | - | Pittman Way | Fulwood | Preston | Lancashire | PR2 9ZD | 176 | HIGH STREET |  | ROCHESTER | KE | ME1 1EX | 1999-04-01 | 9.1 | 0.5 | At all times | MOTNEY HILL WTW | - | Solids Suspended 105 Degrees C | - | 400 | mg/l | 15.2 | Laundering (Small-scale/Coin-Op) | Kent West | Launderettes: Launderettes process | Pre Market Reform | Consent | -
11665 | 1 | Tier 2 Consent | Kent Constabulary | - | Nackington Road | Nackington | Canterbury | Kent | CT1 7AZ | KENT COUNTY CONSTABULARY | NACKINGTON ROAD | - | LOWER HARDRES | KE | CT4 7AZ | 1999-04-01 | 4 | 0.5 | 06:00 - 22:00 | CANTERBURY WTW | Nackington Lane | Chemical Oxygen Demand Shaken as 0 | - | 1000 | mg/l | 31.2 | Vehicle and plant washing (Low Impact) | Kent East | Waste water arising from the operation of a vehicle wash | Pre Market Reform | Consent | -
11665 | 1 | Tier 2 Consent | Kent Constabulary | - | Nackington Road | Nackington | Canterbury | Kent | CT1 7AZ | KENT COUNTY CONSTABULARY | NACKINGTON ROAD | - | LOWER HARDRES | KE | CT4 7AZ | 1999-04-01 | 4 | 0.5 | 06:00 - 22:00 | CANTERBURY WTW | Nackington Lane | Oil and Grease | - | 200 | mg/l | 31.2 | Vehicle and plant washing (Low Impact) | Kent East | Waste water arising from the operation of a vehicle wash | Pre Market Reform | Consent | -
11665 | 1 | Tier 2 Consent | Kent Constabulary | - | Nackington Road | Nackington | Canterbury | Kent | CT1 7AZ | KENT COUNTY CONSTABULARY | NACKINGTON ROAD | - | LOWER HARDRES | KE | CT4 7AZ | 1999-04-01 | 4 | 0.5 | 06:00 - 22:00 | CANTERBURY WTW | Nackington Lane | pH | 6 | 10 | pH Units | 31.2 | Vehicle and plant washing (Low Impact) | Kent East | Waste water arising from the operation of a vehicle wash | Pre Market Reform | Consent | -
11665 | 1 | Tier 2 Consent | Kent Constabulary | - | Nackington Road | Nackington | Canterbury | Kent | CT1 7AZ | KENT COUNTY CONSTABULARY | NACKINGTON ROAD | - | LOWER HARDRES | KE | CT4 7AZ | 1999-04-01 | 4 | 0.5 | 06:00 - 22:00 | CANTERBURY WTW | Nackington Lane | Solids Suspended 105C at pH7 | - | 500 | mg/l | 31.2 | Vehicle and plant washing (Low Impact) | Kent East | Waste water arising from the operation of a vehicle wash | Pre Market Reform | Consent | -
11665 | 1 | Tier 2 Consent | Kent Constabulary | - | Nackington Road | Nackington | Canterbury | Kent | CT1 7AZ | KENT COUNTY CONSTABULARY | NACKINGTON ROAD | - | LOWER HARDRES | KE | CT4 7AZ | 1999-04-01 | 4 | 0.5 | 06:00 - 22:00 | CANTERBURY WTW | Nackington Lane | Sulphate as S04 | - | 1000 | mg/l | 31.2 | Vehicle and plant washing (Low Impact) | Kent East | Waste water arising from the operation of a vehicle wash | Pre Market Reform | Consent | -
11678 | 3 | Tier 2 Consent | Korker Sausages Limited | Korker Sausages Limited | High Street | Rolvenden | Cranbrook |  | TN17 4LN | BRANS DRIVE | HIGH STREET |  | CRANBROOK | KE | TN17 4LN | 1999-04-01 | 4 | 0.76 | At all times | TENTERDEN WTW | High Street MH 4507 | Chemical Oxygen Demand Shaken as 0 | - | 2000 | mg/l | 9.5 | Food processing - abbatoir/meat prep | Kent East | Washdown water from sausage producing process | Sausage manufacturer | Consent | ROLVENDEN HILL TENTERDEN WPS
11678 | 3 | Tier 2 Consent | Korker Sausages Limited | Korker Sausages Limited | High Street | Rolvenden | Cranbrook |  | TN17 4LN | BRANS DRIVE | HIGH STREET |  | CRANBROOK | KE | TN17 4LN | 1999-04-01 | 4 | 0.76 | At all times | TENTERDEN WTW | High Street MH 4507 | Nitrogen Ammoniacal as N | - | 50 | mg/l | 9.5 | Food processing - abbatoir/meat prep | Kent East | Washdown water from sausage producing process | Sausage manufacturer | Consent | ROLVENDEN HILL TENTERDEN WPS
11678 | 3 | Tier 2 Consent | Korker Sausages Limited | Korker Sausages Limited | High Street | Rolvenden | Cranbrook |  | TN17 4LN | BRANS DRIVE | HIGH STREET |  | CRANBROOK | KE | TN17 4LN | 1999-04-01 | 4 | 0.76 | At all times | TENTERDEN WTW | High Street MH 4507 | Oil and Grease | - | 200 | mg/l | 9.5 | Food processing - abbatoir/meat prep | Kent East | Washdown water from sausage producing process | Sausage manufacturer | Consent | ROLVENDEN HILL TENTERDEN WPS
11678 | 3 | Tier 2 Consent | Korker Sausages Limited | Korker Sausages Limited | High Street | Rolvenden | Cranbrook |  | TN17 4LN | BRANS DRIVE | HIGH STREET |  | CRANBROOK | KE | TN17 4LN | 1999-04-01 | 4 | 0.76 | At all times | TENTERDEN WTW | High Street MH 4507 | pH | 6 | 10 | pH Units | 9.5 | Food processing - abbatoir/meat prep | Kent East | Washdown water from sausage producing process | Sausage manufacturer | Consent | ROLVENDEN HILL TENTERDEN WPS
11678 | 3 | Tier 2 Consent | Korker Sausages Limited | Korker Sausages Limited | High Street | Rolvenden | Cranbrook |  | TN17 4LN | BRANS DRIVE | HIGH STREET |  | CRANBROOK | KE | TN17 4LN | 1999-04-01 | 4 | 0.76 | At all times | TENTERDEN WTW | High Street MH 4507 | Phosphorus Total | - | 10 | ug/l | 9.5 | Food processing - abbatoir/meat prep | Kent East | Washdown water from sausage producing process | Sausage manufacturer | Consent | ROLVENDEN HILL TENTERDEN WPS
11678 | 3 | Tier 2 Consent | Korker Sausages Limited | Korker Sausages Limited | High Street | Rolvenden | Cranbrook |  | TN17 4LN | BRANS DRIVE | HIGH STREET |  | CRANBROOK | KE | TN17 4LN | 1999-04-01 | 4 | 0.76 | At all times | TENTERDEN WTW | High Street MH 4507 | Solids Suspended 105C at pH7 | - | 500 | mg/l | 9.5 | Food processing - abbatoir/meat prep | Kent East | Washdown water from sausage producing process | Sausage manufacturer | Consent | ROLVENDEN HILL TENTERDEN WPS
11691 | 1 | Tier 2 Consent | M. & J. Engineers Limited | Abbey House | 2 Southgate Road | - | Potters Bar | Hertfordshire | EN6 5DU | OFFICE & BUILDERS YARD | BRIDGE ROAD | - | ASHFORD | KE | TN23 1BB | 1983-11-24 | 5 | 0.4 | - | ASHFORD WTW | Bridge Road, 225mm foul sewer at rear of above property | Biochemical Oxygen Demand 5 day+ATU as 0 | - | 400 | mg/l | 31.2 | Vehicle and plant washing (Low Impact) | Kent East | Waters arising from the washdown of plant vehicles and machinery | Pre Market Reform | Consent | -
11691 | 1 | Tier 2 Consent | M. & J. Engineers Limited | Abbey House | 2 Southgate Road | - | Potters Bar | Hertfordshire | EN6 5DU | OFFICE & BUILDERS YARD | BRIDGE ROAD | - | ASHFORD | KE | TN23 1BB | 1983-11-24 | 5 | 0.4 | - | ASHFORD WTW | Bridge Road, 225mm foul sewer at rear of above property | Chemical Oxygen Demand Shaken as 0 | - | 800 | mg/l | 31.2 | Vehicle and plant washing (Low Impact) | Kent East | Waters arising from the washdown of plant vehicles and machinery | Pre Market Reform | Consent | -
11691 | 1 | Tier 2 Consent | M. & J. Engineers Limited | Abbey House | 2 Southgate Road | - | Potters Bar | Hertfordshire | EN6 5DU | OFFICE & BUILDERS YARD | BRIDGE ROAD | - | ASHFORD | KE | TN23 1BB | 1983-11-24 | 5 | 0.4 | - | ASHFORD WTW | Bridge Road, 225mm foul sewer at rear of above property | Detergents Anionic | - | 200 | mg/l | 31.2 | Vehicle and plant washing (Low Impact) | Kent East | Waters arising from the washdown of plant vehicles and machinery | Pre Market Reform | Consent | -
11691 | 1 | Tier 2 Consent | M. & J. Engineers Limited | Abbey House | 2 Southgate Road | - | Potters Bar | Hertfordshire | EN6 5DU | OFFICE & BUILDERS YARD | BRIDGE ROAD | - | ASHFORD | KE | TN23 1BB | 1983-11-24 | 5 | 0.4 | - | ASHFORD WTW | Bridge Road, 225mm foul sewer at rear of above property | Iron Total | - | 5 | ug/l | 31.2 | Vehicle and plant washing (Low Impact) | Kent East | Waters arising from the washdown of plant vehicles and machinery | Pre Market Reform | Consent | -
11691 | 1 | Tier 2 Consent | M. & J. Engineers Limited | Abbey House | 2 Southgate Road | - | Potters Bar | Hertfordshire | EN6 5DU | OFFICE & BUILDERS YARD | BRIDGE ROAD | - | ASHFORD | KE | TN23 1BB | 1983-11-24 | 5 | 0.4 | - | ASHFORD WTW | Bridge Road, 225mm foul sewer at rear of above property | Oil and Grease | - | 400 | mg/l | 31.2 | Vehicle and plant washing (Low Impact) | Kent East | Waters arising from the washdown of plant vehicles and machinery | Pre Market Reform | Consent | -
11691 | 1 | Tier 2 Consent | M. & J. Engineers Limited | Abbey House | 2 Southgate Road | - | Potters Bar | Hertfordshire | EN6 5DU | OFFICE & BUILDERS YARD | BRIDGE ROAD | - | ASHFORD | KE | TN23 1BB | 1983-11-24 | 5 | 0.4 | - | ASHFORD WTW | Bridge Road, 225mm foul sewer at rear of above property | pH | 6 | 10 | pH Units | 31.2 | Vehicle and plant washing (Low Impact) | Kent East | Waters arising from the washdown of plant vehicles and machinery | Pre Market Reform | Consent | -
11691 | 1 | Tier 2 Consent | M. & J. Engineers Limited | Abbey House | 2 Southgate Road | - | Potters Bar | Hertfordshire | EN6 5DU | OFFICE & BUILDERS YARD | BRIDGE ROAD | - | ASHFORD | KE | TN23 1BB | 1983-11-24 | 5 | 0.4 | - | ASHFORD WTW | Bridge Road, 225mm foul sewer at rear of above property | Solids Suspended 105C at pH7 | - | 400 | mg/l | 31.2 | Vehicle and plant washing (Low Impact) | Kent East | Waters arising from the washdown of plant vehicles and machinery | Pre Market Reform | Consent | -
11691 | 1 | Tier 2 Consent | M. & J. Engineers Limited | Abbey House | 2 Southgate Road | - | Potters Bar | Hertfordshire | EN6 5DU | OFFICE & BUILDERS YARD | BRIDGE ROAD | - | ASHFORD | KE | TN23 1BB | 1983-11-24 | 5 | 0.4 | - | ASHFORD WTW | Bridge Road, 225mm foul sewer at rear of above property | Sulphate as S04 | - | 1000 | mg/l | 31.2 | Vehicle and plant washing (Low Impact) | Kent East | Waters arising from the washdown of plant vehicles and machinery | Pre Market Reform | Consent | -
11693 | 3 | Tier 2 Consent | M.A. & F.W Owen | Berwick Manor Farm |  |  | Lympne | Kent | CT21 4JW | BERWICK MANOR FARM | STONE STREET | - | LYMPNE | KE | CT21 4JW | 1999-04-01 | 0.6 | 1.9 | - | SELLINDGE WTW | - | Biochemical Oxygen Demand 5 day+ATU as 0 | - | 4000 | mg/l | 30.1 | Farming, livestock markets, horticulture and related activities | Kent East | Parlour washing waste waters | Pre Market Reform | Consent | -
11693 | 3 | Tier 2 Consent | M.A. & F.W Owen | Berwick Manor Farm |  |  | Lympne | Kent | CT21 4JW | BERWICK MANOR FARM | STONE STREET | - | LYMPNE | KE | CT21 4JW | 1999-04-01 | 0.6 | 1.9 | - | SELLINDGE WTW | - | Chemical Oxygen Demand Shaken as 0 | - | 5000 | mg/l | 30.1 | Farming, livestock markets, horticulture and related activities | Kent East | Parlour washing waste waters | Pre Market Reform | Consent | -
11693 | 3 | Tier 2 Consent | M.A. & F.W Owen | Berwick Manor Farm |  |  | Lympne | Kent | CT21 4JW | BERWICK MANOR FARM | STONE STREET | - | LYMPNE | KE | CT21 4JW | 1999-04-01 | 0.6 | 1.9 | - | SELLINDGE WTW | - | Detergents Anionic | - | 20 | mg/l | 30.1 | Farming, livestock markets, horticulture and related activities | Kent East | Parlour washing waste waters | Pre Market Reform | Consent | -
11693 | 3 | Tier 2 Consent | M.A. & F.W Owen | Berwick Manor Farm |  |  | Lympne | Kent | CT21 4JW | BERWICK MANOR FARM | STONE STREET | - | LYMPNE | KE | CT21 4JW | 1999-04-01 | 0.6 | 1.9 | - | SELLINDGE WTW | - | Oil and Grease | - | 400 | mg/l | 30.1 | Farming, livestock markets, horticulture and related activities | Kent East | Parlour washing waste waters | Pre Market Reform | Consent | -
11693 | 3 | Tier 2 Consent | M.A. & F.W Owen | Berwick Manor Farm |  |  | Lympne | Kent | CT21 4JW | BERWICK MANOR FARM | STONE STREET | - | LYMPNE | KE | CT21 4JW | 1999-04-01 | 0.6 | 1.9 | - | SELLINDGE WTW | - | pH | 6 | 10 | pH Units | 30.1 | Farming, livestock markets, horticulture and related activities | Kent East | Parlour washing waste waters | Pre Market Reform | Consent | -
11693 | 3 | Tier 2 Consent | M.A. & F.W Owen | Berwick Manor Farm |  |  | Lympne | Kent | CT21 4JW | BERWICK MANOR FARM | STONE STREET | - | LYMPNE | KE | CT21 4JW | 1999-04-01 | 0.6 | 1.9 | - | SELLINDGE WTW | - | Solids Suspended 105C at pH7 | - | 2000 | mg/l | 30.1 | Farming, livestock markets, horticulture and related activities | Kent East | Parlour washing waste waters | Pre Market Reform | Consent | -
11693 | 3 | Tier 2 Consent | M.A. & F.W Owen | Berwick Manor Farm |  |  | Lympne | Kent | CT21 4JW | BERWICK MANOR FARM | STONE STREET | - | LYMPNE | KE | CT21 4JW | 1999-04-01 | 0.6 | 1.9 | - | SELLINDGE WTW | - | Sulphate as S04 | - | 1000 | mg/l | 30.1 | Farming, livestock markets, horticulture and related activities | Kent East | Parlour washing waste waters | Pre Market Reform | Consent | -
11694 | 3 | Tier 2 Consent | CPI Books Ltd | 110 | Beddington Lane |  | Croydon |  | CR0 4TD |  | BADGER ROAD | - | CHATHAM | KE | ME5 8TD | 1999-04-01 | 25 | 2 | At all times | MOTNEY HILL WTW | - | Chemical Oxygen Demand Shaken as 0 | - | 1400 | mg/l | 24.1 | Printing and related activities (High impact) | Kent West | Reprographics: Printing process | Pre Market Reform | Consent | -
11694 | 3 | Tier 2 Consent | CPI Books Ltd | 110 | Beddington Lane |  | Croydon |  | CR0 4TD |  | BADGER ROAD | - | CHATHAM | KE | ME5 8TD | 1999-04-01 | 25 | 2 | At all times | MOTNEY HILL WTW | - | pH | 6 | 10 | pH Units | 24.1 | Printing and related activities (High impact) | Kent West | Reprographics: Printing process | Pre Market Reform | Consent | -
11694 | 3 | Tier 2 Consent | CPI Books Ltd | 110 | Beddington Lane |  | Croydon |  | CR0 4TD |  | BADGER ROAD | - | CHATHAM | KE | ME5 8TD | 1999-04-01 | 25 | 2 | At all times | MOTNEY HILL WTW | - | Solids Suspended 105 Degrees C | - | 400 | mg/l | 24.1 | Printing and related activities (High impact) | Kent West | Reprographics: Printing process | Pre Market Reform | Consent | -
11703 | 1 | Tier 2 Consent | MC Truck & Bus Limited | Beddow Way | - | Aylesford | Maidstone | Kent | ME20 7BT | M C TRUCK & BUS LTD | BEDDOW WAY | - | AYLESFORD | KE | ME20 7BT | 1999-04-01 | 6 | 0.4 | - | AYLESFORD WTW | Beddow Way | Biochemical Oxygen Demand 5 day+ATU as 0 | - | 500 | mg/l | 31.2 | Vehicle and plant washing (Low Impact) | Kent West | Pre Market Reform | Pre Market Reform | Consent | AYLESFORD BRIDGE AYLESFORD WPS
11703 | 1 | Tier 2 Consent | MC Truck & Bus Limited | Beddow Way | - | Aylesford | Maidstone | Kent | ME20 7BT | M C TRUCK & BUS LTD | BEDDOW WAY | - | AYLESFORD | KE | ME20 7BT | 1999-04-01 | 6 | 0.4 | - | AYLESFORD WTW | Beddow Way | Chemical Oxygen Demand Shaken as 0 | - | 2500 | mg/l | 31.2 | Vehicle and plant washing (Low Impact) | Kent West | Pre Market Reform | Pre Market Reform | Consent | AYLESFORD BRIDGE AYLESFORD WPS
11703 | 1 | Tier 2 Consent | MC Truck & Bus Limited | Beddow Way | - | Aylesford | Maidstone | Kent | ME20 7BT | M C TRUCK & BUS LTD | BEDDOW WAY | - | AYLESFORD | KE | ME20 7BT | 1999-04-01 | 6 | 0.4 | - | AYLESFORD WTW | Beddow Way | Detergents Anionic | - | 200 | mg/l | 31.2 | Vehicle and plant washing (Low Impact) | Kent West | Pre Market Reform | Pre Market Reform | Consent | AYLESFORD BRIDGE AYLESFORD WPS
11703 | 1 | Tier 2 Consent | MC Truck & Bus Limited | Beddow Way | - | Aylesford | Maidstone | Kent | ME20 7BT | M C TRUCK & BUS LTD | BEDDOW WAY | - | AYLESFORD | KE | ME20 7BT | 1999-04-01 | 6 | 0.4 | - | AYLESFORD WTW | Beddow Way | Oil and Grease | - | 300 | mg/l | 31.2 | Vehicle and plant washing (Low Impact) | Kent West | Pre Market Reform | Pre Market Reform | Consent | AYLESFORD BRIDGE AYLESFORD WPS
11703 | 1 | Tier 2 Consent | MC Truck & Bus Limited | Beddow Way | - | Aylesford | Maidstone | Kent | ME20 7BT | M C TRUCK & BUS LTD | BEDDOW WAY | - | AYLESFORD | KE | ME20 7BT | 1999-04-01 | 6 | 0.4 | - | AYLESFORD WTW | Beddow Way | pH | 5 | 10 | pH Units | 31.2 | Vehicle and plant washing (Low Impact) | Kent West | Pre Market Reform | Pre Market Reform | Consent | AYLESFORD BRIDGE AYLESFORD WPS
11703 | 1 | Tier 2 Consent | MC Truck & Bus Limited | Beddow Way | - | Aylesford | Maidstone | Kent | ME20 7BT | M C TRUCK & BUS LTD | BEDDOW WAY | - | AYLESFORD | KE | ME20 7BT | 1999-04-01 | 6 | 0.4 | - | AYLESFORD WTW | Beddow Way | Solids Suspended 105C at pH7 | - | 400 | mg/l | 31.2 | Vehicle and plant washing (Low Impact) | Kent West | Pre Market Reform | Pre Market Reform | Consent | AYLESFORD BRIDGE AYLESFORD WPS
11703 | 1 | Tier 2 Consent | MC Truck & Bus Limited | Beddow Way | - | Aylesford | Maidstone | Kent | ME20 7BT | M C TRUCK & BUS LTD | BEDDOW WAY | - | AYLESFORD | KE | ME20 7BT | 1999-04-01 | 6 | 0.4 | - | AYLESFORD WTW | Beddow Way | Sulphate as S04 | - | 500 | mg/l | 31.2 | Vehicle and plant washing (Low Impact) | Kent West | Pre Market Reform | Pre Market Reform | Consent | AYLESFORD BRIDGE AYLESFORD WPS
11705 | 2 | Tier 2 Consent | Medway Galvanising Company Limited | Westhaven House | Arleston Way | Shirley | Solihul | West Midlands | B90 4LH | 9A-C | EUROLINK INDUSTRIAL CENTER |  | SITTINGBOURNE | KE | ME10 3RN | 1999-04-01 | 16 | 1 | At all times | SITTINGBOURNE WTW | - | Chemical Oxygen Demand Shaken as 0 | - | 800 | mg/l | 22.3 | Plating and metal finishing (Low Impact) | Kent West | Metal Finishing: Metal Treatments process | Pre Market Reform | Consent | -
11705 | 2 | Tier 2 Consent | Medway Galvanising Company Limited | Westhaven House | Arleston Way | Shirley | Solihul | West Midlands | B90 4LH | 9A-C | EUROLINK INDUSTRIAL CENTER |  | SITTINGBOURNE | KE | ME10 3RN | 1999-04-01 | 16 | 1 | At all times | SITTINGBOURNE WTW | - | pH | 6 | 10 | pH Units | 22.3 | Plating and metal finishing (Low Impact) | Kent West | Metal Finishing: Metal Treatments process | Pre Market Reform | Consent | -
11705 | 2 | Tier 2 Consent | Medway Galvanising Company Limited | Westhaven House | Arleston Way | Shirley | Solihul | West Midlands | B90 4LH | 9A-C | EUROLINK INDUSTRIAL CENTER |  | SITTINGBOURNE | KE | ME10 3RN | 1999-04-01 | 16 | 1 | At all times | SITTINGBOURNE WTW | - | Solids Suspended 105 Degrees C | - | 400 | mg/l | 22.3 | Plating and metal finishing (Low Impact) | Kent West | Metal Finishing: Metal Treatments process | Pre Market Reform | Consent | -
11705 | 2 | Tier 2 Consent | Medway Galvanising Company Limited | Westhaven House | Arleston Way | Shirley | Solihul | West Midlands | B90 4LH | 9A-C | EUROLINK INDUSTRIAL CENTER |  | SITTINGBOURNE | KE | ME10 3RN | 1999-04-01 | 16 | 1 | At all times | SITTINGBOURNE WTW | - | Zinc Total mg/l | - | 5 | ug/l | 22.3 | Plating and metal finishing (Low Impact) | Kent West | Metal Finishing: Metal Treatments process | Pre Market Reform | Consent | -
11710 | 1 | Tier 2 Consent | Miss Baker | 6 Majestic Parade | Sandgate Road | - | Folkestone | Kent | CT20 2TD | MAJESTIC PARADE 6 | SANDGATE ROAD |  | FOLKESTONE | KE | CT20 2BZ | 1999-04-01 | 11.4 | - | - | BROOMFIELD BANK WTW | - | Biochemical Oxygen Demand 5 day+ATU as 0 | - | 800 | mg/l | 15.2 | Laundering (Small-scale/Coin-Op) | Kent East | Pre Market Reform | Pre Market Reform | Consent | -
11710 | 1 | Tier 2 Consent | Miss Baker | 6 Majestic Parade | Sandgate Road | - | Folkestone | Kent | CT20 2TD | MAJESTIC PARADE 6 | SANDGATE ROAD |  | FOLKESTONE | KE | CT20 2BZ | 1999-04-01 | 11.4 | - | - | BROOMFIELD BANK WTW | - | Chemical Oxygen Demand Shaken as 0 | - | 1500 | mg/l | 15.2 | Laundering (Small-scale/Coin-Op) | Kent East | Pre Market Reform | Pre Market Reform | Consent | -
11710 | 1 | Tier 2 Consent | Miss Baker | 6 Majestic Parade | Sandgate Road | - | Folkestone | Kent | CT20 2TD | MAJESTIC PARADE 6 | SANDGATE ROAD |  | FOLKESTONE | KE | CT20 2BZ | 1999-04-01 | 11.4 | - | - | BROOMFIELD BANK WTW | - | Detergents Anionic | - | 200 | mg/l | 15.2 | Laundering (Small-scale/Coin-Op) | Kent East | Pre Market Reform | Pre Market Reform | Consent | -
11710 | 1 | Tier 2 Consent | Miss Baker | 6 Majestic Parade | Sandgate Road | - | Folkestone | Kent | CT20 2TD | MAJESTIC PARADE 6 | SANDGATE ROAD |  | FOLKESTONE | KE | CT20 2BZ | 1999-04-01 | 11.4 | - | - | BROOMFIELD BANK WTW | - | Oil and Grease | - | 400 | mg/l | 15.2 | Laundering (Small-scale/Coin-Op) | Kent East | Pre Market Reform | Pre Market Reform | Consent | -
11710 | 1 | Tier 2 Consent | Miss Baker | 6 Majestic Parade | Sandgate Road | - | Folkestone | Kent | CT20 2TD | MAJESTIC PARADE 6 | SANDGATE ROAD |  | FOLKESTONE | KE | CT20 2BZ | 1999-04-01 | 11.4 | - | - | BROOMFIELD BANK WTW | - | pH | 6 | 10 | pH Units | 15.2 | Laundering (Small-scale/Coin-Op) | Kent East | Pre Market Reform | Pre Market Reform | Consent | -
11710 | 1 | Tier 2 Consent | Miss Baker | 6 Majestic Parade | Sandgate Road | - | Folkestone | Kent | CT20 2TD | MAJESTIC PARADE 6 | SANDGATE ROAD |  | FOLKESTONE | KE | CT20 2BZ | 1999-04-01 | 11.4 | - | - | BROOMFIELD BANK WTW | - | Solids Suspended 105C at pH7 | - | 800 | mg/l | 15.2 | Laundering (Small-scale/Coin-Op) | Kent East | Pre Market Reform | Pre Market Reform | Consent | -
11712 | 4 | Tier 2 Consent | Monarch Chemicals Limited |  | New Road |  | Sheerness | Kent | ME12 1LZ | MONARCH CHEMICALS (SOUTHERN) LTD | NEW ROAD |  | SHEERNESS | KE | ME12 1LZ | 1999-04-01 | 40 | 2 | at all times | QUEENBOROUGH WTW | New Road | Chemical Oxygen Demand Shaken as 0 | - | 4000 | mg/l | 4.1 | Chemical and pharmaceutical manufacture (High Impact) | Kent West | Washing of containers and equipment used in the manufacture and blending of chemicals. Contaminated surface water. | Chemical distribution and contract blending | Consent | BRIELLE WAY WESTMINSTER WPS
11712 | 4 | Tier 2 Consent | Monarch Chemicals Limited |  | New Road |  | Sheerness | Kent | ME12 1LZ | MONARCH CHEMICALS (SOUTHERN) LTD | NEW ROAD |  | SHEERNESS | KE | ME12 1LZ | 1999-04-01 | 40 | 2 | at all times | QUEENBOROUGH WTW | New Road | Nitrogen Ammoniacal as N | - | 35 | mg/l | 4.1 | Chemical and pharmaceutical manufacture (High Impact) | Kent West | Washing of containers and equipment used in the manufacture and blending of chemicals. Contaminated surface water. | Chemical distribution and contract blending | Consent | BRIELLE WAY WESTMINSTER WPS
11712 | 4 | Tier 2 Consent | Monarch Chemicals Limited |  | New Road |  | Sheerness | Kent | ME12 1LZ | MONARCH CHEMICALS (SOUTHERN) LTD | NEW ROAD |  | SHEERNESS | KE | ME12 1LZ | 1999-04-01 | 40 | 2 | at all times | QUEENBOROUGH WTW | New Road | pH | 6 | 10 | pH Units | 4.1 | Chemical and pharmaceutical manufacture (High Impact) | Kent West | Washing of containers and equipment used in the manufacture and blending of chemicals. Contaminated surface water. | Chemical distribution and contract blending | Consent | BRIELLE WAY WESTMINSTER WPS
11712 | 4 | Tier 2 Consent | Monarch Chemicals Limited |  | New Road |  | Sheerness | Kent | ME12 1LZ | MONARCH CHEMICALS (SOUTHERN) LTD | NEW ROAD |  | SHEERNESS | KE | ME12 1LZ | 1999-04-01 | 40 | 2 | at all times | QUEENBOROUGH WTW | New Road | Phosphorus Total | - | 140 | ug/l | 4.1 | Chemical and pharmaceutical manufacture (High Impact) | Kent West | Washing of containers and equipment used in the manufacture and blending of chemicals. Contaminated surface water. | Chemical distribution and contract blending | Consent | BRIELLE WAY WESTMINSTER WPS
11712 | 4 | Tier 2 Consent | Monarch Chemicals Limited |  | New Road |  | Sheerness | Kent | ME12 1LZ | MONARCH CHEMICALS (SOUTHERN) LTD | NEW ROAD |  | SHEERNESS | KE | ME12 1LZ | 1999-04-01 | 40 | 2 | at all times | QUEENBOROUGH WTW | New Road | Solids Suspended 105 Degrees C | - | 1000 | mg/l | 4.1 | Chemical and pharmaceutical manufacture (High Impact) | Kent West | Washing of containers and equipment used in the manufacture and blending of chemicals. Contaminated surface water. | Chemical distribution and contract blending | Consent | BRIELLE WAY WESTMINSTER WPS
11712 | 4 | Tier 2 Consent | Monarch Chemicals Limited |  | New Road |  | Sheerness | Kent | ME12 1LZ | MONARCH CHEMICALS (SOUTHERN) LTD | NEW ROAD |  | SHEERNESS | KE | ME12 1LZ | 1999-04-01 | 40 | 2 | at all times | QUEENBOROUGH WTW | New Road | Sulphate as S04 | - | 1000 | mg/l | 4.1 | Chemical and pharmaceutical manufacture (High Impact) | Kent West | Washing of containers and equipment used in the manufacture and blending of chemicals. Contaminated surface water. | Chemical distribution and contract blending | Consent | BRIELLE WAY WESTMINSTER WPS
11712 | 4 | Tier 2 Consent | Monarch Chemicals Limited |  | New Road |  | Sheerness | Kent | ME12 1LZ | MONARCH CHEMICALS (SOUTHERN) LTD | NEW ROAD |  | SHEERNESS | KE | ME12 1LZ | 1999-04-01 | 40 | 2 | at all times | QUEENBOROUGH WTW | New Road | Zinc Total mg/l | - | 5 | ug/l | 4.1 | Chemical and pharmaceutical manufacture (High Impact) | Kent West | Washing of containers and equipment used in the manufacture and blending of chemicals. Contaminated surface water. | Chemical distribution and contract blending | Consent | BRIELLE WAY WESTMINSTER WPS
11721 | 2 | Tier 2 Consent | Perkins D & J | - | Allen Street | - | Maidstone | Kent | ME14 | LAUNDERETTE ADJ POST OFFICE | FOLEY STREET | - | MAIDSTONE | KE | ME14 5BD | 1999-04-01 | 6.8 | 0.6 |  | AYLESFORD WTW |  | Biochemical Oxygen Demand 5 day+ATU as 0 | - | 1500 | mg/l | 15.2 | Laundering (Small-scale/Coin-Op) | Kent West | Pre Market Reform | Pre Market Reform | Discontinuation | -
11721 | 2 | Tier 2 Consent | Perkins D & J | - | Allen Street | - | Maidstone | Kent | ME14 | LAUNDERETTE ADJ POST OFFICE | FOLEY STREET | - | MAIDSTONE | KE | ME14 5BD | 1999-04-01 | 6.8 | 0.6 |  | AYLESFORD WTW |  | Chemical Oxygen Demand Shaken as 0 | - | 6000 | mg/l | 15.2 | Laundering (Small-scale/Coin-Op) | Kent West | Pre Market Reform | Pre Market Reform | Discontinuation | -
11721 | 2 | Tier 2 Consent | Perkins D & J | - | Allen Street | - | Maidstone | Kent | ME14 | LAUNDERETTE ADJ POST OFFICE | FOLEY STREET | - | MAIDSTONE | KE | ME14 5BD | 1999-04-01 | 6.8 | 0.6 |  | AYLESFORD WTW |  | Detergents Anionic | - | 100 | mg/l | 15.2 | Laundering (Small-scale/Coin-Op) | Kent West | Pre Market Reform | Pre Market Reform | Discontinuation | -
11721 | 2 | Tier 2 Consent | Perkins D & J | - | Allen Street | - | Maidstone | Kent | ME14 | LAUNDERETTE ADJ POST OFFICE | FOLEY STREET | - | MAIDSTONE | KE | ME14 5BD | 1999-04-01 | 6.8 | 0.6 |  | AYLESFORD WTW |  | Oil and Grease | - | 400 | mg/l | 15.2 | Laundering (Small-scale/Coin-Op) | Kent West | Pre Market Reform | Pre Market Reform | Discontinuation | -
11721 | 2 | Tier 2 Consent | Perkins D & J | - | Allen Street | - | Maidstone | Kent | ME14 | LAUNDERETTE ADJ POST OFFICE | FOLEY STREET | - | MAIDSTONE | KE | ME14 5BD | 1999-04-01 | 6.8 | 0.6 |  | AYLESFORD WTW |  | pH | 6 | 11 | pH Units | 15.2 | Laundering (Small-scale/Coin-Op) | Kent West | Pre Market Reform | Pre Market Reform | Discontinuation | -
11721 | 2 | Tier 2 Consent | Perkins D & J | - | Allen Street | - | Maidstone | Kent | ME14 | LAUNDERETTE ADJ POST OFFICE | FOLEY STREET | - | MAIDSTONE | KE | ME14 5BD | 1999-04-01 | 6.8 | 0.6 |  | AYLESFORD WTW |  | Solids Suspended 105C at pH7 | - | 500 | mg/l | 15.2 | Laundering (Small-scale/Coin-Op) | Kent West | Pre Market Reform | Pre Market Reform | Discontinuation | -
11721 | 2 | Tier 2 Consent | Perkins D & J | - | Allen Street | - | Maidstone | Kent | ME14 | LAUNDERETTE ADJ POST OFFICE | FOLEY STREET | - | MAIDSTONE | KE | ME14 5BD | 1999-04-01 | 6.8 | 0.6 |  | AYLESFORD WTW |  | Sulphate as S04 | - | 500 | mg/l | 15.2 | Laundering (Small-scale/Coin-Op) | Kent West | Pre Market Reform | Pre Market Reform | Discontinuation | -
11727 | 2 | Tier 2 Consent | Mr N Lloyd | 7 Springhouse Shops | High Street | - | Hythe | Kent | CT21 5LL | 7 | SPRING HOUSE SHOPS | - | HYTHE | KE | CT21 5LL | 1999-04-01 | 15.9 | 0.4 | At all times | HYTHE K WTW | High Street | Biochemical Oxygen Demand 5 day+ATU as 0 | - | 800 | mg/l | 15.2 | Laundering (Small-scale/Coin-Op) | Kent East | Launderettes: Launderettes process | Pre Market Reform | Consent | -
11727 | 2 | Tier 2 Consent | Mr N Lloyd | 7 Springhouse Shops | High Street | - | Hythe | Kent | CT21 5LL | 7 | SPRING HOUSE SHOPS | - | HYTHE | KE | CT21 5LL | 1999-04-01 | 15.9 | 0.4 | At all times | HYTHE K WTW | High Street | Chemical Oxygen Demand Shaken as 0 | - | 1500 | mg/l | 15.2 | Laundering (Small-scale/Coin-Op) | Kent East | Launderettes: Launderettes process | Pre Market Reform | Consent | -
11727 | 2 | Tier 2 Consent | Mr N Lloyd | 7 Springhouse Shops | High Street | - | Hythe | Kent | CT21 5LL | 7 | SPRING HOUSE SHOPS | - | HYTHE | KE | CT21 5LL | 1999-04-01 | 15.9 | 0.4 | At all times | HYTHE K WTW | High Street | Detergents Anionic | - | 200 | mg/l | 15.2 | Laundering (Small-scale/Coin-Op) | Kent East | Launderettes: Launderettes process | Pre Market Reform | Consent | -
11727 | 2 | Tier 2 Consent | Mr N Lloyd | 7 Springhouse Shops | High Street | - | Hythe | Kent | CT21 5LL | 7 | SPRING HOUSE SHOPS | - | HYTHE | KE | CT21 5LL | 1999-04-01 | 15.9 | 0.4 | At all times | HYTHE K WTW | High Street | Oil and Grease | - | 400 | mg/l | 15.2 | Laundering (Small-scale/Coin-Op) | Kent East | Launderettes: Launderettes process | Pre Market Reform | Consent | -
11727 | 2 | Tier 2 Consent | Mr N Lloyd | 7 Springhouse Shops | High Street | - | Hythe | Kent | CT21 5LL | 7 | SPRING HOUSE SHOPS | - | HYTHE | KE | CT21 5LL | 1999-04-01 | 15.9 | 0.4 | At all times | HYTHE K WTW | High Street | pH | 6 | 10 | pH Units | 15.2 | Laundering (Small-scale/Coin-Op) | Kent East | Launderettes: Launderettes process | Pre Market Reform | Consent | -
11727 | 2 | Tier 2 Consent | Mr N Lloyd | 7 Springhouse Shops | High Street | - | Hythe | Kent | CT21 5LL | 7 | SPRING HOUSE SHOPS | - | HYTHE | KE | CT21 5LL | 1999-04-01 | 15.9 | 0.4 | At all times | HYTHE K WTW | High Street | Solids Suspended 105C at pH7 | - | 800 | mg/l | 15.2 | Laundering (Small-scale/Coin-Op) | Kent East | Launderettes: Launderettes process | Pre Market Reform | Consent | -
11727 | 2 | Tier 2 Consent | Mr N Lloyd | 7 Springhouse Shops | High Street | - | Hythe | Kent | CT21 5LL | 7 | SPRING HOUSE SHOPS | - | HYTHE | KE | CT21 5LL | 1999-04-01 | 15.9 | 0.4 | At all times | HYTHE K WTW | High Street | Sulphate as S04 | - | 1000 | mg/l | 15.2 | Laundering (Small-scale/Coin-Op) | Kent East | Launderettes: Launderettes process | Pre Market Reform | Consent | -
11730 | 3 | Tier 2 Consent | Mrs Mabry | Rusthall Launderette | 12 High Street | Rusthall | Tunbridge Wells | Kent | TN4 8RW | 12 RUSTHALL LAUNDERETTE | HIGH STREET | - | TUNBRIDGE WELLS | KE | TN4 8RW | 1999-04-01 | 10 | 0.3 | - | SPELDHURST WTW | - | Chemical Oxygen Demand Shaken as 0 | - | 1000 | mg/l | 15.2 | Laundering (Small-scale/Coin-Op) | Sussex East | Waste water arising from the operation of a launderette | Pre Market Reform | Consent | -
11730 | 3 | Tier 2 Consent | Mrs Mabry | Rusthall Launderette | 12 High Street | Rusthall | Tunbridge Wells | Kent | TN4 8RW | 12 RUSTHALL LAUNDERETTE | HIGH STREET | - | TUNBRIDGE WELLS | KE | TN4 8RW | 1999-04-01 | 10 | 0.3 | - | SPELDHURST WTW | - | Oil and Grease | - | 200 | mg/l | 15.2 | Laundering (Small-scale/Coin-Op) | Sussex East | Waste water arising from the operation of a launderette | Pre Market Reform | Consent | -
11730 | 3 | Tier 2 Consent | Mrs Mabry | Rusthall Launderette | 12 High Street | Rusthall | Tunbridge Wells | Kent | TN4 8RW | 12 RUSTHALL LAUNDERETTE | HIGH STREET | - | TUNBRIDGE WELLS | KE | TN4 8RW | 1999-04-01 | 10 | 0.3 | - | SPELDHURST WTW | - | pH | 5 | 10 | pH Units | 15.2 | Laundering (Small-scale/Coin-Op) | Sussex East | Waste water arising from the operation of a launderette | Pre Market Reform | Consent | -
11730 | 3 | Tier 2 Consent | Mrs Mabry | Rusthall Launderette | 12 High Street | Rusthall | Tunbridge Wells | Kent | TN4 8RW | 12 RUSTHALL LAUNDERETTE | HIGH STREET | - | TUNBRIDGE WELLS | KE | TN4 8RW | 1999-04-01 | 10 | 0.3 | - | SPELDHURST WTW | - | Solids Suspended 105C at pH7 | - | 400 | mg/l | 15.2 | Laundering (Small-scale/Coin-Op) | Sussex East | Waste water arising from the operation of a launderette | Pre Market Reform | Consent | -
11751 | 2 | Tier 2 Consent | Plamil Foods Limited | Plamil House | Bowles Well Gardens | Dover Road | Folkestone | Kent | CT19 6PQ | FACTORY 4 | BOWLES WELL GARDENS | - | FOLKESTONE | KE | CT19 6PQ | 1999-04-01 | 5 | 1.4 | - | BROOMFIELD BANK WTW | - | Chemical Oxygen Demand Shaken as 0 | - | 10000 | mg/l | 9.1 | Food/drink processing - high sugar/prepared meals | Kent East | Machinery Washdown water | Pre Market Reform | Consent | -
11751 | 2 | Tier 2 Consent | Plamil Foods Limited | Plamil House | Bowles Well Gardens | Dover Road | Folkestone | Kent | CT19 6PQ | FACTORY 4 | BOWLES WELL GARDENS | - | FOLKESTONE | KE | CT19 6PQ | 1999-04-01 | 5 | 1.4 | - | BROOMFIELD BANK WTW | - | Oil and Grease | - | 400 | mg/l | 9.1 | Food/drink processing - high sugar/prepared meals | Kent East | Machinery Washdown water | Pre Market Reform | Consent | -
11751 | 2 | Tier 2 Consent | Plamil Foods Limited | Plamil House | Bowles Well Gardens | Dover Road | Folkestone | Kent | CT19 6PQ | FACTORY 4 | BOWLES WELL GARDENS | - | FOLKESTONE | KE | CT19 6PQ | 1999-04-01 | 5 | 1.4 | - | BROOMFIELD BANK WTW | - | pH | 6 | 10 | pH Units | 9.1 | Food/drink processing - high sugar/prepared meals | Kent East | Machinery Washdown water | Pre Market Reform | Consent | -
11751 | 2 | Tier 2 Consent | Plamil Foods Limited | Plamil House | Bowles Well Gardens | Dover Road | Folkestone | Kent | CT19 6PQ | FACTORY 4 | BOWLES WELL GARDENS | - | FOLKESTONE | KE | CT19 6PQ | 1999-04-01 | 5 | 1.4 | - | BROOMFIELD BANK WTW | - | Solids Suspended 105C at pH7 | - | 2000 | mg/l | 9.1 | Food/drink processing - high sugar/prepared meals | Kent East | Machinery Washdown water | Pre Market Reform | Consent | -
11751 | 2 | Tier 2 Consent | Plamil Foods Limited | Plamil House | Bowles Well Gardens | Dover Road | Folkestone | Kent | CT19 6PQ | FACTORY 4 | BOWLES WELL GARDENS | - | FOLKESTONE | KE | CT19 6PQ | 1999-04-01 | 5 | 1.4 | - | BROOMFIELD BANK WTW | - | Sulphate as S04 | - | 1000 | mg/l | 9.1 | Food/drink processing - high sugar/prepared meals | Kent East | Machinery Washdown water | Pre Market Reform | Consent | -
11784 | 2 | Tier 2 Consent | Medway Council | Gun Wharf | - | - | Chatham | Kent | ME4 4TR | SWIMMING POOL & PREMS | MAIN ROAD |  | ROCHESTER | KE | ME3 9JY | 1999-04-01 | 50 | 42 | - | WHITEWALL CREEK WTW | - | Biochemical Oxygen Demand 5 day+ATU as 0 | - | 400 | mg/l | 32.1 | Leisure facilities | Kent West | Pre Market Reform | Pre Market Reform | Consent | -
11784 | 2 | Tier 2 Consent | Medway Council | Gun Wharf | - | - | Chatham | Kent | ME4 4TR | SWIMMING POOL & PREMS | MAIN ROAD |  | ROCHESTER | KE | ME3 9JY | 1999-04-01 | 50 | 42 | - | WHITEWALL CREEK WTW | - | Chemical Oxygen Demand Shaken as 0 | - | 800 | mg/l | 32.1 | Leisure facilities | Kent West | Pre Market Reform | Pre Market Reform | Consent | -
11784 | 2 | Tier 2 Consent | Medway Council | Gun Wharf | - | - | Chatham | Kent | ME4 4TR | SWIMMING POOL & PREMS | MAIN ROAD |  | ROCHESTER | KE | ME3 9JY | 1999-04-01 | 50 | 42 | - | WHITEWALL CREEK WTW | - | Detergents Anionic | - | 200 | mg/l | 32.1 | Leisure facilities | Kent West | Pre Market Reform | Pre Market Reform | Consent | -
11784 | 2 | Tier 2 Consent | Medway Council | Gun Wharf | - | - | Chatham | Kent | ME4 4TR | SWIMMING POOL & PREMS | MAIN ROAD |  | ROCHESTER | KE | ME3 9JY | 1999-04-01 | 50 | 42 | - | WHITEWALL CREEK WTW | - | Oil and Grease | - | 400 | mg/l | 32.1 | Leisure facilities | Kent West | Pre Market Reform | Pre Market Reform | Consent | -
11784 | 2 | Tier 2 Consent | Medway Council | Gun Wharf | - | - | Chatham | Kent | ME4 4TR | SWIMMING POOL & PREMS | MAIN ROAD |  | ROCHESTER | KE | ME3 9JY | 1999-04-01 | 50 | 42 | - | WHITEWALL CREEK WTW | - | pH | 5 | 10 | pH Units | 32.1 | Leisure facilities | Kent West | Pre Market Reform | Pre Market Reform | Consent | -
11784 | 2 | Tier 2 Consent | Medway Council | Gun Wharf | - | - | Chatham | Kent | ME4 4TR | SWIMMING POOL & PREMS | MAIN ROAD |  | ROCHESTER | KE | ME3 9JY | 1999-04-01 | 50 | 42 | - | WHITEWALL CREEK WTW | - | Solids Suspended 105C at pH7 | - | 400 | mg/l | 32.1 | Leisure facilities | Kent West | Pre Market Reform | Pre Market Reform | Consent | -
11784 | 2 | Tier 2 Consent | Medway Council | Gun Wharf | - | - | Chatham | Kent | ME4 4TR | SWIMMING POOL & PREMS | MAIN ROAD |  | ROCHESTER | KE | ME3 9JY | 1999-04-01 | 50 | 42 | - | WHITEWALL CREEK WTW | - | Sulphate as S04 | - | 1000 | mg/l | 32.1 | Leisure facilities | Kent West | Pre Market Reform | Pre Market Reform | Consent | -
11785 | 2 | Tier 2 Consent | Medway Council | Gun Wharf | - | - | Chatham | Kent | ME4 4TR | SWIMMING POOL & PREMS | WATLING STREET | - | ROCHESTER | KE | ME2 3JQ | 1999-04-01 | 50 | 42 | - | MOTNEY HILL WTW | - | Biochemical Oxygen Demand 5 day+ATU as 0 | - | 600 | mg/l | 32.1 | Leisure facilities | Kent West | Pre Market Reform | Pre Market Reform | Consent | -
11785 | 2 | Tier 2 Consent | Medway Council | Gun Wharf | - | - | Chatham | Kent | ME4 4TR | SWIMMING POOL & PREMS | WATLING STREET | - | ROCHESTER | KE | ME2 3JQ | 1999-04-01 | 50 | 42 | - | MOTNEY HILL WTW | - | Chemical Oxygen Demand Shaken as 0 | - | 1200 | mg/l | 32.1 | Leisure facilities | Kent West | Pre Market Reform | Pre Market Reform | Consent | -
11785 | 2 | Tier 2 Consent | Medway Council | Gun Wharf | - | - | Chatham | Kent | ME4 4TR | SWIMMING POOL & PREMS | WATLING STREET | - | ROCHESTER | KE | ME2 3JQ | 1999-04-01 | 50 | 42 | - | MOTNEY HILL WTW | - | Detergents Anionic | - | 200 | mg/l | 32.1 | Leisure facilities | Kent West | Pre Market Reform | Pre Market Reform | Consent | -
11785 | 2 | Tier 2 Consent | Medway Council | Gun Wharf | - | - | Chatham | Kent | ME4 4TR | SWIMMING POOL & PREMS | WATLING STREET | - | ROCHESTER | KE | ME2 3JQ | 1999-04-01 | 50 | 42 | - | MOTNEY HILL WTW | - | Oil and Grease | - | 400 | mg/l | 32.1 | Leisure facilities | Kent West | Pre Market Reform | Pre Market Reform | Consent | -
11785 | 2 | Tier 2 Consent | Medway Council | Gun Wharf | - | - | Chatham | Kent | ME4 4TR | SWIMMING POOL & PREMS | WATLING STREET | - | ROCHESTER | KE | ME2 3JQ | 1999-04-01 | 50 | 42 | - | MOTNEY HILL WTW | - | pH | 5 | 10 | pH Units | 32.1 | Leisure facilities | Kent West | Pre Market Reform | Pre Market Reform | Consent | -
11785 | 2 | Tier 2 Consent | Medway Council | Gun Wharf | - | - | Chatham | Kent | ME4 4TR | SWIMMING POOL & PREMS | WATLING STREET | - | ROCHESTER | KE | ME2 3JQ | 1999-04-01 | 50 | 42 | - | MOTNEY HILL WTW | - | Solids Suspended 105C at pH7 | - | 400 | mg/l | 32.1 | Leisure facilities | Kent West | Pre Market Reform | Pre Market Reform | Consent | -
11785 | 2 | Tier 2 Consent | Medway Council | Gun Wharf | - | - | Chatham | Kent | ME4 4TR | SWIMMING POOL & PREMS | WATLING STREET | - | ROCHESTER | KE | ME2 3JQ | 1999-04-01 | 50 | 42 | - | MOTNEY HILL WTW | - | Sulphate as S04 | - | 1000 | mg/l | 32.1 | Leisure facilities | Kent West | Pre Market Reform | Pre Market Reform | Consent | -
11790 | 4 | Tier 1 Consent | Russell Laboratories Limited |  | Rivermead Drive | Rivermead Industrial Estate | Swindon | Wiltshire | SN5 7EX | AUSTIN HOUSE UNIT A-C | WOTTON ROAD | Kingsnorth Industrial Estate | ASHFORD | KE | TN23 6LN | 1981-08-06 | 30 | 1 | At all times | ASHFORD WTW | Austin Road | Chemical Oxygen Demand Shaken as 0 | - | 400 | mg/l | 22.1 | Plating and metal finishing (High Impact) | Kent East | Chemical processing treatments from plating wastes. | Electroplating and finishing for Defence and Aerospace | Consent | SOUTH STOUR AVENUE SOUTH ASHFORD WPS
11790 | 4 | Tier 1 Consent | Russell Laboratories Limited |  | Rivermead Drive | Rivermead Industrial Estate | Swindon | Wiltshire | SN5 7EX | AUSTIN HOUSE UNIT A-C | WOTTON ROAD | Kingsnorth Industrial Estate | ASHFORD | KE | TN23 6LN | 1981-08-06 | 30 | 1 | At all times | ASHFORD WTW | Austin Road | Chromium Total mg/l | - | 2 | ug/l | 22.1 | Plating and metal finishing (High Impact) | Kent East | Chemical processing treatments from plating wastes. | Electroplating and finishing for Defence and Aerospace | Consent | SOUTH STOUR AVENUE SOUTH ASHFORD WPS
11790 | 4 | Tier 1 Consent | Russell Laboratories Limited |  | Rivermead Drive | Rivermead Industrial Estate | Swindon | Wiltshire | SN5 7EX | AUSTIN HOUSE UNIT A-C | WOTTON ROAD | Kingsnorth Industrial Estate | ASHFORD | KE | TN23 6LN | 1981-08-06 | 30 | 1 | At all times | ASHFORD WTW | Austin Road | Copper Total | - | 1 | ug/l | 22.1 | Plating and metal finishing (High Impact) | Kent East | Chemical processing treatments from plating wastes. | Electroplating and finishing for Defence and Aerospace | Consent | SOUTH STOUR AVENUE SOUTH ASHFORD WPS
11790 | 4 | Tier 1 Consent | Russell Laboratories Limited |  | Rivermead Drive | Rivermead Industrial Estate | Swindon | Wiltshire | SN5 7EX | AUSTIN HOUSE UNIT A-C | WOTTON ROAD | Kingsnorth Industrial Estate | ASHFORD | KE | TN23 6LN | 1981-08-06 | 30 | 1 | At all times | ASHFORD WTW | Austin Road | Cyanide Total as Cn | - | 1 | ug/l | 22.1 | Plating and metal finishing (High Impact) | Kent East | Chemical processing treatments from plating wastes. | Electroplating and finishing for Defence and Aerospace | Consent | SOUTH STOUR AVENUE SOUTH ASHFORD WPS
11790 | 4 | Tier 1 Consent | Russell Laboratories Limited |  | Rivermead Drive | Rivermead Industrial Estate | Swindon | Wiltshire | SN5 7EX | AUSTIN HOUSE UNIT A-C | WOTTON ROAD | Kingsnorth Industrial Estate | ASHFORD | KE | TN23 6LN | 1981-08-06 | 30 | 1 | At all times | ASHFORD WTW | Austin Road | Iron Total | - | 15 | ug/l | 22.1 | Plating and metal finishing (High Impact) | Kent East | Chemical processing treatments from plating wastes. | Electroplating and finishing for Defence and Aerospace | Consent | SOUTH STOUR AVENUE SOUTH ASHFORD WPS
11790 | 4 | Tier 1 Consent | Russell Laboratories Limited |  | Rivermead Drive | Rivermead Industrial Estate | Swindon | Wiltshire | SN5 7EX | AUSTIN HOUSE UNIT A-C | WOTTON ROAD | Kingsnorth Industrial Estate | ASHFORD | KE | TN23 6LN | 1981-08-06 | 30 | 1 | At all times | ASHFORD WTW | Austin Road | Lead Total | - | 1 | ug/l | 22.1 | Plating and metal finishing (High Impact) | Kent East | Chemical processing treatments from plating wastes. | Electroplating and finishing for Defence and Aerospace | Consent | SOUTH STOUR AVENUE SOUTH ASHFORD WPS
11790 | 4 | Tier 1 Consent | Russell Laboratories Limited |  | Rivermead Drive | Rivermead Industrial Estate | Swindon | Wiltshire | SN5 7EX | AUSTIN HOUSE UNIT A-C | WOTTON ROAD | Kingsnorth Industrial Estate | ASHFORD | KE | TN23 6LN | 1981-08-06 | 30 | 1 | At all times | ASHFORD WTW | Austin Road | Nickel Total | - | 3 | ug/l | 22.1 | Plating and metal finishing (High Impact) | Kent East | Chemical processing treatments from plating wastes. | Electroplating and finishing for Defence and Aerospace | Consent | SOUTH STOUR AVENUE SOUTH ASHFORD WPS
11790 | 4 | Tier 1 Consent | Russell Laboratories Limited |  | Rivermead Drive | Rivermead Industrial Estate | Swindon | Wiltshire | SN5 7EX | AUSTIN HOUSE UNIT A-C | WOTTON ROAD | Kingsnorth Industrial Estate | ASHFORD | KE | TN23 6LN | 1981-08-06 | 30 | 1 | At all times | ASHFORD WTW | Austin Road | Nitrogen Ammoniacal as N | - | 75 | mg/l | 22.1 | Plating and metal finishing (High Impact) | Kent East | Chemical processing treatments from plating wastes. | Electroplating and finishing for Defence and Aerospace | Consent | SOUTH STOUR AVENUE SOUTH ASHFORD WPS
11790 | 4 | Tier 1 Consent | Russell Laboratories Limited |  | Rivermead Drive | Rivermead Industrial Estate | Swindon | Wiltshire | SN5 7EX | AUSTIN HOUSE UNIT A-C | WOTTON ROAD | Kingsnorth Industrial Estate | ASHFORD | KE | TN23 6LN | 1981-08-06 | 30 | 1 | At all times | ASHFORD WTW | Austin Road | Oil and Grease | - | 50 | mg/l | 22.1 | Plating and metal finishing (High Impact) | Kent East | Chemical processing treatments from plating wastes. | Electroplating and finishing for Defence and Aerospace | Consent | SOUTH STOUR AVENUE SOUTH ASHFORD WPS
11790 | 4 | Tier 1 Consent | Russell Laboratories Limited |  | Rivermead Drive | Rivermead Industrial Estate | Swindon | Wiltshire | SN5 7EX | AUSTIN HOUSE UNIT A-C | WOTTON ROAD | Kingsnorth Industrial Estate | ASHFORD | KE | TN23 6LN | 1981-08-06 | 30 | 1 | At all times | ASHFORD WTW | Austin Road | pH | 6 | 10 | pH Units | 22.1 | Plating and metal finishing (High Impact) | Kent East | Chemical processing treatments from plating wastes. | Electroplating and finishing for Defence and Aerospace | Consent | SOUTH STOUR AVENUE SOUTH ASHFORD WPS
11790 | 4 | Tier 1 Consent | Russell Laboratories Limited |  | Rivermead Drive | Rivermead Industrial Estate | Swindon | Wiltshire | SN5 7EX | AUSTIN HOUSE UNIT A-C | WOTTON ROAD | Kingsnorth Industrial Estate | ASHFORD | KE | TN23 6LN | 1981-08-06 | 30 | 1 | At all times | ASHFORD WTW | Austin Road | Phosphorus Total | - | 100 | ug/l | 22.1 | Plating and metal finishing (High Impact) | Kent East | Chemical processing treatments from plating wastes. | Electroplating and finishing for Defence and Aerospace | Consent | SOUTH STOUR AVENUE SOUTH ASHFORD WPS
11790 | 4 | Tier 1 Consent | Russell Laboratories Limited |  | Rivermead Drive | Rivermead Industrial Estate | Swindon | Wiltshire | SN5 7EX | AUSTIN HOUSE UNIT A-C | WOTTON ROAD | Kingsnorth Industrial Estate | ASHFORD | KE | TN23 6LN | 1981-08-06 | 30 | 1 | At all times | ASHFORD WTW | Austin Road | Solids Suspended 105 Degrees C | - | 400 | mg/l | 22.1 | Plating and metal finishing (High Impact) | Kent East | Chemical processing treatments from plating wastes. | Electroplating and finishing for Defence and Aerospace | Consent | SOUTH STOUR AVENUE SOUTH ASHFORD WPS
11790 | 4 | Tier 1 Consent | Russell Laboratories Limited |  | Rivermead Drive | Rivermead Industrial Estate | Swindon | Wiltshire | SN5 7EX | AUSTIN HOUSE UNIT A-C | WOTTON ROAD | Kingsnorth Industrial Estate | ASHFORD | KE | TN23 6LN | 1981-08-06 | 30 | 1 | At all times | ASHFORD WTW | Austin Road | Sulphate as S04 | - | 1000 | mg/l | 22.1 | Plating and metal finishing (High Impact) | Kent East | Chemical processing treatments from plating wastes. | Electroplating and finishing for Defence and Aerospace | Consent | SOUTH STOUR AVENUE SOUTH ASHFORD WPS
11790 | 4 | Tier 1 Consent | Russell Laboratories Limited |  | Rivermead Drive | Rivermead Industrial Estate | Swindon | Wiltshire | SN5 7EX | AUSTIN HOUSE UNIT A-C | WOTTON ROAD | Kingsnorth Industrial Estate | ASHFORD | KE | TN23 6LN | 1981-08-06 | 30 | 1 | At all times | ASHFORD WTW | Austin Road | Sulphide as S | - | 1 | mg/l | 22.1 | Plating and metal finishing (High Impact) | Kent East | Chemical processing treatments from plating wastes. | Electroplating and finishing for Defence and Aerospace | Consent | SOUTH STOUR AVENUE SOUTH ASHFORD WPS
11790 | 4 | Tier 1 Consent | Russell Laboratories Limited |  | Rivermead Drive | Rivermead Industrial Estate | Swindon | Wiltshire | SN5 7EX | AUSTIN HOUSE UNIT A-C | WOTTON ROAD | Kingsnorth Industrial Estate | ASHFORD | KE | TN23 6LN | 1981-08-06 | 30 | 1 | At all times | ASHFORD WTW | Austin Road | Zinc Total mg/l | - | 2 | ug/l | 22.1 | Plating and metal finishing (High Impact) | Kent East | Chemical processing treatments from plating wastes. | Electroplating and finishing for Defence and Aerospace | Consent | SOUTH STOUR AVENUE SOUTH ASHFORD WPS
11820 | 2 | Tier 1 Consent | Shepway District Council | Civic Centre | Castle Hill Avenue | - | Folkestone | Kent | CT20 2QY | SWIMMING POOL & PREMS | SOUTH ROAD | - | HYTHE | KE | CT21 6AR | 1999-04-01 | 30 | 5 | 07:00 - 22:00 | HYTHE K WTW | South Road | Chemical Oxygen Demand Shaken as 0 | - | 800 | mg/l | 32.1 | Leisure facilities | Kent East | Waste water arising from the operation of a public swimming pool | Pre Market Reform | Consent | -
11820 | 2 | Tier 1 Consent | Shepway District Council | Civic Centre | Castle Hill Avenue | - | Folkestone | Kent | CT20 2QY | SWIMMING POOL & PREMS | SOUTH ROAD | - | HYTHE | KE | CT21 6AR | 1999-04-01 | 30 | 5 | 07:00 - 22:00 | HYTHE K WTW | South Road | pH | 6 | 10 | pH Units | 32.1 | Leisure facilities | Kent East | Waste water arising from the operation of a public swimming pool | Pre Market Reform | Consent | -
11820 | 2 | Tier 1 Consent | Shepway District Council | Civic Centre | Castle Hill Avenue | - | Folkestone | Kent | CT20 2QY | SWIMMING POOL & PREMS | SOUTH ROAD | - | HYTHE | KE | CT21 6AR | 1999-04-01 | 30 | 5 | 07:00 - 22:00 | HYTHE K WTW | South Road | Solids Suspended 105 Degrees C | - | 400 | mg/l | 32.1 | Leisure facilities | Kent East | Waste water arising from the operation of a public swimming pool | Pre Market Reform | Consent | -
11820 | 2 | Tier 1 Consent | Shepway District Council | Civic Centre | Castle Hill Avenue | - | Folkestone | Kent | CT20 2QY | SWIMMING POOL & PREMS | SOUTH ROAD | - | HYTHE | KE | CT21 6AR | 1999-04-01 | 30 | 5 | 07:00 - 22:00 | HYTHE K WTW | South Road | Sulphate as S04 | - | 1000 | mg/l | 32.1 | Leisure facilities | Kent East | Waste water arising from the operation of a public swimming pool | Pre Market Reform | Consent | -
11836 | 2 | Tier 2 Consent | Stagecoach Group Plc | 10 | Dunkeld Road |  | Perth | Perthshire | PH1 5TW | STAGECOACH | KENT ROAD | - | FOLKESTONE | KE | CT19 4NT | 1999-04-01 | 38 | 1 | At all times | BROOMFIELD BANK WTW | - | Chemical Oxygen Demand Shaken as 0 | - | 3000 | mg/l | 31.2 | Vehicle and plant washing (Low Impact) | Kent East | Vehicle Washing: Automatic Vehicle Washing process | Pre Market Reform | Consent | -
11836 | 2 | Tier 2 Consent | Stagecoach Group Plc | 10 | Dunkeld Road |  | Perth | Perthshire | PH1 5TW | STAGECOACH | KENT ROAD | - | FOLKESTONE | KE | CT19 4NT | 1999-04-01 | 38 | 1 | At all times | BROOMFIELD BANK WTW | - | Detergents Anionic | - | 100 | mg/l | 31.2 | Vehicle and plant washing (Low Impact) | Kent East | Vehicle Washing: Automatic Vehicle Washing process | Pre Market Reform | Consent | -
11836 | 2 | Tier 2 Consent | Stagecoach Group Plc | 10 | Dunkeld Road |  | Perth | Perthshire | PH1 5TW | STAGECOACH | KENT ROAD | - | FOLKESTONE | KE | CT19 4NT | 1999-04-01 | 38 | 1 | At all times | BROOMFIELD BANK WTW | - | Oil and Grease | - | 400 | mg/l | 31.2 | Vehicle and plant washing (Low Impact) | Kent East | Vehicle Washing: Automatic Vehicle Washing process | Pre Market Reform | Consent | -
11836 | 2 | Tier 2 Consent | Stagecoach Group Plc | 10 | Dunkeld Road |  | Perth | Perthshire | PH1 5TW | STAGECOACH | KENT ROAD | - | FOLKESTONE | KE | CT19 4NT | 1999-04-01 | 38 | 1 | At all times | BROOMFIELD BANK WTW | - | pH | 6 | 10 | pH Units | 31.2 | Vehicle and plant washing (Low Impact) | Kent East | Vehicle Washing: Automatic Vehicle Washing process | Pre Market Reform | Consent | -
11836 | 2 | Tier 2 Consent | Stagecoach Group Plc | 10 | Dunkeld Road |  | Perth | Perthshire | PH1 5TW | STAGECOACH | KENT ROAD | - | FOLKESTONE | KE | CT19 4NT | 1999-04-01 | 38 | 1 | At all times | BROOMFIELD BANK WTW | - | Solids Suspended 105C at pH7 | - | 400 | mg/l | 31.2 | Vehicle and plant washing (Low Impact) | Kent East | Vehicle Washing: Automatic Vehicle Washing process | Pre Market Reform | Consent | -
11836 | 2 | Tier 2 Consent | Stagecoach Group Plc | 10 | Dunkeld Road |  | Perth | Perthshire | PH1 5TW | STAGECOACH | KENT ROAD | - | FOLKESTONE | KE | CT19 4NT | 1999-04-01 | 38 | 1 | At all times | BROOMFIELD BANK WTW | - | Sulphate as S04 | - | 500 | mg/l | 31.2 | Vehicle and plant washing (Low Impact) | Kent East | Vehicle Washing: Automatic Vehicle Washing process | Pre Market Reform | Consent | -
11837 | 4 | Tier 2 Consent | Standex Electronics (U.K.) Limited |  | 5 Fleet Place |  | London |  | EC4M 7RD | 40 | MORLEY ROAD |  | TONBRIDGE | KE | TN9 1RA | 1999-04-01 | 35 | 1.5 | At all times | TONBRIDGE WTW | Morley Road | Chemical Oxygen Demand Shaken as 0 | - | 750 | mg/l | 22.1 | Plating and metal finishing (High Impact) | Kent West | Cu, Rh, Ni, Sn and Pt electroplating of reed switches. | Design, development and manufacture of standard reed switch-based sensor solutions and custom electro-magnetic components, including magnetics products. | Consent | -
11837 | 4 | Tier 2 Consent | Standex Electronics (U.K.) Limited |  | 5 Fleet Place |  | London |  | EC4M 7RD | 40 | MORLEY ROAD |  | TONBRIDGE | KE | TN9 1RA | 1999-04-01 | 35 | 1.5 | At all times | TONBRIDGE WTW | Morley Road | Chloride | - | 6500 | mg/l | 22.1 | Plating and metal finishing (High Impact) | Kent West | Cu, Rh, Ni, Sn and Pt electroplating of reed switches. | Design, development and manufacture of standard reed switch-based sensor solutions and custom electro-magnetic components, including magnetics products. | Consent | -
11837 | 4 | Tier 2 Consent | Standex Electronics (U.K.) Limited |  | 5 Fleet Place |  | London |  | EC4M 7RD | 40 | MORLEY ROAD |  | TONBRIDGE | KE | TN9 1RA | 1999-04-01 | 35 | 1.5 | At all times | TONBRIDGE WTW | Morley Road | Copper Total | - | 5 | ug/l | 22.1 | Plating and metal finishing (High Impact) | Kent West | Cu, Rh, Ni, Sn and Pt electroplating of reed switches. | Design, development and manufacture of standard reed switch-based sensor solutions and custom electro-magnetic components, including magnetics products. | Consent | -
11837 | 4 | Tier 2 Consent | Standex Electronics (U.K.) Limited |  | 5 Fleet Place |  | London |  | EC4M 7RD | 40 | MORLEY ROAD |  | TONBRIDGE | KE | TN9 1RA | 1999-04-01 | 35 | 1.5 | At all times | TONBRIDGE WTW | Morley Road | Nickel Total | - | 3 | ug/l | 22.1 | Plating and metal finishing (High Impact) | Kent West | Cu, Rh, Ni, Sn and Pt electroplating of reed switches. | Design, development and manufacture of standard reed switch-based sensor solutions and custom electro-magnetic components, including magnetics products. | Consent | -
11837 | 4 | Tier 2 Consent | Standex Electronics (U.K.) Limited |  | 5 Fleet Place |  | London |  | EC4M 7RD | 40 | MORLEY ROAD |  | TONBRIDGE | KE | TN9 1RA | 1999-04-01 | 35 | 1.5 | At all times | TONBRIDGE WTW | Morley Road | Nitrogen Ammoniacal as N | - | 25 | mg/l | 22.1 | Plating and metal finishing (High Impact) | Kent West | Cu, Rh, Ni, Sn and Pt electroplating of reed switches. | Design, development and manufacture of standard reed switch-based sensor solutions and custom electro-magnetic components, including magnetics products. | Consent | -
11837 | 4 | Tier 2 Consent | Standex Electronics (U.K.) Limited |  | 5 Fleet Place |  | London |  | EC4M 7RD | 40 | MORLEY ROAD |  | TONBRIDGE | KE | TN9 1RA | 1999-04-01 | 35 | 1.5 | At all times | TONBRIDGE WTW | Morley Road | pH | 6 | 10 | pH Units | 22.1 | Plating and metal finishing (High Impact) | Kent West | Cu, Rh, Ni, Sn and Pt electroplating of reed switches. | Design, development and manufacture of standard reed switch-based sensor solutions and custom electro-magnetic components, including magnetics products. | Consent | -
11837 | 4 | Tier 2 Consent | Standex Electronics (U.K.) Limited |  | 5 Fleet Place |  | London |  | EC4M 7RD | 40 | MORLEY ROAD |  | TONBRIDGE | KE | TN9 1RA | 1999-04-01 | 35 | 1.5 | At all times | TONBRIDGE WTW | Morley Road | Solids Suspended 105 Degrees C | - | 400 | mg/l | 22.1 | Plating and metal finishing (High Impact) | Kent West | Cu, Rh, Ni, Sn and Pt electroplating of reed switches. | Design, development and manufacture of standard reed switch-based sensor solutions and custom electro-magnetic components, including magnetics products. | Consent | -
11837 | 4 | Tier 2 Consent | Standex Electronics (U.K.) Limited |  | 5 Fleet Place |  | London |  | EC4M 7RD | 40 | MORLEY ROAD |  | TONBRIDGE | KE | TN9 1RA | 1999-04-01 | 35 | 1.5 | At all times | TONBRIDGE WTW | Morley Road | Sulphate as S04 | - | 1000 | mg/l | 22.1 | Plating and metal finishing (High Impact) | Kent West | Cu, Rh, Ni, Sn and Pt electroplating of reed switches. | Design, development and manufacture of standard reed switch-based sensor solutions and custom electro-magnetic components, including magnetics products. | Consent | -
11837 | 4 | Tier 2 Consent | Standex Electronics (U.K.) Limited |  | 5 Fleet Place |  | London |  | EC4M 7RD | 40 | MORLEY ROAD |  | TONBRIDGE | KE | TN9 1RA | 1999-04-01 | 35 | 1.5 | At all times | TONBRIDGE WTW | Morley Road | Tin Total | - | 2000 | ug/l | 22.1 | Plating and metal finishing (High Impact) | Kent West | Cu, Rh, Ni, Sn and Pt electroplating of reed switches. | Design, development and manufacture of standard reed switch-based sensor solutions and custom electro-magnetic components, including magnetics products. | Consent | -
11837 | 4 | Tier 2 Consent | Standex Electronics (U.K.) Limited |  | 5 Fleet Place |  | London |  | EC4M 7RD | 40 | MORLEY ROAD |  | TONBRIDGE | KE | TN9 1RA | 1999-04-01 | 35 | 1.5 | At all times | TONBRIDGE WTW | Morley Road | Zinc Total mg/l | - | 3 | ug/l | 22.1 | Plating and metal finishing (High Impact) | Kent West | Cu, Rh, Ni, Sn and Pt electroplating of reed switches. | Design, development and manufacture of standard reed switch-based sensor solutions and custom electro-magnetic components, including magnetics products. | Consent | -
11862 | 1 | Tier 2 Consent | Fedex Express UK Transportation Limited | Express House | Holly Lane |  | Atherstone |  | CV9 2RY | T N T (UK) LTD | HALL ROAD | - | AYLESFORD | KE | ME20 7TR | 1999-04-01 | 6 | 1.5 | At all times | AYLESFORD WTW | Hall Road | Chemical Oxygen Demand Shaken as 0 | - | 1000 | mg/l | 31.2 | Vehicle and plant washing (Low Impact) | Kent West | Vehicle Washing: Automatic Vehicle Washing process | Pre Market Reform | Consent | -
11862 | 1 | Tier 2 Consent | Fedex Express UK Transportation Limited | Express House | Holly Lane |  | Atherstone |  | CV9 2RY | T N T (UK) LTD | HALL ROAD | - | AYLESFORD | KE | ME20 7TR | 1999-04-01 | 6 | 1.5 | At all times | AYLESFORD WTW | Hall Road | pH | 6 | 10 | pH Units | 31.2 | Vehicle and plant washing (Low Impact) | Kent West | Vehicle Washing: Automatic Vehicle Washing process | Pre Market Reform | Consent | -
11862 | 1 | Tier 2 Consent | Fedex Express UK Transportation Limited | Express House | Holly Lane |  | Atherstone |  | CV9 2RY | T N T (UK) LTD | HALL ROAD | - | AYLESFORD | KE | ME20 7TR | 1999-04-01 | 6 | 1.5 | At all times | AYLESFORD WTW | Hall Road | Solids Suspended 105 Degrees C | - | 400 | mg/l | 31.2 | Vehicle and plant washing (Low Impact) | Kent West | Vehicle Washing: Automatic Vehicle Washing process | Pre Market Reform | Consent | -
11863 | 3 | Tier 1 Consent | Tonbridge & Malling Leisure Trust | 1-5 Martin Square |  |  | Aylesford | Kent | ME20 6QL | TONBRIDGE SWIMMING POOL | THE SLADE | - | TONBRIDGE | KE | TN9 1HR | 1999-04-01 | 100 | 12 | At all times | TONBRIDGE WTW | Lower Castle Field | Chemical Oxygen Demand Shaken as 0 | - | 1400 | mg/l | 32.1 | Leisure facilities | Kent West | Swimming Pools: Commercial Swimming Pools process | Pre Market Reform | Consent | -
11863 | 3 | Tier 1 Consent | Tonbridge & Malling Leisure Trust | 1-5 Martin Square |  |  | Aylesford | Kent | ME20 6QL | TONBRIDGE SWIMMING POOL | THE SLADE | - | TONBRIDGE | KE | TN9 1HR | 1999-04-01 | 100 | 12 | At all times | TONBRIDGE WTW | Lower Castle Field | pH | 5 | 10 | pH Units | 32.1 | Leisure facilities | Kent West | Swimming Pools: Commercial Swimming Pools process | Pre Market Reform | Consent | -
11863 | 3 | Tier 1 Consent | Tonbridge & Malling Leisure Trust | 1-5 Martin Square |  |  | Aylesford | Kent | ME20 6QL | TONBRIDGE SWIMMING POOL | THE SLADE | - | TONBRIDGE | KE | TN9 1HR | 1999-04-01 | 100 | 12 | At all times | TONBRIDGE WTW | Lower Castle Field | Solids Suspended 105 Degrees C | - | 400 | mg/l | 32.1 | Leisure facilities | Kent West | Swimming Pools: Commercial Swimming Pools process | Pre Market Reform | Consent | -
11874 | 2 | Tier 2 Consent | Upper Tape Limited | - | 12 Amner Road | - | London | - | SW11 6AA | 19 LAUNDERETTE R/O | LOOSE ROAD | - | MAIDSTONE | KE | ME15 7BY | 1999-04-01 | 10 | 0.7 | At all times | AYLESFORD WTW | - | Chemical Oxygen Demand Shaken as 0 | - | 6000 | mg/l | 15.2 | Laundering (Small-scale/Coin-Op) | Kent West | Launderettes: Launderettes process | Pre Market Reform | Consent | -
11874 | 2 | Tier 2 Consent | Upper Tape Limited | - | 12 Amner Road | - | London | - | SW11 6AA | 19 LAUNDERETTE R/O | LOOSE ROAD | - | MAIDSTONE | KE | ME15 7BY | 1999-04-01 | 10 | 0.7 | At all times | AYLESFORD WTW | - | pH | 6 | 11 | pH Units | 15.2 | Laundering (Small-scale/Coin-Op) | Kent West | Launderettes: Launderettes process | Pre Market Reform | Consent | -
11874 | 2 | Tier 2 Consent | Upper Tape Limited | - | 12 Amner Road | - | London | - | SW11 6AA | 19 LAUNDERETTE R/O | LOOSE ROAD | - | MAIDSTONE | KE | ME15 7BY | 1999-04-01 | 10 | 0.7 | At all times | AYLESFORD WTW | - | Solids Suspended 105 Degrees C | - | 500 | mg/l | 15.2 | Laundering (Small-scale/Coin-Op) | Kent West | Launderettes: Launderettes process | Pre Market Reform | Consent | -
11880 | 2 | Tier 2 Consent | W F Farms | Ottinge Court Farm | Canterbury Road | Elham | Canterbury | Kent | CT4 6XH | DAIRY OTTINGE COURT FARM | OTTINGE | - | CANTERBURY | KE | CT4 6XH | 1999-04-01 | 1.4 | 0.19 | - | HYTHE K WTW | - | Biochemical Oxygen Demand 5 day+ATU as 0 | - | 5000 | mg/l | 30.1 | Farming, livestock markets, horticulture and related activities | Kent East | Waste waters arising from the milking of cows | Pre Market Reform | Discontinuation | -
11880 | 2 | Tier 2 Consent | W F Farms | Ottinge Court Farm | Canterbury Road | Elham | Canterbury | Kent | CT4 6XH | DAIRY OTTINGE COURT FARM | OTTINGE | - | CANTERBURY | KE | CT4 6XH | 1999-04-01 | 1.4 | 0.19 | - | HYTHE K WTW | - | Chemical Oxygen Demand Shaken as 0 | - | 8500 | mg/l | 30.1 | Farming, livestock markets, horticulture and related activities | Kent East | Waste waters arising from the milking of cows | Pre Market Reform | Discontinuation | -
11880 | 2 | Tier 2 Consent | W F Farms | Ottinge Court Farm | Canterbury Road | Elham | Canterbury | Kent | CT4 6XH | DAIRY OTTINGE COURT FARM | OTTINGE | - | CANTERBURY | KE | CT4 6XH | 1999-04-01 | 1.4 | 0.19 | - | HYTHE K WTW | - | Detergents Anionic | - | 20 | mg/l | 30.1 | Farming, livestock markets, horticulture and related activities | Kent East | Waste waters arising from the milking of cows | Pre Market Reform | Discontinuation | -
11880 | 2 | Tier 2 Consent | W F Farms | Ottinge Court Farm | Canterbury Road | Elham | Canterbury | Kent | CT4 6XH | DAIRY OTTINGE COURT FARM | OTTINGE | - | CANTERBURY | KE | CT4 6XH | 1999-04-01 | 1.4 | 0.19 | - | HYTHE K WTW | - | Oil and Grease | - | 400 | mg/l | 30.1 | Farming, livestock markets, horticulture and related activities | Kent East | Waste waters arising from the milking of cows | Pre Market Reform | Discontinuation | -
11880 | 2 | Tier 2 Consent | W F Farms | Ottinge Court Farm | Canterbury Road | Elham | Canterbury | Kent | CT4 6XH | DAIRY OTTINGE COURT FARM | OTTINGE | - | CANTERBURY | KE | CT4 6XH | 1999-04-01 | 1.4 | 0.19 | - | HYTHE K WTW | - | pH | 6 | 10 | pH Units | 30.1 | Farming, livestock markets, horticulture and related activities | Kent East | Waste waters arising from the milking of cows | Pre Market Reform | Discontinuation | -
11880 | 2 | Tier 2 Consent | W F Farms | Ottinge Court Farm | Canterbury Road | Elham | Canterbury | Kent | CT4 6XH | DAIRY OTTINGE COURT FARM | OTTINGE | - | CANTERBURY | KE | CT4 6XH | 1999-04-01 | 1.4 | 0.19 | - | HYTHE K WTW | - | Solids Suspended 105C at pH7 | - | 6000 | mg/l | 30.1 | Farming, livestock markets, horticulture and related activities | Kent East | Waste waters arising from the milking of cows | Pre Market Reform | Discontinuation | -
11880 | 2 | Tier 2 Consent | W F Farms | Ottinge Court Farm | Canterbury Road | Elham | Canterbury | Kent | CT4 6XH | DAIRY OTTINGE COURT FARM | OTTINGE | - | CANTERBURY | KE | CT4 6XH | 1999-04-01 | 1.4 | 0.19 | - | HYTHE K WTW | - | Sulphate as S04 | - | 1000 | mg/l | 30.1 | Farming, livestock markets, horticulture and related activities | Kent East | Waste waters arising from the milking of cows | Pre Market Reform | Discontinuation | -
11881 | 1 | Tier 2 Consent | W.J.Blythe Ltd | - | 37 St Margarets Street | - | Canterbury | Kent | CT1 2TU | FACTORY & PREMS | OARE ROAD | - | FAVERSHAM | KE | ME13 7TJ | 1999-04-01 | 2 | 1 | At all times | FAVERSHAM WTW | - | Chemical Oxygen Demand Shaken as 0 | - | 1500 | mg/l | 31.2 | Vehicle and plant washing (Low Impact) | Kent West | Vehicle Washing: Automatic Vehicle Washing process | Pre Market Reform | Consent | -
11881 | 1 | Tier 2 Consent | W.J.Blythe Ltd | - | 37 St Margarets Street | - | Canterbury | Kent | CT1 2TU | FACTORY & PREMS | OARE ROAD | - | FAVERSHAM | KE | ME13 7TJ | 1999-04-01 | 2 | 1 | At all times | FAVERSHAM WTW | - | Oil and Grease | - | 200 | mg/l | 31.2 | Vehicle and plant washing (Low Impact) | Kent West | Vehicle Washing: Automatic Vehicle Washing process | Pre Market Reform | Consent | -
11881 | 1 | Tier 2 Consent | W.J.Blythe Ltd | - | 37 St Margarets Street | - | Canterbury | Kent | CT1 2TU | FACTORY & PREMS | OARE ROAD | - | FAVERSHAM | KE | ME13 7TJ | 1999-04-01 | 2 | 1 | At all times | FAVERSHAM WTW | - | pH | 6 | 10 | pH Units | 31.2 | Vehicle and plant washing (Low Impact) | Kent West | Vehicle Washing: Automatic Vehicle Washing process | Pre Market Reform | Consent | -
11881 | 1 | Tier 2 Consent | W.J.Blythe Ltd | - | 37 St Margarets Street | - | Canterbury | Kent | CT1 2TU | FACTORY & PREMS | OARE ROAD | - | FAVERSHAM | KE | ME13 7TJ | 1999-04-01 | 2 | 1 | At all times | FAVERSHAM WTW | - | Solids Suspended 105 Degrees C | - | 400 | mg/l | 31.2 | Vehicle and plant washing (Low Impact) | Kent West | Vehicle Washing: Automatic Vehicle Washing process | Pre Market Reform | Consent | -
11893 | 1 | Tier 2 Consent | E. Kent Hospital NHS Trust | William Harvey Hospital | Kennington Road | Willesborough | Ashford | Kent | TN24 OCZ | WILLIAM HARVEY HOSPITAL | KENNINGTON ROAD | - | ASHFORD | KE | TN24 0LZ | 1999-04-01 | 6 | 0.14 | At all times | ASHFORD WTW | Kennington Road | Chemical Oxygen Demand Shaken as 0 | - | 1500 | mg/l | 39.2 | Boiler blowdown | Kent East | Bolier blowdown | Hospital | Consent | BLACKWALL ROAD WILLESBOROUGH LEES WPS
11893 | 1 | Tier 2 Consent | E. Kent Hospital NHS Trust | William Harvey Hospital | Kennington Road | Willesborough | Ashford | Kent | TN24 OCZ | WILLIAM HARVEY HOSPITAL | KENNINGTON ROAD | - | ASHFORD | KE | TN24 0LZ | 1999-04-01 | 6 | 0.14 | At all times | ASHFORD WTW | Kennington Road | pH | 6 | 10 | pH Units | 39.2 | Boiler blowdown | Kent East | Bolier blowdown | Hospital | Consent | BLACKWALL ROAD WILLESBOROUGH LEES WPS
11893 | 1 | Tier 2 Consent | E. Kent Hospital NHS Trust | William Harvey Hospital | Kennington Road | Willesborough | Ashford | Kent | TN24 OCZ | WILLIAM HARVEY HOSPITAL | KENNINGTON ROAD | - | ASHFORD | KE | TN24 0LZ | 1999-04-01 | 6 | 0.14 | At all times | ASHFORD WTW | Kennington Road | Solids Suspended 105C at pH7 | - | 500 | mg/l | 39.2 | Boiler blowdown | Kent East | Bolier blowdown | Hospital | Consent | BLACKWALL ROAD WILLESBOROUGH LEES WPS
11893 | 1 | Tier 2 Consent | E. Kent Hospital NHS Trust | William Harvey Hospital | Kennington Road | Willesborough | Ashford | Kent | TN24 OCZ | WILLIAM HARVEY HOSPITAL | KENNINGTON ROAD | - | ASHFORD | KE | TN24 0LZ | 1999-04-01 | 6 | 0.14 | At all times | ASHFORD WTW | Kennington Road | Sulphate as S04 | - | 1000 | mg/l | 39.2 | Boiler blowdown | Kent East | Bolier blowdown | Hospital | Consent | BLACKWALL ROAD WILLESBOROUGH LEES WPS
11896 | 3 | Tier 2 Consent | Custom Wytelyne Powder Coating Limited |  | 88 Hopewell Drive |  | Chatham | Kent | ME5 7NL | 88 | HOPEWELL DRIVE |  | CHATHAM | KE | ME5 7NL | 1999-04-01 | 30 | 1.7 |  | MOTNEY HILL WTW |  | Chemical Oxygen Demand Shaken as 0 | - | 1200 | mg/l | 22.2 | Plating and metal finishing (Medium Impact) | Kent West | Wastewater arising from the operation of a powder coating process | Pre Market Reform | Consent | -
11896 | 3 | Tier 2 Consent | Custom Wytelyne Powder Coating Limited |  | 88 Hopewell Drive |  | Chatham | Kent | ME5 7NL | 88 | HOPEWELL DRIVE |  | CHATHAM | KE | ME5 7NL | 1999-04-01 | 30 | 1.7 |  | MOTNEY HILL WTW |  | Chromium Total mg/l | - | 3 | ug/l | 22.2 | Plating and metal finishing (Medium Impact) | Kent West | Wastewater arising from the operation of a powder coating process | Pre Market Reform | Consent | -
11896 | 3 | Tier 2 Consent | Custom Wytelyne Powder Coating Limited |  | 88 Hopewell Drive |  | Chatham | Kent | ME5 7NL | 88 | HOPEWELL DRIVE |  | CHATHAM | KE | ME5 7NL | 1999-04-01 | 30 | 1.7 |  | MOTNEY HILL WTW |  | pH | 6 | 10 | pH Units | 22.2 | Plating and metal finishing (Medium Impact) | Kent West | Wastewater arising from the operation of a powder coating process | Pre Market Reform | Consent | -
11896 | 3 | Tier 2 Consent | Custom Wytelyne Powder Coating Limited |  | 88 Hopewell Drive |  | Chatham | Kent | ME5 7NL | 88 | HOPEWELL DRIVE |  | CHATHAM | KE | ME5 7NL | 1999-04-01 | 30 | 1.7 |  | MOTNEY HILL WTW |  | Solids Suspended 105 Degrees C | - | 400 | mg/l | 22.2 | Plating and metal finishing (Medium Impact) | Kent West | Wastewater arising from the operation of a powder coating process | Pre Market Reform | Consent | -
11896 | 3 | Tier 2 Consent | Custom Wytelyne Powder Coating Limited |  | 88 Hopewell Drive |  | Chatham | Kent | ME5 7NL | 88 | HOPEWELL DRIVE |  | CHATHAM | KE | ME5 7NL | 1999-04-01 | 30 | 1.7 |  | MOTNEY HILL WTW |  | Zinc Total mg/l | - | 3 | ug/l | 22.2 | Plating and metal finishing (Medium Impact) | Kent West | Wastewater arising from the operation of a powder coating process | Pre Market Reform | Consent | -
11913 | 2 | Tier 1 Consent | Bluecoat Sports | The Counting House |  | Christ's Hospital | Horsham | West Sussex | RH13 0YP | THE GRECIANS | CHRISTS HOSPITAL | - | HORSHAM | SW | RH13 0LB | 1990-11-09 | 60 | 1 | at all times | HORSHAM NEW WTW | Christ's Hospital | Chemical Oxygen Demand Shaken as 0 | - | 800 | mg/l | 32.1 | Leisure facilities | Sussex West | Pre Market Reform | Pre Market Reform | Consent | CHRISTS HOSPITAL HORSHAM WPS
11913 | 2 | Tier 1 Consent | Bluecoat Sports | The Counting House |  | Christ's Hospital | Horsham | West Sussex | RH13 0YP | THE GRECIANS | CHRISTS HOSPITAL | - | HORSHAM | SW | RH13 0LB | 1990-11-09 | 60 | 1 | at all times | HORSHAM NEW WTW | Christ's Hospital | pH | 6 | 11 | pH Units | 32.1 | Leisure facilities | Sussex West | Pre Market Reform | Pre Market Reform | Consent | CHRISTS HOSPITAL HORSHAM WPS
11913 | 2 | Tier 1 Consent | Bluecoat Sports | The Counting House |  | Christ's Hospital | Horsham | West Sussex | RH13 0YP | THE GRECIANS | CHRISTS HOSPITAL | - | HORSHAM | SW | RH13 0LB | 1990-11-09 | 60 | 1 | at all times | HORSHAM NEW WTW | Christ's Hospital | Solids Suspended 105C at pH7 | - | 400 | mg/l | 32.1 | Leisure facilities | Sussex West | Pre Market Reform | Pre Market Reform | Consent | CHRISTS HOSPITAL HORSHAM WPS
11921 | 4 | Tier 2 Consent | S.M.E.Limited |  | Mill Road |  | Steyning | West Sussex | BN44 3GY | S M E LTD | MILL ROAD |  | STEYNING | SW | BN44 3GY | 2006-09-01 | 20.4 | 2 | at all times | STEYNING WTW | Mill Road | Chemical Oxygen Demand Shaken as 0 | - | 750 | mg/l | 22.2 | Plating and metal finishing (Medium Impact) | Sussex West | Metal Finishing: Electroplating process | Pre Market Reform | Consent | -
11921 | 4 | Tier 2 Consent | S.M.E.Limited |  | Mill Road |  | Steyning | West Sussex | BN44 3GY | S M E LTD | MILL ROAD |  | STEYNING | SW | BN44 3GY | 2006-09-01 | 20.4 | 2 | at all times | STEYNING WTW | Mill Road | Chromium Total mg/l | - | 2 | ug/l | 22.2 | Plating and metal finishing (Medium Impact) | Sussex West | Metal Finishing: Electroplating process | Pre Market Reform | Consent | -
11921 | 4 | Tier 2 Consent | S.M.E.Limited |  | Mill Road |  | Steyning | West Sussex | BN44 3GY | S M E LTD | MILL ROAD |  | STEYNING | SW | BN44 3GY | 2006-09-01 | 20.4 | 2 | at all times | STEYNING WTW | Mill Road | Copper Total | - | 3 | ug/l | 22.2 | Plating and metal finishing (Medium Impact) | Sussex West | Metal Finishing: Electroplating process | Pre Market Reform | Consent | -
11921 | 4 | Tier 2 Consent | S.M.E.Limited |  | Mill Road |  | Steyning | West Sussex | BN44 3GY | S M E LTD | MILL ROAD |  | STEYNING | SW | BN44 3GY | 2006-09-01 | 20.4 | 2 | at all times | STEYNING WTW | Mill Road | Cyanide Total as Cn | - | 5 | ug/l | 22.2 | Plating and metal finishing (Medium Impact) | Sussex West | Metal Finishing: Electroplating process | Pre Market Reform | Consent | -
11921 | 4 | Tier 2 Consent | S.M.E.Limited |  | Mill Road |  | Steyning | West Sussex | BN44 3GY | S M E LTD | MILL ROAD |  | STEYNING | SW | BN44 3GY | 2006-09-01 | 20.4 | 2 | at all times | STEYNING WTW | Mill Road | Nickel Total | - | 3 | ug/l | 22.2 | Plating and metal finishing (Medium Impact) | Sussex West | Metal Finishing: Electroplating process | Pre Market Reform | Consent | -
11921 | 4 | Tier 2 Consent | S.M.E.Limited |  | Mill Road |  | Steyning | West Sussex | BN44 3GY | S M E LTD | MILL ROAD |  | STEYNING | SW | BN44 3GY | 2006-09-01 | 20.4 | 2 | at all times | STEYNING WTW | Mill Road | Nitrogen Ammoniacal as N | 0 | 35 | mg/l | 22.2 | Plating and metal finishing (Medium Impact) | Sussex West | Metal Finishing: Electroplating process | Pre Market Reform | Consent | -
11921 | 4 | Tier 2 Consent | S.M.E.Limited |  | Mill Road |  | Steyning | West Sussex | BN44 3GY | S M E LTD | MILL ROAD |  | STEYNING | SW | BN44 3GY | 2006-09-01 | 20.4 | 2 | at all times | STEYNING WTW | Mill Road | pH | 6 | 11 | pH Units | 22.2 | Plating and metal finishing (Medium Impact) | Sussex West | Metal Finishing: Electroplating process | Pre Market Reform | Consent | -
11921 | 4 | Tier 2 Consent | S.M.E.Limited |  | Mill Road |  | Steyning | West Sussex | BN44 3GY | S M E LTD | MILL ROAD |  | STEYNING | SW | BN44 3GY | 2006-09-01 | 20.4 | 2 | at all times | STEYNING WTW | Mill Road | Solids Suspended 105 Degrees C | - | 500 | mg/l | 22.2 | Plating and metal finishing (Medium Impact) | Sussex West | Metal Finishing: Electroplating process | Pre Market Reform | Consent | -
11921 | 4 | Tier 2 Consent | S.M.E.Limited |  | Mill Road |  | Steyning | West Sussex | BN44 3GY | S M E LTD | MILL ROAD |  | STEYNING | SW | BN44 3GY | 2006-09-01 | 20.4 | 2 | at all times | STEYNING WTW | Mill Road | Zinc Total mg/l | - | 3 | ug/l | 22.2 | Plating and metal finishing (Medium Impact) | Sussex West | Metal Finishing: Electroplating process | Pre Market Reform | Consent | -
11947 | 1 | Tier 2 Consent | Progress Launderette | Clovelly | Hazeldean Lane |  | Warninglid | West Sussex | RH17 5GJ | 13 | LEYLANDS ROAD | - | BURGESS HILL | SW | RH15 0QF | 1994-12-19 | 3 | 2 | at all times | GODDARDS GREEN WTW | Leylands Road | Chemical Oxygen Demand Shaken as 0 | - | 800 | mg/l | 15.2 | Laundering (Small-scale/Coin-Op) | Sussex West | Waste water from launderette | Pre Market Reform | Consent | -
11947 | 1 | Tier 2 Consent | Progress Launderette | Clovelly | Hazeldean Lane |  | Warninglid | West Sussex | RH17 5GJ | 13 | LEYLANDS ROAD | - | BURGESS HILL | SW | RH15 0QF | 1994-12-19 | 3 | 2 | at all times | GODDARDS GREEN WTW | Leylands Road | pH | 6 | 11 | pH Units | 15.2 | Laundering (Small-scale/Coin-Op) | Sussex West | Waste water from launderette | Pre Market Reform | Consent | -
11947 | 1 | Tier 2 Consent | Progress Launderette | Clovelly | Hazeldean Lane |  | Warninglid | West Sussex | RH17 5GJ | 13 | LEYLANDS ROAD | - | BURGESS HILL | SW | RH15 0QF | 1994-12-19 | 3 | 2 | at all times | GODDARDS GREEN WTW | Leylands Road | Solids Suspended 105C at pH7 | - | 400 | mg/l | 15.2 | Laundering (Small-scale/Coin-Op) | Sussex West | Waste water from launderette | Pre Market Reform | Consent | -
11967 | 2 | Tier 2 Consent | Wealden Leisure Ltd T/A Freedom Leisure | 1-6 The Paddocks | Carriers Way | - | East Hoathly | East Sussex | BN8 6AG | Uckfield Leisure Centre | DOWNSVIEW CRESCENT |  | UCKFIELD | SE | TN22 1UB | 1987-09-13 | 45 | 5 | At all times | UCKFIELD WTW | Downsview Crescent | Chemical Oxygen Demand Shaken as 0 | - | 800 | mg/l | 32.1 | Leisure facilities | Sussex East | Swimming pools: Commercial swimming pools process | Pre Market Reform | Consent | -
11967 | 2 | Tier 2 Consent | Wealden Leisure Ltd T/A Freedom Leisure | 1-6 The Paddocks | Carriers Way | - | East Hoathly | East Sussex | BN8 6AG | Uckfield Leisure Centre | DOWNSVIEW CRESCENT |  | UCKFIELD | SE | TN22 1UB | 1987-09-13 | 45 | 5 | At all times | UCKFIELD WTW | Downsview Crescent | pH | 6 | 11 | pH Units | 32.1 | Leisure facilities | Sussex East | Swimming pools: Commercial swimming pools process | Pre Market Reform | Consent | -
11967 | 2 | Tier 2 Consent | Wealden Leisure Ltd T/A Freedom Leisure | 1-6 The Paddocks | Carriers Way | - | East Hoathly | East Sussex | BN8 6AG | Uckfield Leisure Centre | DOWNSVIEW CRESCENT |  | UCKFIELD | SE | TN22 1UB | 1987-09-13 | 45 | 5 | At all times | UCKFIELD WTW | Downsview Crescent | Solids Suspended 105 Degrees C | - | 400 | mg/l | 32.1 | Leisure facilities | Sussex East | Swimming pools: Commercial swimming pools process | Pre Market Reform | Consent | -
11985 | 5 | Tier 1 Consent | Valencia Waste Management Limited | Oil Depot | 242 London Road |  | Stretton-on-Dunsmore |  | CV23 9JA | BEDDINGHAM LANDFILL SITE | BEDDINGHAM |  | LEWES | SE | BN8 6JX | 1998-11-06 | 200 | 2.5 | When Telemetry Allows | NEWHAVEN MAIN WTW | Lewes-Newhaven Rising Main | Chemical Oxygen Demand Shaken as 0 | - | 6000 | mg/l | 37.2 | Tip leachates and land remediation Closed | Sussex East | Miscellaneous: Waste Processing process | Pre Market Reform | Consent | NEWHAVEN EAST WPS
11985 | 5 | Tier 1 Consent | Valencia Waste Management Limited | Oil Depot | 242 London Road |  | Stretton-on-Dunsmore |  | CV23 9JA | BEDDINGHAM LANDFILL SITE | BEDDINGHAM |  | LEWES | SE | BN8 6JX | 1998-11-06 | 200 | 2.5 | When Telemetry Allows | NEWHAVEN MAIN WTW | Lewes-Newhaven Rising Main | Chromium Total mg/l | - | 1 | ug/l | 37.2 | Tip leachates and land remediation Closed | Sussex East | Miscellaneous: Waste Processing process | Pre Market Reform | Consent | NEWHAVEN EAST WPS
11985 | 5 | Tier 1 Consent | Valencia Waste Management Limited | Oil Depot | 242 London Road |  | Stretton-on-Dunsmore |  | CV23 9JA | BEDDINGHAM LANDFILL SITE | BEDDINGHAM |  | LEWES | SE | BN8 6JX | 1998-11-06 | 200 | 2.5 | When Telemetry Allows | NEWHAVEN MAIN WTW | Lewes-Newhaven Rising Main | Copper Total | - | 1 | ug/l | 37.2 | Tip leachates and land remediation Closed | Sussex East | Miscellaneous: Waste Processing process | Pre Market Reform | Consent | NEWHAVEN EAST WPS
11985 | 5 | Tier 1 Consent | Valencia Waste Management Limited | Oil Depot | 242 London Road |  | Stretton-on-Dunsmore |  | CV23 9JA | BEDDINGHAM LANDFILL SITE | BEDDINGHAM |  | LEWES | SE | BN8 6JX | 1998-11-06 | 200 | 2.5 | When Telemetry Allows | NEWHAVEN MAIN WTW | Lewes-Newhaven Rising Main | Cyanide Total as Cn | - | 1 | ug/l | 37.2 | Tip leachates and land remediation Closed | Sussex East | Miscellaneous: Waste Processing process | Pre Market Reform | Consent | NEWHAVEN EAST WPS
11985 | 5 | Tier 1 Consent | Valencia Waste Management Limited | Oil Depot | 242 London Road |  | Stretton-on-Dunsmore |  | CV23 9JA | BEDDINGHAM LANDFILL SITE | BEDDINGHAM |  | LEWES | SE | BN8 6JX | 1998-11-06 | 200 | 2.5 | When Telemetry Allows | NEWHAVEN MAIN WTW | Lewes-Newhaven Rising Main | Lead Total | - | 1 | ug/l | 37.2 | Tip leachates and land remediation Closed | Sussex East | Miscellaneous: Waste Processing process | Pre Market Reform | Consent | NEWHAVEN EAST WPS
11985 | 5 | Tier 1 Consent | Valencia Waste Management Limited | Oil Depot | 242 London Road |  | Stretton-on-Dunsmore |  | CV23 9JA | BEDDINGHAM LANDFILL SITE | BEDDINGHAM |  | LEWES | SE | BN8 6JX | 1998-11-06 | 200 | 2.5 | When Telemetry Allows | NEWHAVEN MAIN WTW | Lewes-Newhaven Rising Main | Methane Dissolved | - | 0.14 | ug/l | 37.2 | Tip leachates and land remediation Closed | Sussex East | Miscellaneous: Waste Processing process | Pre Market Reform | Consent | NEWHAVEN EAST WPS
11985 | 5 | Tier 1 Consent | Valencia Waste Management Limited | Oil Depot | 242 London Road |  | Stretton-on-Dunsmore |  | CV23 9JA | BEDDINGHAM LANDFILL SITE | BEDDINGHAM |  | LEWES | SE | BN8 6JX | 1998-11-06 | 200 | 2.5 | When Telemetry Allows | NEWHAVEN MAIN WTW | Lewes-Newhaven Rising Main | Nickel Total | - | 1 | ug/l | 37.2 | Tip leachates and land remediation Closed | Sussex East | Miscellaneous: Waste Processing process | Pre Market Reform | Consent | NEWHAVEN EAST WPS
11985 | 5 | Tier 1 Consent | Valencia Waste Management Limited | Oil Depot | 242 London Road |  | Stretton-on-Dunsmore |  | CV23 9JA | BEDDINGHAM LANDFILL SITE | BEDDINGHAM |  | LEWES | SE | BN8 6JX | 1998-11-06 | 200 | 2.5 | When Telemetry Allows | NEWHAVEN MAIN WTW | Lewes-Newhaven Rising Main | pH | 6 | 11 | pH Units | 37.2 | Tip leachates and land remediation Closed | Sussex East | Miscellaneous: Waste Processing process | Pre Market Reform | Consent | NEWHAVEN EAST WPS
11985 | 5 | Tier 1 Consent | Valencia Waste Management Limited | Oil Depot | 242 London Road |  | Stretton-on-Dunsmore |  | CV23 9JA | BEDDINGHAM LANDFILL SITE | BEDDINGHAM |  | LEWES | SE | BN8 6JX | 1998-11-06 | 200 | 2.5 | When Telemetry Allows | NEWHAVEN MAIN WTW | Lewes-Newhaven Rising Main | Solids Suspended 105 Degrees C | - | 1000 | mg/l | 37.2 | Tip leachates and land remediation Closed | Sussex East | Miscellaneous: Waste Processing process | Pre Market Reform | Consent | NEWHAVEN EAST WPS
11985 | 5 | Tier 1 Consent | Valencia Waste Management Limited | Oil Depot | 242 London Road |  | Stretton-on-Dunsmore |  | CV23 9JA | BEDDINGHAM LANDFILL SITE | BEDDINGHAM |  | LEWES | SE | BN8 6JX | 1998-11-06 | 200 | 2.5 | When Telemetry Allows | NEWHAVEN MAIN WTW | Lewes-Newhaven Rising Main | Sulphate as S04 | - | 500 | mg/l | 37.2 | Tip leachates and land remediation Closed | Sussex East | Miscellaneous: Waste Processing process | Pre Market Reform | Consent | NEWHAVEN EAST WPS
11985 | 5 | Tier 1 Consent | Valencia Waste Management Limited | Oil Depot | 242 London Road |  | Stretton-on-Dunsmore |  | CV23 9JA | BEDDINGHAM LANDFILL SITE | BEDDINGHAM |  | LEWES | SE | BN8 6JX | 1998-11-06 | 200 | 2.5 | When Telemetry Allows | NEWHAVEN MAIN WTW | Lewes-Newhaven Rising Main | Sulphide as S | - | 1 | mg/l | 37.2 | Tip leachates and land remediation Closed | Sussex East | Miscellaneous: Waste Processing process | Pre Market Reform | Consent | NEWHAVEN EAST WPS
11985 | 5 | Tier 1 Consent | Valencia Waste Management Limited | Oil Depot | 242 London Road |  | Stretton-on-Dunsmore |  | CV23 9JA | BEDDINGHAM LANDFILL SITE | BEDDINGHAM |  | LEWES | SE | BN8 6JX | 1998-11-06 | 200 | 2.5 | When Telemetry Allows | NEWHAVEN MAIN WTW | Lewes-Newhaven Rising Main | Tin Total | - | 1000 | ug/l | 37.2 | Tip leachates and land remediation Closed | Sussex East | Miscellaneous: Waste Processing process | Pre Market Reform | Consent | NEWHAVEN EAST WPS
11985 | 5 | Tier 1 Consent | Valencia Waste Management Limited | Oil Depot | 242 London Road |  | Stretton-on-Dunsmore |  | CV23 9JA | BEDDINGHAM LANDFILL SITE | BEDDINGHAM |  | LEWES | SE | BN8 6JX | 1998-11-06 | 200 | 2.5 | When Telemetry Allows | NEWHAVEN MAIN WTW | Lewes-Newhaven Rising Main | Zinc Total mg/l | - | 1 | ug/l | 37.2 | Tip leachates and land remediation Closed | Sussex East | Miscellaneous: Waste Processing process | Pre Market Reform | Consent | NEWHAVEN EAST WPS
11986 | 1 | Tier 2 Consent | Wave Leisure Trust Limited | Downs Leisure Centre | Sutton Road | - | Seaford | East Sussex | BN25 4QW | SEAHAVEN SWIMMING POOL | CHAPEL STREET | - | NEWHAVEN | SE | BN9 9PN | 1984-05-04 | 20 | 40 | at all times | NEWHAVEN MAIN WTW | South Way | Chemical Oxygen Demand Shaken as 0 | - | 800 | mg/l | 32.1 | Leisure facilities | Sussex East | Swimming pools: Commercial swimming pools process | Pre Market Reform | Consent | NEWHAVEN EAST WPS
11986 | 1 | Tier 2 Consent | Wave Leisure Trust Limited | Downs Leisure Centre | Sutton Road | - | Seaford | East Sussex | BN25 4QW | SEAHAVEN SWIMMING POOL | CHAPEL STREET | - | NEWHAVEN | SE | BN9 9PN | 1984-05-04 | 20 | 40 | at all times | NEWHAVEN MAIN WTW | South Way | pH | 6 | 11 | pH Units | 32.1 | Leisure facilities | Sussex East | Swimming pools: Commercial swimming pools process | Pre Market Reform | Consent | NEWHAVEN EAST WPS
11986 | 1 | Tier 2 Consent | Wave Leisure Trust Limited | Downs Leisure Centre | Sutton Road | - | Seaford | East Sussex | BN25 4QW | SEAHAVEN SWIMMING POOL | CHAPEL STREET | - | NEWHAVEN | SE | BN9 9PN | 1984-05-04 | 20 | 40 | at all times | NEWHAVEN MAIN WTW | South Way | Solids Suspended 105C at pH7 | - | 400 | mg/l | 32.1 | Leisure facilities | Sussex East | Swimming pools: Commercial swimming pools process | Pre Market Reform | Consent | NEWHAVEN EAST WPS
11987 | 1 | Tier 2 Consent | Royal Mail Group Limited | 185 | Farringdon Road |  | London |  | EC1A 1AA | 62 NEWHAVEN DELIVERY OFFICE | HIGH STREET | - | NEWHAVEN | SE | BN9 9QU | 1990-11-29 | 0.3 | 2 | at all times | NEWHAVEN MAIN WTW | High Street | Chemical Oxygen Demand Shaken as 0 | - | 800 | mg/l | 31.2 | Vehicle and plant washing (Low Impact) | Sussex East | Vehicle Washing: Automatic Vehicle Washing process | Pre Market Reform | Consent | NEWHAVEN EAST WPS
11987 | 1 | Tier 2 Consent | Royal Mail Group Limited | 185 | Farringdon Road |  | London |  | EC1A 1AA | 62 NEWHAVEN DELIVERY OFFICE | HIGH STREET | - | NEWHAVEN | SE | BN9 9QU | 1990-11-29 | 0.3 | 2 | at all times | NEWHAVEN MAIN WTW | High Street | Oil and Grease | - | 200 | mg/l | 31.2 | Vehicle and plant washing (Low Impact) | Sussex East | Vehicle Washing: Automatic Vehicle Washing process | Pre Market Reform | Consent | NEWHAVEN EAST WPS
11987 | 1 | Tier 2 Consent | Royal Mail Group Limited | 185 | Farringdon Road |  | London |  | EC1A 1AA | 62 NEWHAVEN DELIVERY OFFICE | HIGH STREET | - | NEWHAVEN | SE | BN9 9QU | 1990-11-29 | 0.3 | 2 | at all times | NEWHAVEN MAIN WTW | High Street | pH | 6 | 10 | pH Units | 31.2 | Vehicle and plant washing (Low Impact) | Sussex East | Vehicle Washing: Automatic Vehicle Washing process | Pre Market Reform | Consent | NEWHAVEN EAST WPS
11987 | 1 | Tier 2 Consent | Royal Mail Group Limited | 185 | Farringdon Road |  | London |  | EC1A 1AA | 62 NEWHAVEN DELIVERY OFFICE | HIGH STREET | - | NEWHAVEN | SE | BN9 9QU | 1990-11-29 | 0.3 | 2 | at all times | NEWHAVEN MAIN WTW | High Street | Solids Suspended 105 Degrees C | - | 400 | mg/l | 31.2 | Vehicle and plant washing (Low Impact) | Sussex East | Vehicle Washing: Automatic Vehicle Washing process | Pre Market Reform | Consent | NEWHAVEN EAST WPS
11989 | 1 | Tier 2 Consent | Lewes District Council | Lewes House | 32 High Street |  | Lewes | East Sussex | BN7 2LX | STORES & PREMS | ROBINSON ROAD | - | NEWHAVEN | SE | BN9 9BL | 1998-09-28 | 3 | 0.02 | at all times | NEWHAVEN MAIN WTW | Robinson Road | Chemical Oxygen Demand Shaken as 0 | - | 800 | mg/l | 31.2 | Vehicle and plant washing (Low Impact) | Sussex East | Vehicle washing and fuelling areas. | Pre Market Reform | Consent | NEWHAVEN EAST WPS
11989 | 1 | Tier 2 Consent | Lewes District Council | Lewes House | 32 High Street |  | Lewes | East Sussex | BN7 2LX | STORES & PREMS | ROBINSON ROAD | - | NEWHAVEN | SE | BN9 9BL | 1998-09-28 | 3 | 0.02 | at all times | NEWHAVEN MAIN WTW | Robinson Road | pH | 6 | 11 | pH Units | 31.2 | Vehicle and plant washing (Low Impact) | Sussex East | Vehicle washing and fuelling areas. | Pre Market Reform | Consent | NEWHAVEN EAST WPS
11989 | 1 | Tier 2 Consent | Lewes District Council | Lewes House | 32 High Street |  | Lewes | East Sussex | BN7 2LX | STORES & PREMS | ROBINSON ROAD | - | NEWHAVEN | SE | BN9 9BL | 1998-09-28 | 3 | 0.02 | at all times | NEWHAVEN MAIN WTW | Robinson Road | Solids Suspended 105C at pH7 | - | 400 | mg/l | 31.2 | Vehicle and plant washing (Low Impact) | Sussex East | Vehicle washing and fuelling areas. | Pre Market Reform | Consent | NEWHAVEN EAST WPS
11992 | 1 | Low Risk Consent | East Sussex County Council | Transport & Environment Dept | County Hall | St Anne's Crescent | Lewes | East Sussex | BN7 1UE | HOUSEHOLD WASTE SITE OFF | HAM LANE | - | LEWES | SE | BN7 3PS | 1982-03-25 | 1 | 1 | at all times | NEWHAVEN MAIN WTW | Ham Lane | Chemical Oxygen Demand Shaken as 0 | - | 1500 | mg/l | 40.1 | Rainwater and surface water run-off (Medium Impact). Fire fighting foam training | Sussex East | Tip Leachate: Tip Leachate process | Pre Market Reform | Consent | NEWHAVEN EAST WPS
11992 | 1 | Low Risk Consent | East Sussex County Council | Transport & Environment Dept | County Hall | St Anne's Crescent | Lewes | East Sussex | BN7 1UE | HOUSEHOLD WASTE SITE OFF | HAM LANE | - | LEWES | SE | BN7 3PS | 1982-03-25 | 1 | 1 | at all times | NEWHAVEN MAIN WTW | Ham Lane | Cyanide Total as Cn | - | 5 | ug/l | 40.1 | Rainwater and surface water run-off (Medium Impact). Fire fighting foam training | Sussex East | Tip Leachate: Tip Leachate process | Pre Market Reform | Consent | NEWHAVEN EAST WPS
11992 | 1 | Low Risk Consent | East Sussex County Council | Transport & Environment Dept | County Hall | St Anne's Crescent | Lewes | East Sussex | BN7 1UE | HOUSEHOLD WASTE SITE OFF | HAM LANE | - | LEWES | SE | BN7 3PS | 1982-03-25 | 1 | 1 | at all times | NEWHAVEN MAIN WTW | Ham Lane | Detergents Anionic | - | 100 | mg/l | 40.1 | Rainwater and surface water run-off (Medium Impact). Fire fighting foam training | Sussex East | Tip Leachate: Tip Leachate process | Pre Market Reform | Consent | NEWHAVEN EAST WPS
11992 | 1 | Low Risk Consent | East Sussex County Council | Transport & Environment Dept | County Hall | St Anne's Crescent | Lewes | East Sussex | BN7 1UE | HOUSEHOLD WASTE SITE OFF | HAM LANE | - | LEWES | SE | BN7 3PS | 1982-03-25 | 1 | 1 | at all times | NEWHAVEN MAIN WTW | Ham Lane | Oil and Grease | - | 100 | mg/l | 40.1 | Rainwater and surface water run-off (Medium Impact). Fire fighting foam training | Sussex East | Tip Leachate: Tip Leachate process | Pre Market Reform | Consent | NEWHAVEN EAST WPS
11992 | 1 | Low Risk Consent | East Sussex County Council | Transport & Environment Dept | County Hall | St Anne's Crescent | Lewes | East Sussex | BN7 1UE | HOUSEHOLD WASTE SITE OFF | HAM LANE | - | LEWES | SE | BN7 3PS | 1982-03-25 | 1 | 1 | at all times | NEWHAVEN MAIN WTW | Ham Lane | pH | 6 | 10 | pH Units | 40.1 | Rainwater and surface water run-off (Medium Impact). Fire fighting foam training | Sussex East | Tip Leachate: Tip Leachate process | Pre Market Reform | Consent | NEWHAVEN EAST WPS
11992 | 1 | Low Risk Consent | East Sussex County Council | Transport & Environment Dept | County Hall | St Anne's Crescent | Lewes | East Sussex | BN7 1UE | HOUSEHOLD WASTE SITE OFF | HAM LANE | - | LEWES | SE | BN7 3PS | 1982-03-25 | 1 | 1 | at all times | NEWHAVEN MAIN WTW | Ham Lane | Phenols Total | - | 5 | ug/l | 40.1 | Rainwater and surface water run-off (Medium Impact). Fire fighting foam training | Sussex East | Tip Leachate: Tip Leachate process | Pre Market Reform | Consent | NEWHAVEN EAST WPS
11992 | 1 | Low Risk Consent | East Sussex County Council | Transport & Environment Dept | County Hall | St Anne's Crescent | Lewes | East Sussex | BN7 1UE | HOUSEHOLD WASTE SITE OFF | HAM LANE | - | LEWES | SE | BN7 3PS | 1982-03-25 | 1 | 1 | at all times | NEWHAVEN MAIN WTW | Ham Lane | Solids Suspended 105C at pH7 | - | 500 | mg/l | 40.1 | Rainwater and surface water run-off (Medium Impact). Fire fighting foam training | Sussex East | Tip Leachate: Tip Leachate process | Pre Market Reform | Consent | NEWHAVEN EAST WPS
11992 | 1 | Low Risk Consent | East Sussex County Council | Transport & Environment Dept | County Hall | St Anne's Crescent | Lewes | East Sussex | BN7 1UE | HOUSEHOLD WASTE SITE OFF | HAM LANE | - | LEWES | SE | BN7 3PS | 1982-03-25 | 1 | 1 | at all times | NEWHAVEN MAIN WTW | Ham Lane | Sulphate as S04 | - | 500 | mg/l | 40.1 | Rainwater and surface water run-off (Medium Impact). Fire fighting foam training | Sussex East | Tip Leachate: Tip Leachate process | Pre Market Reform | Consent | NEWHAVEN EAST WPS
11992 | 1 | Low Risk Consent | East Sussex County Council | Transport & Environment Dept | County Hall | St Anne's Crescent | Lewes | East Sussex | BN7 1UE | HOUSEHOLD WASTE SITE OFF | HAM LANE | - | LEWES | SE | BN7 3PS | 1982-03-25 | 1 | 1 | at all times | NEWHAVEN MAIN WTW | Ham Lane | Sulphide as S | - | 2 | mg/l | 40.1 | Rainwater and surface water run-off (Medium Impact). Fire fighting foam training | Sussex East | Tip Leachate: Tip Leachate process | Pre Market Reform | Consent | NEWHAVEN EAST WPS
11992 | 1 | Low Risk Consent | East Sussex County Council | Transport & Environment Dept | County Hall | St Anne's Crescent | Lewes | East Sussex | BN7 1UE | HOUSEHOLD WASTE SITE OFF | HAM LANE | - | LEWES | SE | BN7 3PS | 1982-03-25 | 1 | 1 | at all times | NEWHAVEN MAIN WTW | Ham Lane | Zinc Total mg/l | - | 3 | ug/l | 40.1 | Rainwater and surface water run-off (Medium Impact). Fire fighting foam training | Sussex East | Tip Leachate: Tip Leachate process | Pre Market Reform | Consent | NEWHAVEN EAST WPS
12010 | 2 | Tier 2 Consent | Malby & Sons Limited | Zylo Works | Marine View | - | Brighton | East Sussex | BN2 0HH | MARINE VIEW ZYLO WORKS | SUSSEX STREET |  | BRIGHTON | SE | BN2 0HH | 1977-05-23 | 24 | 2 | at all times | PEACEHAVEN WTW | Park Road Terrace | Aluminium Total | - | 100 | ug/l | 22.2 | Plating and metal finishing (Medium Impact) | Sussex East | Metal Finishing: etching, anodising and colouring of aluminium, stainless steel and brass | Pre Market Reform | Consent | -
12010 | 2 | Tier 2 Consent | Malby & Sons Limited | Zylo Works | Marine View | - | Brighton | East Sussex | BN2 0HH | MARINE VIEW ZYLO WORKS | SUSSEX STREET |  | BRIGHTON | SE | BN2 0HH | 1977-05-23 | 24 | 2 | at all times | PEACEHAVEN WTW | Park Road Terrace | Chemical Oxygen Demand Shaken as 0 | - | 300 | mg/l | 22.2 | Plating and metal finishing (Medium Impact) | Sussex East | Metal Finishing: etching, anodising and colouring of aluminium, stainless steel and brass | Pre Market Reform | Consent | -
12010 | 2 | Tier 2 Consent | Malby & Sons Limited | Zylo Works | Marine View | - | Brighton | East Sussex | BN2 0HH | MARINE VIEW ZYLO WORKS | SUSSEX STREET |  | BRIGHTON | SE | BN2 0HH | 1977-05-23 | 24 | 2 | at all times | PEACEHAVEN WTW | Park Road Terrace | Chromium Total mg/l | - | 5 | ug/l | 22.2 | Plating and metal finishing (Medium Impact) | Sussex East | Metal Finishing: etching, anodising and colouring of aluminium, stainless steel and brass | Pre Market Reform | Consent | -
12010 | 2 | Tier 2 Consent | Malby & Sons Limited | Zylo Works | Marine View | - | Brighton | East Sussex | BN2 0HH | MARINE VIEW ZYLO WORKS | SUSSEX STREET |  | BRIGHTON | SE | BN2 0HH | 1977-05-23 | 24 | 2 | at all times | PEACEHAVEN WTW | Park Road Terrace | Copper Total | - | 5 | ug/l | 22.2 | Plating and metal finishing (Medium Impact) | Sussex East | Metal Finishing: etching, anodising and colouring of aluminium, stainless steel and brass | Pre Market Reform | Consent | -
12010 | 2 | Tier 2 Consent | Malby & Sons Limited | Zylo Works | Marine View | - | Brighton | East Sussex | BN2 0HH | MARINE VIEW ZYLO WORKS | SUSSEX STREET |  | BRIGHTON | SE | BN2 0HH | 1977-05-23 | 24 | 2 | at all times | PEACEHAVEN WTW | Park Road Terrace | Lead Total | - | 5 | ug/l | 22.2 | Plating and metal finishing (Medium Impact) | Sussex East | Metal Finishing: etching, anodising and colouring of aluminium, stainless steel and brass | Pre Market Reform | Consent | -
12010 | 2 | Tier 2 Consent | Malby & Sons Limited | Zylo Works | Marine View | - | Brighton | East Sussex | BN2 0HH | MARINE VIEW ZYLO WORKS | SUSSEX STREET |  | BRIGHTON | SE | BN2 0HH | 1977-05-23 | 24 | 2 | at all times | PEACEHAVEN WTW | Park Road Terrace | Nickel Total | - | 5 | ug/l | 22.2 | Plating and metal finishing (Medium Impact) | Sussex East | Metal Finishing: etching, anodising and colouring of aluminium, stainless steel and brass | Pre Market Reform | Consent | -
12010 | 2 | Tier 2 Consent | Malby & Sons Limited | Zylo Works | Marine View | - | Brighton | East Sussex | BN2 0HH | MARINE VIEW ZYLO WORKS | SUSSEX STREET |  | BRIGHTON | SE | BN2 0HH | 1977-05-23 | 24 | 2 | at all times | PEACEHAVEN WTW | Park Road Terrace | pH | 6 | 11 | pH Units | 22.2 | Plating and metal finishing (Medium Impact) | Sussex East | Metal Finishing: etching, anodising and colouring of aluminium, stainless steel and brass | Pre Market Reform | Consent | -
12010 | 2 | Tier 2 Consent | Malby & Sons Limited | Zylo Works | Marine View | - | Brighton | East Sussex | BN2 0HH | MARINE VIEW ZYLO WORKS | SUSSEX STREET |  | BRIGHTON | SE | BN2 0HH | 1977-05-23 | 24 | 2 | at all times | PEACEHAVEN WTW | Park Road Terrace | Solids Suspended 105 Degrees C | - | 400 | mg/l | 22.2 | Plating and metal finishing (Medium Impact) | Sussex East | Metal Finishing: etching, anodising and colouring of aluminium, stainless steel and brass | Pre Market Reform | Consent | -
12010 | 2 | Tier 2 Consent | Malby & Sons Limited | Zylo Works | Marine View | - | Brighton | East Sussex | BN2 0HH | MARINE VIEW ZYLO WORKS | SUSSEX STREET |  | BRIGHTON | SE | BN2 0HH | 1977-05-23 | 24 | 2 | at all times | PEACEHAVEN WTW | Park Road Terrace | Zinc Total mg/l | - | 5 | ug/l | 22.2 | Plating and metal finishing (Medium Impact) | Sussex East | Metal Finishing: etching, anodising and colouring of aluminium, stainless steel and brass | Pre Market Reform | Consent | -
12012 | 1 | Tier 2 Consent | Johnson Cleaners UK Ltd | - | Pittman Way | Fulwood | Preston | Lancashire | PR2 9ZD | 96 | BLATCHINGTON ROAD | - | HOVE | SE | BN3 3YF | 1977-08-03 | 9 | 2 | At all times | PEACEHAVEN WTW | BLATCHINGTON ROAD | Chemical Oxygen Demand Shaken as 0 | - | 800 | mg/l | 15.2 | Laundering (Small-scale/Coin-Op) | Sussex East | Commercial Laundry: Dry cleaning process | Pre Market Reform | Consent | -
12012 | 1 | Tier 2 Consent | Johnson Cleaners UK Ltd | - | Pittman Way | Fulwood | Preston | Lancashire | PR2 9ZD | 96 | BLATCHINGTON ROAD | - | HOVE | SE | BN3 3YF | 1977-08-03 | 9 | 2 | At all times | PEACEHAVEN WTW | BLATCHINGTON ROAD | pH | 6 | 10 | pH Units | 15.2 | Laundering (Small-scale/Coin-Op) | Sussex East | Commercial Laundry: Dry cleaning process | Pre Market Reform | Consent | -
12012 | 1 | Tier 2 Consent | Johnson Cleaners UK Ltd | - | Pittman Way | Fulwood | Preston | Lancashire | PR2 9ZD | 96 | BLATCHINGTON ROAD | - | HOVE | SE | BN3 3YF | 1977-08-03 | 9 | 2 | At all times | PEACEHAVEN WTW | BLATCHINGTON ROAD | Solids Suspended 105C at pH7 | - | 400 | mg/l | 15.2 | Laundering (Small-scale/Coin-Op) | Sussex East | Commercial Laundry: Dry cleaning process | Pre Market Reform | Consent | -
12017 | 1 | Tier 2 Consent | J J Rogers | - | 50 St George's Road | - | Brighton | East Sussex | BN2 | 50 | ST GEORGES ROAD | - | BRIGHTON | BH | BN2 1EF | 1978-07-04 | 10.8 | 0.69 | At all times | PEACEHAVEN WTW | ST GEORGES ROAD | Chemical Oxygen Demand Shaken as 0 | - | 800 | mg/l | 15.2 | Laundering (Small-scale/Coin-Op) | Sussex East | Waste water from laundering | Pre Market Reform | Consent | -
12017 | 1 | Tier 2 Consent | J J Rogers | - | 50 St George's Road | - | Brighton | East Sussex | BN2 | 50 | ST GEORGES ROAD | - | BRIGHTON | BH | BN2 1EF | 1978-07-04 | 10.8 | 0.69 | At all times | PEACEHAVEN WTW | ST GEORGES ROAD | pH | 6 | 11 | pH Units | 15.2 | Laundering (Small-scale/Coin-Op) | Sussex East | Waste water from laundering | Pre Market Reform | Consent | -
12017 | 1 | Tier 2 Consent | J J Rogers | - | 50 St George's Road | - | Brighton | East Sussex | BN2 | 50 | ST GEORGES ROAD | - | BRIGHTON | BH | BN2 1EF | 1978-07-04 | 10.8 | 0.69 | At all times | PEACEHAVEN WTW | ST GEORGES ROAD | Solids Suspended 105C at pH7 | - | 400 | mg/l | 15.2 | Laundering (Small-scale/Coin-Op) | Sussex East | Waste water from laundering | Pre Market Reform | Consent | -
12025 | 1 | Tier 2 Consent | St James's Laundry Centre | - | 53 St James' Street | - | Brighton | East Sussex | BN2 1QG | 53 | ST JAMES'S STREET | - | BRIGHTON | BH | BN2 1QG | 1980-01-21 | 10 | 0.124 | At all times | PEACEHAVEN WTW | St James's Avenue | Chemical Oxygen Demand Shaken as 0 | - | 800 | mg/l | 15.2 | Laundering (Small-scale/Coin-Op) | Sussex East | Soapy water | Pre Market Reform | Consent | -
12025 | 1 | Tier 2 Consent | St James's Laundry Centre | - | 53 St James' Street | - | Brighton | East Sussex | BN2 1QG | 53 | ST JAMES'S STREET | - | BRIGHTON | BH | BN2 1QG | 1980-01-21 | 10 | 0.124 | At all times | PEACEHAVEN WTW | St James's Avenue | pH | 6 | 11 | pH Units | 15.2 | Laundering (Small-scale/Coin-Op) | Sussex East | Soapy water | Pre Market Reform | Consent | -
12025 | 1 | Tier 2 Consent | St James's Laundry Centre | - | 53 St James' Street | - | Brighton | East Sussex | BN2 1QG | 53 | ST JAMES'S STREET | - | BRIGHTON | BH | BN2 1QG | 1980-01-21 | 10 | 0.124 | At all times | PEACEHAVEN WTW | St James's Avenue | Solids Suspended 105C at pH7 | - | 400 | mg/l | 15.2 | Laundering (Small-scale/Coin-Op) | Sussex East | Soapy water | Pre Market Reform | Consent | -
12026 | 1 | Tier 2 Consent | Europcar Group UK Limited | 1 Great Central Square | - | - | Leicester | - | LE1 4JS | NATIONAL CAR RENTAL | CANNON PLACE | - | BRIGHTON | SE | BN1 2FB | 1980-05-12 | 4.5 | 1 | at all times | PEACEHAVEN WTW | Cannon Place | Chemical Oxygen Demand Shaken as 0 | - | 800 | mg/l | 31.2 | Vehicle and plant washing (Low Impact) | Sussex East | Vehicle Washing: Automatic Vehicle Washing process | Pre Market Reform | Consent | -
12026 | 1 | Tier 2 Consent | Europcar Group UK Limited | 1 Great Central Square | - | - | Leicester | - | LE1 4JS | NATIONAL CAR RENTAL | CANNON PLACE | - | BRIGHTON | SE | BN1 2FB | 1980-05-12 | 4.5 | 1 | at all times | PEACEHAVEN WTW | Cannon Place | Oil and Grease | - | 100 | mg/l | 31.2 | Vehicle and plant washing (Low Impact) | Sussex East | Vehicle Washing: Automatic Vehicle Washing process | Pre Market Reform | Consent | -
12026 | 1 | Tier 2 Consent | Europcar Group UK Limited | 1 Great Central Square | - | - | Leicester | - | LE1 4JS | NATIONAL CAR RENTAL | CANNON PLACE | - | BRIGHTON | SE | BN1 2FB | 1980-05-12 | 4.5 | 1 | at all times | PEACEHAVEN WTW | Cannon Place | pH | 6 | 10 | pH Units | 31.2 | Vehicle and plant washing (Low Impact) | Sussex East | Vehicle Washing: Automatic Vehicle Washing process | Pre Market Reform | Consent | -
12026 | 1 | Tier 2 Consent | Europcar Group UK Limited | 1 Great Central Square | - | - | Leicester | - | LE1 4JS | NATIONAL CAR RENTAL | CANNON PLACE | - | BRIGHTON | SE | BN1 2FB | 1980-05-12 | 4.5 | 1 | at all times | PEACEHAVEN WTW | Cannon Place | Solids Suspended 105C at pH7 | - | 400 | mg/l | 31.2 | Vehicle and plant washing (Low Impact) | Sussex East | Vehicle Washing: Automatic Vehicle Washing process | Pre Market Reform | Consent | -
12027 | 1 | Tier 2 Consent | M4 Launderettes Limited | Bank House | Southwick Square | - | Southwick | West Sussex | BN42 4FN | 66 LAUNDERETTE | UPPER GLOUCESTER ROAD | - | BRIGHTON | SE | BN1 3LQ | 1980-05-12 | 51 | 1.01 | at all times | PEACEHAVEN WTW | Upper Gloucester Road | Chemical Oxygen Demand Shaken as 0 | - | 800 | mg/l | 15.2 | Laundering (Small-scale/Coin-Op) | Sussex East | Laundrettes Process | Pre Market Reform | Consent | -
12027 | 1 | Tier 2 Consent | M4 Launderettes Limited | Bank House | Southwick Square | - | Southwick | West Sussex | BN42 4FN | 66 LAUNDERETTE | UPPER GLOUCESTER ROAD | - | BRIGHTON | SE | BN1 3LQ | 1980-05-12 | 51 | 1.01 | at all times | PEACEHAVEN WTW | Upper Gloucester Road | pH | 6 | 11 | pH Units | 15.2 | Laundering (Small-scale/Coin-Op) | Sussex East | Laundrettes Process | Pre Market Reform | Consent | -
12027 | 1 | Tier 2 Consent | M4 Launderettes Limited | Bank House | Southwick Square | - | Southwick | West Sussex | BN42 4FN | 66 LAUNDERETTE | UPPER GLOUCESTER ROAD | - | BRIGHTON | SE | BN1 3LQ | 1980-05-12 | 51 | 1.01 | at all times | PEACEHAVEN WTW | Upper Gloucester Road | Solids Suspended 105C at pH7 | - | 400 | mg/l | 15.2 | Laundering (Small-scale/Coin-Op) | Sussex East | Laundrettes Process | Pre Market Reform | Consent | -
12036 | 1 | Tier 2 Consent | Custom Pharmaceuticals Limited | Tecore House | Conway Street | - | Hove | East Sussex | BN3 3LW | UNIT 2 TECORE HOUSE | CONWAY STREET | - | HOVE | SE | BN3 3WX | 1982-09-06 | 3 | 0.27 | at all times | PEACEHAVEN WTW | Conway Street | Chemical Oxygen Demand Shaken as 0 | - | 750 | mg/l | 4.1 | Chemical and pharmaceutical manufacture (High Impact) | Sussex East | Chemical: Chemical formulation process | Pre Market Reform | Consent | -
12036 | 1 | Tier 2 Consent | Custom Pharmaceuticals Limited | Tecore House | Conway Street | - | Hove | East Sussex | BN3 3LW | UNIT 2 TECORE HOUSE | CONWAY STREET | - | HOVE | SE | BN3 3WX | 1982-09-06 | 3 | 0.27 | at all times | PEACEHAVEN WTW | Conway Street | Cyanide Total as Cn | - | 5 | ug/l | 4.1 | Chemical and pharmaceutical manufacture (High Impact) | Sussex East | Chemical: Chemical formulation process | Pre Market Reform | Consent | -
12036 | 1 | Tier 2 Consent | Custom Pharmaceuticals Limited | Tecore House | Conway Street | - | Hove | East Sussex | BN3 3LW | UNIT 2 TECORE HOUSE | CONWAY STREET | - | HOVE | SE | BN3 3WX | 1982-09-06 | 3 | 0.27 | at all times | PEACEHAVEN WTW | Conway Street | Detergents Anionic | - | 100 | mg/l | 4.1 | Chemical and pharmaceutical manufacture (High Impact) | Sussex East | Chemical: Chemical formulation process | Pre Market Reform | Consent | -
12036 | 1 | Tier 2 Consent | Custom Pharmaceuticals Limited | Tecore House | Conway Street | - | Hove | East Sussex | BN3 3LW | UNIT 2 TECORE HOUSE | CONWAY STREET | - | HOVE | SE | BN3 3WX | 1982-09-06 | 3 | 0.27 | at all times | PEACEHAVEN WTW | Conway Street | Oil and Grease | - | 100 | mg/l | 4.1 | Chemical and pharmaceutical manufacture (High Impact) | Sussex East | Chemical: Chemical formulation process | Pre Market Reform | Consent | -
12036 | 1 | Tier 2 Consent | Custom Pharmaceuticals Limited | Tecore House | Conway Street | - | Hove | East Sussex | BN3 3LW | UNIT 2 TECORE HOUSE | CONWAY STREET | - | HOVE | SE | BN3 3WX | 1982-09-06 | 3 | 0.27 | at all times | PEACEHAVEN WTW | Conway Street | pH | 6 | 10 | pH Units | 4.1 | Chemical and pharmaceutical manufacture (High Impact) | Sussex East | Chemical: Chemical formulation process | Pre Market Reform | Consent | -
12036 | 1 | Tier 2 Consent | Custom Pharmaceuticals Limited | Tecore House | Conway Street | - | Hove | East Sussex | BN3 3LW | UNIT 2 TECORE HOUSE | CONWAY STREET | - | HOVE | SE | BN3 3WX | 1982-09-06 | 3 | 0.27 | at all times | PEACEHAVEN WTW | Conway Street | Phenols Total | - | 5 | ug/l | 4.1 | Chemical and pharmaceutical manufacture (High Impact) | Sussex East | Chemical: Chemical formulation process | Pre Market Reform | Consent | -
12036 | 1 | Tier 2 Consent | Custom Pharmaceuticals Limited | Tecore House | Conway Street | - | Hove | East Sussex | BN3 3LW | UNIT 2 TECORE HOUSE | CONWAY STREET | - | HOVE | SE | BN3 3WX | 1982-09-06 | 3 | 0.27 | at all times | PEACEHAVEN WTW | Conway Street | Solids Suspended 105C at pH7 | - | 500 | mg/l | 4.1 | Chemical and pharmaceutical manufacture (High Impact) | Sussex East | Chemical: Chemical formulation process | Pre Market Reform | Consent | -
12036 | 1 | Tier 2 Consent | Custom Pharmaceuticals Limited | Tecore House | Conway Street | - | Hove | East Sussex | BN3 3LW | UNIT 2 TECORE HOUSE | CONWAY STREET | - | HOVE | SE | BN3 3WX | 1982-09-06 | 3 | 0.27 | at all times | PEACEHAVEN WTW | Conway Street | Sulphate as S04 | - | 500 | mg/l | 4.1 | Chemical and pharmaceutical manufacture (High Impact) | Sussex East | Chemical: Chemical formulation process | Pre Market Reform | Consent | -
12036 | 1 | Tier 2 Consent | Custom Pharmaceuticals Limited | Tecore House | Conway Street | - | Hove | East Sussex | BN3 3LW | UNIT 2 TECORE HOUSE | CONWAY STREET | - | HOVE | SE | BN3 3WX | 1982-09-06 | 3 | 0.27 | at all times | PEACEHAVEN WTW | Conway Street | Sulphide as S | - | 2 | mg/l | 4.1 | Chemical and pharmaceutical manufacture (High Impact) | Sussex East | Chemical: Chemical formulation process | Pre Market Reform | Consent | -
12036 | 1 | Tier 2 Consent | Custom Pharmaceuticals Limited | Tecore House | Conway Street | - | Hove | East Sussex | BN3 3LW | UNIT 2 TECORE HOUSE | CONWAY STREET | - | HOVE | SE | BN3 3WX | 1982-09-06 | 3 | 0.27 | at all times | PEACEHAVEN WTW | Conway Street | Zinc Total mg/l | - | 5 | ug/l | 4.1 | Chemical and pharmaceutical manufacture (High Impact) | Sussex East | Chemical: Chemical formulation process | Pre Market Reform | Consent | -
12039 | 1 | Tier 2 Consent | Mr Mousavi | 223 | Preston Road | - | Brighton | East Sussex | BN1 6SA | 223 | PRESTON ROAD | - | BRIGHTON | SE | BN1 6SA | 1984-05-04 | 22.7 | 0.5 | - | PEACEHAVEN WTW | Preston Road | Chemical Oxygen Demand Shaken as 0 | - | 800 | mg/l | 15.2 | Laundering (Small-scale/Coin-Op) | Sussex East | Waste water from launderette | Pre Market Reform | Consent | -
12039 | 1 | Tier 2 Consent | Mr Mousavi | 223 | Preston Road | - | Brighton | East Sussex | BN1 6SA | 223 | PRESTON ROAD | - | BRIGHTON | SE | BN1 6SA | 1984-05-04 | 22.7 | 0.5 | - | PEACEHAVEN WTW | Preston Road | pH | 6 | 11 | pH Units | 15.2 | Laundering (Small-scale/Coin-Op) | Sussex East | Waste water from launderette | Pre Market Reform | Consent | -
12039 | 1 | Tier 2 Consent | Mr Mousavi | 223 | Preston Road | - | Brighton | East Sussex | BN1 6SA | 223 | PRESTON ROAD | - | BRIGHTON | SE | BN1 6SA | 1984-05-04 | 22.7 | 0.5 | - | PEACEHAVEN WTW | Preston Road | Solids Suspended 105C at pH7 | - | 400 | mg/l | 15.2 | Laundering (Small-scale/Coin-Op) | Sussex East | Waste water from launderette | Pre Market Reform | Consent | -
12049 | 1 | Tier 2 Consent | Brighton & Newhaven Fish Sales | South Quay | Basin Road South | Aldrington Basin | Portslade Brighton | East Sussex | BN41 1WF | 61 SOUTH QUAY OFFICE BUILDING | ALDRINGTON BASIN | - | HOVE | SE | BN41 1WF | 1989-03-01 | 5 | 0.173 | at all times | PEACEHAVEN WTW | Aldrington Basin Road | Detergents Anionic | - | 100 | mg/l | 9.3 | Food processing - fish prep/veg washing | Sussex East | Waste water from handling and preparation of fresh fish | Pre Market Reform | Consent | -
12049 | 1 | Tier 2 Consent | Brighton & Newhaven Fish Sales | South Quay | Basin Road South | Aldrington Basin | Portslade Brighton | East Sussex | BN41 1WF | 61 SOUTH QUAY OFFICE BUILDING | ALDRINGTON BASIN | - | HOVE | SE | BN41 1WF | 1989-03-01 | 5 | 0.173 | at all times | PEACEHAVEN WTW | Aldrington Basin Road | Oil and Grease | - | 300 | mg/l | 9.3 | Food processing - fish prep/veg washing | Sussex East | Waste water from handling and preparation of fresh fish | Pre Market Reform | Consent | -
12049 | 1 | Tier 2 Consent | Brighton & Newhaven Fish Sales | South Quay | Basin Road South | Aldrington Basin | Portslade Brighton | East Sussex | BN41 1WF | 61 SOUTH QUAY OFFICE BUILDING | ALDRINGTON BASIN | - | HOVE | SE | BN41 1WF | 1989-03-01 | 5 | 0.173 | at all times | PEACEHAVEN WTW | Aldrington Basin Road | pH | 6 | 11 | pH Units | 9.3 | Food processing - fish prep/veg washing | Sussex East | Waste water from handling and preparation of fresh fish | Pre Market Reform | Consent | -
12049 | 1 | Tier 2 Consent | Brighton & Newhaven Fish Sales | South Quay | Basin Road South | Aldrington Basin | Portslade Brighton | East Sussex | BN41 1WF | 61 SOUTH QUAY OFFICE BUILDING | ALDRINGTON BASIN | - | HOVE | SE | BN41 1WF | 1989-03-01 | 5 | 0.173 | at all times | PEACEHAVEN WTW | Aldrington Basin Road | Solids Suspended 105C at pH7 | - | 500 | mg/l | 9.3 | Food processing - fish prep/veg washing | Sussex East | Waste water from handling and preparation of fresh fish | Pre Market Reform | Consent | -
12054 | 1 | Tier 2 Consent | Brighton & Hove Bus And Coach Company Limited | 3rd Floor | 41-51 Grey Street | - | Newcastle Upon Tyne | - | NE1 6EE | 43-45 | COOMBE TERRACE | - | BRIGHTON | SE | BN2 4AD | 1990-04-11 | 25 | 0.55 | At all times | PEACEHAVEN WTW | Coombe Terrace | Chemical Oxygen Demand Shaken as 0 | - | 800 | mg/l | 31.2 | Vehicle and plant washing (Low Impact) | Sussex East | Vehicle Washing: Automatic Vehicle Washing process | Pre Market Reform | Consent | -
12054 | 1 | Tier 2 Consent | Brighton & Hove Bus And Coach Company Limited | 3rd Floor | 41-51 Grey Street | - | Newcastle Upon Tyne | - | NE1 6EE | 43-45 | COOMBE TERRACE | - | BRIGHTON | SE | BN2 4AD | 1990-04-11 | 25 | 0.55 | At all times | PEACEHAVEN WTW | Coombe Terrace | pH | 6 | 10 | pH Units | 31.2 | Vehicle and plant washing (Low Impact) | Sussex East | Vehicle Washing: Automatic Vehicle Washing process | Pre Market Reform | Consent | -
12054 | 1 | Tier 2 Consent | Brighton & Hove Bus And Coach Company Limited | 3rd Floor | 41-51 Grey Street | - | Newcastle Upon Tyne | - | NE1 6EE | 43-45 | COOMBE TERRACE | - | BRIGHTON | SE | BN2 4AD | 1990-04-11 | 25 | 0.55 | At all times | PEACEHAVEN WTW | Coombe Terrace | Solids Suspended 105C at pH7 | - | 400 | mg/l | 31.2 | Vehicle and plant washing (Low Impact) | Sussex East | Vehicle Washing: Automatic Vehicle Washing process | Pre Market Reform | Consent | -
12057 | 1 | Low Risk Consent | Royal Mail Group Limited | 185 | Farringdon Road |  | London |  | EC1A 1AA | 39-41 PORTSLADE BO & DO 344350 | BOUNDARY ROAD | - | HOVE | SE | BN3 4EF | 1990-11-29 | 0.6 | 2 | At all times | PEACEHAVEN WTW | BOUNDARY ROAD | Chemical Oxygen Demand Shaken as 0 | - | 800 | mg/l | 31.2 | Vehicle and plant washing (Low Impact) | Sussex East | Vehicle Washing: Jet wash process | Pre Market Reform | Consent | -
12057 | 1 | Low Risk Consent | Royal Mail Group Limited | 185 | Farringdon Road |  | London |  | EC1A 1AA | 39-41 PORTSLADE BO & DO 344350 | BOUNDARY ROAD | - | HOVE | SE | BN3 4EF | 1990-11-29 | 0.6 | 2 | At all times | PEACEHAVEN WTW | BOUNDARY ROAD | Oil and Grease | - | 200 | mg/l | 31.2 | Vehicle and plant washing (Low Impact) | Sussex East | Vehicle Washing: Jet wash process | Pre Market Reform | Consent | -
12057 | 1 | Low Risk Consent | Royal Mail Group Limited | 185 | Farringdon Road |  | London |  | EC1A 1AA | 39-41 PORTSLADE BO & DO 344350 | BOUNDARY ROAD | - | HOVE | SE | BN3 4EF | 1990-11-29 | 0.6 | 2 | At all times | PEACEHAVEN WTW | BOUNDARY ROAD | pH | 6 | 10 | pH Units | 31.2 | Vehicle and plant washing (Low Impact) | Sussex East | Vehicle Washing: Jet wash process | Pre Market Reform | Consent | -
12057 | 1 | Low Risk Consent | Royal Mail Group Limited | 185 | Farringdon Road |  | London |  | EC1A 1AA | 39-41 PORTSLADE BO & DO 344350 | BOUNDARY ROAD | - | HOVE | SE | BN3 4EF | 1990-11-29 | 0.6 | 2 | At all times | PEACEHAVEN WTW | BOUNDARY ROAD | Solids Suspended 105 Degrees C | - | 400 | mg/l | 31.2 | Vehicle and plant washing (Low Impact) | Sussex East | Vehicle Washing: Jet wash process | Pre Market Reform | Consent | -
12061 | 1 | Tier 2 Consent | Brighton & Hove Bus And Coach Company Limited | 3rd Floor | 41-51 Grey Street | - | Newcastle Upon Tyne | - | NE1 6EE | GGE | WHITEHAWK ROAD | - | BRIGHTON | SE | BN2 5NS | 1991-11-04 | 7 | 1 | at all times | PEACEHAVEN WTW | Whitehawk Road | Chemical Oxygen Demand Shaken as 0 | - | 800 | mg/l | 31.2 | Vehicle and plant washing (Low Impact) | Sussex East | Vehicle Washing: Automatic Vehicle Washing | Pre Market Reform | Consent | -
12061 | 1 | Tier 2 Consent | Brighton & Hove Bus And Coach Company Limited | 3rd Floor | 41-51 Grey Street | - | Newcastle Upon Tyne | - | NE1 6EE | GGE | WHITEHAWK ROAD | - | BRIGHTON | SE | BN2 5NS | 1991-11-04 | 7 | 1 | at all times | PEACEHAVEN WTW | Whitehawk Road | pH | 6 | 10 | pH Units | 31.2 | Vehicle and plant washing (Low Impact) | Sussex East | Vehicle Washing: Automatic Vehicle Washing | Pre Market Reform | Consent | -
12061 | 1 | Tier 2 Consent | Brighton & Hove Bus And Coach Company Limited | 3rd Floor | 41-51 Grey Street | - | Newcastle Upon Tyne | - | NE1 6EE | GGE | WHITEHAWK ROAD | - | BRIGHTON | SE | BN2 5NS | 1991-11-04 | 7 | 1 | at all times | PEACEHAVEN WTW | Whitehawk Road | Solids Suspended 105C at pH7 | - | 400 | mg/l | 31.2 | Vehicle and plant washing (Low Impact) | Sussex East | Vehicle Washing: Automatic Vehicle Washing | Pre Market Reform | Consent | -
12062 | 1 | Tier 2 Consent | Brighton & Hove Bus And Coach Company Limited | 3rd Floor | 41-51 Grey Street | - | Newcastle Upon Tyne | - | NE1 6EE | 43 | CONWAY STREET | - | HOVE | SE | BN3 3LT | 1991-11-04 | 9.1 | 1 | At all times | PEACEHAVEN WTW | Conway Street East | Chemical Oxygen Demand Shaken as 0 | - | 800 | mg/l | 31.2 | Vehicle and plant washing (Low Impact) | Sussex East | Vehicle Washing: Automatic Vehicle Washing | Pre Market Reform | Consent | -
12062 | 1 | Tier 2 Consent | Brighton & Hove Bus And Coach Company Limited | 3rd Floor | 41-51 Grey Street | - | Newcastle Upon Tyne | - | NE1 6EE | 43 | CONWAY STREET | - | HOVE | SE | BN3 3LT | 1991-11-04 | 9.1 | 1 | At all times | PEACEHAVEN WTW | Conway Street East | pH | 6 | 10 | pH Units | 31.2 | Vehicle and plant washing (Low Impact) | Sussex East | Vehicle Washing: Automatic Vehicle Washing | Pre Market Reform | Consent | -
12062 | 1 | Tier 2 Consent | Brighton & Hove Bus And Coach Company Limited | 3rd Floor | 41-51 Grey Street | - | Newcastle Upon Tyne | - | NE1 6EE | 43 | CONWAY STREET | - | HOVE | SE | BN3 3LT | 1991-11-04 | 9.1 | 1 | At all times | PEACEHAVEN WTW | Conway Street East | Solids Suspended 105C at pH7 | - | 400 | mg/l | 31.2 | Vehicle and plant washing (Low Impact) | Sussex East | Vehicle Washing: Automatic Vehicle Washing | Pre Market Reform | Consent | -
12063 | 1 | Low Risk Consent | Royal Mail Group Limited | 185 | Farringdon Road |  | London |  | EC1A 1AA | ROTTINGDEAN DELIVERY OFFICE | NEVILL ROAD | - | BRIGHTON | SE | BN2 7JQ | 1991-11-04 | 0.5 | 2 | At all times | PEACEHAVEN WTW | NEVILL ROAD | Chemical Oxygen Demand Shaken as 0 | - | 800 | mg/l | 31.2 | Vehicle and plant washing (Low Impact) | Sussex East | Vehicle Washing: Automatic Vehicle Washing | Pre Market Reform | Consent | Pre Market Reform
12063 | 1 | Low Risk Consent | Royal Mail Group Limited | 185 | Farringdon Road |  | London |  | EC1A 1AA | ROTTINGDEAN DELIVERY OFFICE | NEVILL ROAD | - | BRIGHTON | SE | BN2 7JQ | 1991-11-04 | 0.5 | 2 | At all times | PEACEHAVEN WTW | NEVILL ROAD | Oil and Grease | - | 200 | mg/l | 31.2 | Vehicle and plant washing (Low Impact) | Sussex East | Vehicle Washing: Automatic Vehicle Washing | Pre Market Reform | Consent | Pre Market Reform
12063 | 1 | Low Risk Consent | Royal Mail Group Limited | 185 | Farringdon Road |  | London |  | EC1A 1AA | ROTTINGDEAN DELIVERY OFFICE | NEVILL ROAD | - | BRIGHTON | SE | BN2 7JQ | 1991-11-04 | 0.5 | 2 | At all times | PEACEHAVEN WTW | NEVILL ROAD | pH | 6 | 10 | pH Units | 31.2 | Vehicle and plant washing (Low Impact) | Sussex East | Vehicle Washing: Automatic Vehicle Washing | Pre Market Reform | Consent | Pre Market Reform
12063 | 1 | Low Risk Consent | Royal Mail Group Limited | 185 | Farringdon Road |  | London |  | EC1A 1AA | ROTTINGDEAN DELIVERY OFFICE | NEVILL ROAD | - | BRIGHTON | SE | BN2 7JQ | 1991-11-04 | 0.5 | 2 | At all times | PEACEHAVEN WTW | NEVILL ROAD | Solids Suspended 105 Degrees C | - | 400 | mg/l | 31.2 | Vehicle and plant washing (Low Impact) | Sussex East | Vehicle Washing: Automatic Vehicle Washing | Pre Market Reform | Consent | Pre Market Reform
12067 | 1 | Tier 2 Consent | Miss S Pitharides | - | - | - | - | - | - | 137 GROUND FLOOR & BASEMENT | CHURCH ROAD | - | HOVE | SE | BN3 2AE | 1992-03-31 | 20 | 0.13 | at all times | PEACEHAVEN WTW | Church Road | Chemical Oxygen Demand Shaken as 0 | - | 750 | mg/l | 15.2 | Laundering (Small-scale/Coin-Op) | Sussex East | Waste water from launderette | Pre Market Reform | Consent | -
12067 | 1 | Tier 2 Consent | Miss S Pitharides | - | - | - | - | - | - | 137 GROUND FLOOR & BASEMENT | CHURCH ROAD | - | HOVE | SE | BN3 2AE | 1992-03-31 | 20 | 0.13 | at all times | PEACEHAVEN WTW | Church Road | Detergents Anionic | - | 100 | mg/l | 15.2 | Laundering (Small-scale/Coin-Op) | Sussex East | Waste water from launderette | Pre Market Reform | Consent | -
12067 | 1 | Tier 2 Consent | Miss S Pitharides | - | - | - | - | - | - | 137 GROUND FLOOR & BASEMENT | CHURCH ROAD | - | HOVE | SE | BN3 2AE | 1992-03-31 | 20 | 0.13 | at all times | PEACEHAVEN WTW | Church Road | Oil and Grease | - | 5 | mg/l | 15.2 | Laundering (Small-scale/Coin-Op) | Sussex East | Waste water from launderette | Pre Market Reform | Consent | -
12067 | 1 | Tier 2 Consent | Miss S Pitharides | - | - | - | - | - | - | 137 GROUND FLOOR & BASEMENT | CHURCH ROAD | - | HOVE | SE | BN3 2AE | 1992-03-31 | 20 | 0.13 | at all times | PEACEHAVEN WTW | Church Road | pH | 6 | 11 | pH Units | 15.2 | Laundering (Small-scale/Coin-Op) | Sussex East | Waste water from launderette | Pre Market Reform | Consent | -
12067 | 1 | Tier 2 Consent | Miss S Pitharides | - | - | - | - | - | - | 137 GROUND FLOOR & BASEMENT | CHURCH ROAD | - | HOVE | SE | BN3 2AE | 1992-03-31 | 20 | 0.13 | at all times | PEACEHAVEN WTW | Church Road | Solids Suspended 105C at pH7 | - | 100 | mg/l | 15.2 | Laundering (Small-scale/Coin-Op) | Sussex East | Waste water from launderette | Pre Market Reform | Consent | -
12078 | 1 | Tier 2 Consent | Maximatic Limited | Asm House | 103a Keymer Road | Hassocks | - | West Sussex | BN6 8QL | 43 | PRESTONVILLE ROAD | - | BRIGHTON | BH | BN1 3TJ | 1996-03-01 | 10 | 0.1 | at all times | PEACEHAVEN WTW | Prestonville Road | Chemical Oxygen Demand Shaken as 0 | - | 800 | mg/l | 15.2 | Laundering (Small-scale/Coin-Op) | Sussex East | Waste water from launderette | Pre Market Reform | Consent | -
12078 | 1 | Tier 2 Consent | Maximatic Limited | Asm House | 103a Keymer Road | Hassocks | - | West Sussex | BN6 8QL | 43 | PRESTONVILLE ROAD | - | BRIGHTON | BH | BN1 3TJ | 1996-03-01 | 10 | 0.1 | at all times | PEACEHAVEN WTW | Prestonville Road | pH | 6 | 11 | pH Units | 15.2 | Laundering (Small-scale/Coin-Op) | Sussex East | Waste water from launderette | Pre Market Reform | Consent | -
12078 | 1 | Tier 2 Consent | Maximatic Limited | Asm House | 103a Keymer Road | Hassocks | - | West Sussex | BN6 8QL | 43 | PRESTONVILLE ROAD | - | BRIGHTON | BH | BN1 3TJ | 1996-03-01 | 10 | 0.1 | at all times | PEACEHAVEN WTW | Prestonville Road | Solids Suspended 105 Degrees C | - | 400 | mg/l | 15.2 | Laundering (Small-scale/Coin-Op) | Sussex East | Waste water from launderette | Pre Market Reform | Consent | -
12090 | 1 | Tier 2 Consent | Mr Peter Gunston - Seaford Launderette | - | 48 St Leonards Road | - | Bexhill on Sea | East Sussex | TN40 1JB | 10 LAUNDERAMA | TALLAND PARADE | - | SEAFORD | SE | BN25 1QL | 1985-03-06 | 10 | 2 | at all times | NEWHAVEN MAIN WTW | Saxon Lane | Chemical Oxygen Demand Shaken as 0 | - | 800 | mg/l | 15.2 | Laundering (Small-scale/Coin-Op) | Sussex East | Launderettes: Launderettes process | Pre Market Reform | Consent | NEWHAVEN EAST WPS
12090 | 1 | Tier 2 Consent | Mr Peter Gunston - Seaford Launderette | - | 48 St Leonards Road | - | Bexhill on Sea | East Sussex | TN40 1JB | 10 LAUNDERAMA | TALLAND PARADE | - | SEAFORD | SE | BN25 1QL | 1985-03-06 | 10 | 2 | at all times | NEWHAVEN MAIN WTW | Saxon Lane | Detergents Anionic | - | 100 | mg/l | 15.2 | Laundering (Small-scale/Coin-Op) | Sussex East | Launderettes: Launderettes process | Pre Market Reform | Consent | NEWHAVEN EAST WPS
12090 | 1 | Tier 2 Consent | Mr Peter Gunston - Seaford Launderette | - | 48 St Leonards Road | - | Bexhill on Sea | East Sussex | TN40 1JB | 10 LAUNDERAMA | TALLAND PARADE | - | SEAFORD | SE | BN25 1QL | 1985-03-06 | 10 | 2 | at all times | NEWHAVEN MAIN WTW | Saxon Lane | pH | 6 | 10 | pH Units | 15.2 | Laundering (Small-scale/Coin-Op) | Sussex East | Launderettes: Launderettes process | Pre Market Reform | Consent | NEWHAVEN EAST WPS
12090 | 1 | Tier 2 Consent | Mr Peter Gunston - Seaford Launderette | - | 48 St Leonards Road | - | Bexhill on Sea | East Sussex | TN40 1JB | 10 LAUNDERAMA | TALLAND PARADE | - | SEAFORD | SE | BN25 1QL | 1985-03-06 | 10 | 2 | at all times | NEWHAVEN MAIN WTW | Saxon Lane | Solids Suspended 105C at pH7 | - | 400 | mg/l | 15.2 | Laundering (Small-scale/Coin-Op) | Sussex East | Launderettes: Launderettes process | Pre Market Reform | Consent | NEWHAVEN EAST WPS
12092 | 1 | Tier 2 Consent | Wm Morrison Supermarkets Limited | Hilmore House | Gain Lane |  | Bradford | West Yorkshire | BD3 7DL | MORRISONS FOOD STORE | DANE ROAD | - | SEAFORD | SE | BN25 1DL | 1992-04-15 | 5 | 2 | at all times | NEWHAVEN MAIN WTW | Dane Road | Chemical Oxygen Demand Shaken as 0 | - | 800 | mg/l | 9.1 | Food/drink processing - high sugar/prepared meals | Sussex East | Food Processing: Bakery/Confectionery process | Pre Market Reform | Consent | NEWHAVEN EAST WPS
12092 | 1 | Tier 2 Consent | Wm Morrison Supermarkets Limited | Hilmore House | Gain Lane |  | Bradford | West Yorkshire | BD3 7DL | MORRISONS FOOD STORE | DANE ROAD | - | SEAFORD | SE | BN25 1DL | 1992-04-15 | 5 | 2 | at all times | NEWHAVEN MAIN WTW | Dane Road | Detergents Anionic | - | 100 | mg/l | 9.1 | Food/drink processing - high sugar/prepared meals | Sussex East | Food Processing: Bakery/Confectionery process | Pre Market Reform | Consent | NEWHAVEN EAST WPS
12092 | 1 | Tier 2 Consent | Wm Morrison Supermarkets Limited | Hilmore House | Gain Lane |  | Bradford | West Yorkshire | BD3 7DL | MORRISONS FOOD STORE | DANE ROAD | - | SEAFORD | SE | BN25 1DL | 1992-04-15 | 5 | 2 | at all times | NEWHAVEN MAIN WTW | Dane Road | Oil and Grease | - | 400 | mg/l | 9.1 | Food/drink processing - high sugar/prepared meals | Sussex East | Food Processing: Bakery/Confectionery process | Pre Market Reform | Consent | NEWHAVEN EAST WPS
12092 | 1 | Tier 2 Consent | Wm Morrison Supermarkets Limited | Hilmore House | Gain Lane |  | Bradford | West Yorkshire | BD3 7DL | MORRISONS FOOD STORE | DANE ROAD | - | SEAFORD | SE | BN25 1DL | 1992-04-15 | 5 | 2 | at all times | NEWHAVEN MAIN WTW | Dane Road | pH | 6 | 11 | pH Units | 9.1 | Food/drink processing - high sugar/prepared meals | Sussex East | Food Processing: Bakery/Confectionery process | Pre Market Reform | Consent | NEWHAVEN EAST WPS
12092 | 1 | Tier 2 Consent | Wm Morrison Supermarkets Limited | Hilmore House | Gain Lane |  | Bradford | West Yorkshire | BD3 7DL | MORRISONS FOOD STORE | DANE ROAD | - | SEAFORD | SE | BN25 1DL | 1992-04-15 | 5 | 2 | at all times | NEWHAVEN MAIN WTW | Dane Road | Solids Suspended 105 Degrees C | - | 400 | mg/l | 9.1 | Food/drink processing - high sugar/prepared meals | Sussex East | Food Processing: Bakery/Confectionery process | Pre Market Reform | Consent | NEWHAVEN EAST WPS
12099 | 1 | Tier 2 Consent | Escort Dry Cleaners |  | 6 West Street |  | East Grinstead | West Sussex | RH19 4EQ | 6 CLEANING PLANT | WEST STREET |  | EAST GRINSTEAD | SW | RH19 4EQ | 1999-04-01 | 0.5 | 0.8 | 8:30 - 17:50 | EDEN VALE EAST GRINSTEAD WTW | WEST STREET | Chemical Oxygen Demand Shaken as 0 | - | 1400 | mg/l | 15.2 | Laundering (Small-scale/Coin-Op) | Sussex West | Boiler blowdown, separator water | Pre Market Reform | Consent | -
12099 | 1 | Tier 2 Consent | Escort Dry Cleaners |  | 6 West Street |  | East Grinstead | West Sussex | RH19 4EQ | 6 CLEANING PLANT | WEST STREET |  | EAST GRINSTEAD | SW | RH19 4EQ | 1999-04-01 | 0.5 | 0.8 | 8:30 - 17:50 | EDEN VALE EAST GRINSTEAD WTW | WEST STREET | Detergents Anionic | - | 50 | mg/l | 15.2 | Laundering (Small-scale/Coin-Op) | Sussex West | Boiler blowdown, separator water | Pre Market Reform | Consent | -
12099 | 1 | Tier 2 Consent | Escort Dry Cleaners |  | 6 West Street |  | East Grinstead | West Sussex | RH19 4EQ | 6 CLEANING PLANT | WEST STREET |  | EAST GRINSTEAD | SW | RH19 4EQ | 1999-04-01 | 0.5 | 0.8 | 8:30 - 17:50 | EDEN VALE EAST GRINSTEAD WTW | WEST STREET | Oil and Grease | - | 100 | mg/l | 15.2 | Laundering (Small-scale/Coin-Op) | Sussex West | Boiler blowdown, separator water | Pre Market Reform | Consent | -
12099 | 1 | Tier 2 Consent | Escort Dry Cleaners |  | 6 West Street |  | East Grinstead | West Sussex | RH19 4EQ | 6 CLEANING PLANT | WEST STREET |  | EAST GRINSTEAD | SW | RH19 4EQ | 1999-04-01 | 0.5 | 0.8 | 8:30 - 17:50 | EDEN VALE EAST GRINSTEAD WTW | WEST STREET | pH | 6 | 11 | pH Units | 15.2 | Laundering (Small-scale/Coin-Op) | Sussex West | Boiler blowdown, separator water | Pre Market Reform | Consent | -
12099 | 1 | Tier 2 Consent | Escort Dry Cleaners |  | 6 West Street |  | East Grinstead | West Sussex | RH19 4EQ | 6 CLEANING PLANT | WEST STREET |  | EAST GRINSTEAD | SW | RH19 4EQ | 1999-04-01 | 0.5 | 0.8 | 8:30 - 17:50 | EDEN VALE EAST GRINSTEAD WTW | WEST STREET | Solids Suspended 105C at pH7 | - | 400 | mg/l | 15.2 | Laundering (Small-scale/Coin-Op) | Sussex West | Boiler blowdown, separator water | Pre Market Reform | Consent | -
12099 | 1 | Tier 2 Consent | Escort Dry Cleaners |  | 6 West Street |  | East Grinstead | West Sussex | RH19 4EQ | 6 CLEANING PLANT | WEST STREET |  | EAST GRINSTEAD | SW | RH19 4EQ | 1999-04-01 | 0.5 | 0.8 | 8:30 - 17:50 | EDEN VALE EAST GRINSTEAD WTW | WEST STREET | Sulphate as S04 | - | 500 | mg/l | 15.2 | Laundering (Small-scale/Coin-Op) | Sussex West | Boiler blowdown, separator water | Pre Market Reform | Consent | -
12117 | 2 | Tier 2 Consent | Tesco Stores Limited | Tesco House | Shire Park | Kestrel Way | Welwyn Garden City |  | AL7 1GA | STORRINGTON EXPRESS | PULBOROUGH ROAD | - | STORRINGTON | SW | RH20 4HJ | 1996-01-23 | 10 | 0.25 | at all times | STORRINGTON WTW | Pulborough Road | Chemical Oxygen Demand Shaken as 0 | - | 800 | mg/l | 31.2 | Vehicle and plant washing (Low Impact) | Sussex West | Vehicle Washing: Automatic Vehicle Washing process | Pre Market Reform | Consent | -
12117 | 2 | Tier 2 Consent | Tesco Stores Limited | Tesco House | Shire Park | Kestrel Way | Welwyn Garden City |  | AL7 1GA | STORRINGTON EXPRESS | PULBOROUGH ROAD | - | STORRINGTON | SW | RH20 4HJ | 1996-01-23 | 10 | 0.25 | at all times | STORRINGTON WTW | Pulborough Road | Oil and Grease | - | 400 | mg/l | 31.2 | Vehicle and plant washing (Low Impact) | Sussex West | Vehicle Washing: Automatic Vehicle Washing process | Pre Market Reform | Consent | -
12117 | 2 | Tier 2 Consent | Tesco Stores Limited | Tesco House | Shire Park | Kestrel Way | Welwyn Garden City |  | AL7 1GA | STORRINGTON EXPRESS | PULBOROUGH ROAD | - | STORRINGTON | SW | RH20 4HJ | 1996-01-23 | 10 | 0.25 | at all times | STORRINGTON WTW | Pulborough Road | pH | 6 | 11 | pH Units | 31.2 | Vehicle and plant washing (Low Impact) | Sussex West | Vehicle Washing: Automatic Vehicle Washing process | Pre Market Reform | Consent | -
12117 | 2 | Tier 2 Consent | Tesco Stores Limited | Tesco House | Shire Park | Kestrel Way | Welwyn Garden City |  | AL7 1GA | STORRINGTON EXPRESS | PULBOROUGH ROAD | - | STORRINGTON | SW | RH20 4HJ | 1996-01-23 | 10 | 0.25 | at all times | STORRINGTON WTW | Pulborough Road | Solids Suspended 105C at pH7 | - | 400 | mg/l | 31.2 | Vehicle and plant washing (Low Impact) | Sussex West | Vehicle Washing: Automatic Vehicle Washing process | Pre Market Reform | Consent | -
12121 | 1 | Tier 2 Consent | Stagecoach (South) Limited | One Stockport Exchange | 20 Railway Road |  | Stockport |  | SK1 3SW | LIBRARY PLACE 23 | MARINE PARADE | - | WORTHING | SW | BN11 3PT | 1993-03-01 | 8 | 0.38 | at all times | EAST WORTHING WTW | Library Place | Chemical Oxygen Demand Shaken as 0 | - | 750 | mg/l | 31.2 | Vehicle and plant washing (Low Impact) | Sussex West | Waste water from steam cleaning of vehicles/buses | Pre Market Reform | Consent | -
12121 | 1 | Tier 2 Consent | Stagecoach (South) Limited | One Stockport Exchange | 20 Railway Road |  | Stockport |  | SK1 3SW | LIBRARY PLACE 23 | MARINE PARADE | - | WORTHING | SW | BN11 3PT | 1993-03-01 | 8 | 0.38 | at all times | EAST WORTHING WTW | Library Place | Oil and Grease | - | 100 | mg/l | 31.2 | Vehicle and plant washing (Low Impact) | Sussex West | Waste water from steam cleaning of vehicles/buses | Pre Market Reform | Consent | -
12121 | 1 | Tier 2 Consent | Stagecoach (South) Limited | One Stockport Exchange | 20 Railway Road |  | Stockport |  | SK1 3SW | LIBRARY PLACE 23 | MARINE PARADE | - | WORTHING | SW | BN11 3PT | 1993-03-01 | 8 | 0.38 | at all times | EAST WORTHING WTW | Library Place | pH | 6 | 11 | pH Units | 31.2 | Vehicle and plant washing (Low Impact) | Sussex West | Waste water from steam cleaning of vehicles/buses | Pre Market Reform | Consent | -
12121 | 1 | Tier 2 Consent | Stagecoach (South) Limited | One Stockport Exchange | 20 Railway Road |  | Stockport |  | SK1 3SW | LIBRARY PLACE 23 | MARINE PARADE | - | WORTHING | SW | BN11 3PT | 1993-03-01 | 8 | 0.38 | at all times | EAST WORTHING WTW | Library Place | Solids Suspended 105 Degrees C | - | 300 | mg/l | 31.2 | Vehicle and plant washing (Low Impact) | Sussex West | Waste water from steam cleaning of vehicles/buses | Pre Market Reform | Consent | -
12121 | 1 | Tier 2 Consent | Stagecoach (South) Limited | One Stockport Exchange | 20 Railway Road |  | Stockport |  | SK1 3SW | LIBRARY PLACE 23 | MARINE PARADE | - | WORTHING | SW | BN11 3PT | 1993-03-01 | 8 | 0.38 | at all times | EAST WORTHING WTW | Library Place | Solids Suspended 105C at pH7 | - | 300 | mg/l | 31.2 | Vehicle and plant washing (Low Impact) | Sussex West | Waste water from steam cleaning of vehicles/buses | Pre Market Reform | Consent | -
12132 | 1 | Tier 2 Consent | Mrs Street | - | 18 South Farm Road | - | Worthing | West Sussex | BN11 | 18 | SOUTH FARM ROAD | - | WORTHING | SW | BN14 7AA | 1985-02-06 | 10 | 1.5 | At all times | EAST WORTHING WTW | SOUTH FARM ROAD | Chemical Oxygen Demand Shaken as 0 | - | 800 | mg/l | 15.2 | Laundering (Small-scale/Coin-Op) | Sussex West | Waste water form launderette | Pre Market Reform | Consent | -
12132 | 1 | Tier 2 Consent | Mrs Street | - | 18 South Farm Road | - | Worthing | West Sussex | BN11 | 18 | SOUTH FARM ROAD | - | WORTHING | SW | BN14 7AA | 1985-02-06 | 10 | 1.5 | At all times | EAST WORTHING WTW | SOUTH FARM ROAD | pH | 6 | 11 | pH Units | 15.2 | Laundering (Small-scale/Coin-Op) | Sussex West | Waste water form launderette | Pre Market Reform | Consent | -
12132 | 1 | Tier 2 Consent | Mrs Street | - | 18 South Farm Road | - | Worthing | West Sussex | BN11 | 18 | SOUTH FARM ROAD | - | WORTHING | SW | BN14 7AA | 1985-02-06 | 10 | 1.5 | At all times | EAST WORTHING WTW | SOUTH FARM ROAD | Solids Suspended 105C at pH7 | - | 400 | mg/l | 15.2 | Laundering (Small-scale/Coin-Op) | Sussex West | Waste water form launderette | Pre Market Reform | Consent | -
12135 | 1 | Tier 2 Consent | On Premise Laundry | - | - | - | - | - | - | 1 SHOP | CRICKETERS PARADE | - | WORTHING | SW | BN14 9DB | 1986-02-05 | 18 | 0.56 | At all times | EAST WORTHING WTW | BROADWATER ST WEST | Chemical Oxygen Demand Shaken as 0 | - | 800 | mg/l | 15.2 | Laundering (Small-scale/Coin-Op) | Sussex West | Waste water from launderette | Pre Market Reform | Consent | -
12135 | 1 | Tier 2 Consent | On Premise Laundry | - | - | - | - | - | - | 1 SHOP | CRICKETERS PARADE | - | WORTHING | SW | BN14 9DB | 1986-02-05 | 18 | 0.56 | At all times | EAST WORTHING WTW | BROADWATER ST WEST | pH | 6 | 11 | pH Units | 15.2 | Laundering (Small-scale/Coin-Op) | Sussex West | Waste water from launderette | Pre Market Reform | Consent | -
12135 | 1 | Tier 2 Consent | On Premise Laundry | - | - | - | - | - | - | 1 SHOP | CRICKETERS PARADE | - | WORTHING | SW | BN14 9DB | 1986-02-05 | 18 | 0.56 | At all times | EAST WORTHING WTW | BROADWATER ST WEST | Solids Suspended 105C at pH7 | - | 400 | mg/l | 15.2 | Laundering (Small-scale/Coin-Op) | Sussex West | Waste water from launderette | Pre Market Reform | Consent | -
12136 | 1 | Tier 2 Consent | On Premise Laundry | - | - | - | - | - | - | 48 | SOUTH STREET | - | WORTHING | SW | BN14 7LS | 1986-02-05 | 19 | 0.56 | At all times | EAST WORTHING WTW | SOUTH STREET | Chemical Oxygen Demand Shaken as 0 | - | 750 | mg/l | 15.2 | Laundering (Small-scale/Coin-Op) | Sussex West | Waste water from launderette | Pre Market Reform | Consent | -
12136 | 1 | Tier 2 Consent | On Premise Laundry | - | - | - | - | - | - | 48 | SOUTH STREET | - | WORTHING | SW | BN14 7LS | 1986-02-05 | 19 | 0.56 | At all times | EAST WORTHING WTW | SOUTH STREET | pH | 6 | 11 | pH Units | 15.2 | Laundering (Small-scale/Coin-Op) | Sussex West | Waste water from launderette | Pre Market Reform | Consent | -
12136 | 1 | Tier 2 Consent | On Premise Laundry | - | - | - | - | - | - | 48 | SOUTH STREET | - | WORTHING | SW | BN14 7LS | 1986-02-05 | 19 | 0.56 | At all times | EAST WORTHING WTW | SOUTH STREET | Solids Suspended 105C at pH7 | - | 500 | mg/l | 15.2 | Laundering (Small-scale/Coin-Op) | Sussex West | Waste water from launderette | Pre Market Reform | Consent | -
12138 | 1 | Tier 2 Consent | Stagecoach (South) Limited | One Stockport Exchange | 20 Railway Road |  | Stockport |  | SK1 3SW | Sussex Coastline Buses | Bedford Row |  | WORTHING | SW | BN11 3PT | 1993-03-01 | 8 | 0.38 | at all times | EAST WORTHING WTW | Bedford Row | Chemical Oxygen Demand Shaken as 0 | - | 750 | mg/l | 31.2 | Vehicle and plant washing (Low Impact) | Sussex West | Waste water from vehicle/bus wash | Pre Market Reform | Consent | -
12138 | 1 | Tier 2 Consent | Stagecoach (South) Limited | One Stockport Exchange | 20 Railway Road |  | Stockport |  | SK1 3SW | Sussex Coastline Buses | Bedford Row |  | WORTHING | SW | BN11 3PT | 1993-03-01 | 8 | 0.38 | at all times | EAST WORTHING WTW | Bedford Row | Detergents Anionic | - | 100 | mg/l | 31.2 | Vehicle and plant washing (Low Impact) | Sussex West | Waste water from vehicle/bus wash | Pre Market Reform | Consent | -
12138 | 1 | Tier 2 Consent | Stagecoach (South) Limited | One Stockport Exchange | 20 Railway Road |  | Stockport |  | SK1 3SW | Sussex Coastline Buses | Bedford Row |  | WORTHING | SW | BN11 3PT | 1993-03-01 | 8 | 0.38 | at all times | EAST WORTHING WTW | Bedford Row | Oil and Grease | - | 300 | mg/l | 31.2 | Vehicle and plant washing (Low Impact) | Sussex West | Waste water from vehicle/bus wash | Pre Market Reform | Consent | -
12138 | 1 | Tier 2 Consent | Stagecoach (South) Limited | One Stockport Exchange | 20 Railway Road |  | Stockport |  | SK1 3SW | Sussex Coastline Buses | Bedford Row |  | WORTHING | SW | BN11 3PT | 1993-03-01 | 8 | 0.38 | at all times | EAST WORTHING WTW | Bedford Row | pH | 6 | 11 | pH Units | 31.2 | Vehicle and plant washing (Low Impact) | Sussex West | Waste water from vehicle/bus wash | Pre Market Reform | Consent | -
12138 | 1 | Tier 2 Consent | Stagecoach (South) Limited | One Stockport Exchange | 20 Railway Road |  | Stockport |  | SK1 3SW | Sussex Coastline Buses | Bedford Row |  | WORTHING | SW | BN11 3PT | 1993-03-01 | 8 | 0.38 | at all times | EAST WORTHING WTW | Bedford Row | Solids Suspended 105C at pH7 | - | 500 | mg/l | 31.2 | Vehicle and plant washing (Low Impact) | Sussex West | Waste water from vehicle/bus wash | Pre Market Reform | Consent | -
12141 | 3 | Tier 2 Consent | Corodine Limited | Unit E | Peter Road | Commerce Way Industrial Estate | Lancing | West Sussex | BN15 8TH | Peter Road Unit 1 At 16 | Lancing Business Park |  | Lancing | SW | BN15 8TH | 2006-09-01 | 20 | 2 | at all times | EAST WORTHING WTW | Peter Road | Chemical Oxygen Demand Shaken as 0 | - | 800 | mg/l | 22.1 | Plating and metal finishing (High Impact) | Sussex West | Metal Finishing: Electroplating process | Pre Market Reform | Consent | -
12141 | 3 | Tier 2 Consent | Corodine Limited | Unit E | Peter Road | Commerce Way Industrial Estate | Lancing | West Sussex | BN15 8TH | Peter Road Unit 1 At 16 | Lancing Business Park |  | Lancing | SW | BN15 8TH | 2006-09-01 | 20 | 2 | at all times | EAST WORTHING WTW | Peter Road | Chromium Total mg/l | - | 3 | ug/l | 22.1 | Plating and metal finishing (High Impact) | Sussex West | Metal Finishing: Electroplating process | Pre Market Reform | Consent | -
12141 | 3 | Tier 2 Consent | Corodine Limited | Unit E | Peter Road | Commerce Way Industrial Estate | Lancing | West Sussex | BN15 8TH | Peter Road Unit 1 At 16 | Lancing Business Park |  | Lancing | SW | BN15 8TH | 2006-09-01 | 20 | 2 | at all times | EAST WORTHING WTW | Peter Road | Copper Total | - | 3 | ug/l | 22.1 | Plating and metal finishing (High Impact) | Sussex West | Metal Finishing: Electroplating process | Pre Market Reform | Consent | -
12141 | 3 | Tier 2 Consent | Corodine Limited | Unit E | Peter Road | Commerce Way Industrial Estate | Lancing | West Sussex | BN15 8TH | Peter Road Unit 1 At 16 | Lancing Business Park |  | Lancing | SW | BN15 8TH | 2006-09-01 | 20 | 2 | at all times | EAST WORTHING WTW | Peter Road | Cyanide Total as Cn | - | 5 | ug/l | 22.1 | Plating and metal finishing (High Impact) | Sussex West | Metal Finishing: Electroplating process | Pre Market Reform | Consent | -
12141 | 3 | Tier 2 Consent | Corodine Limited | Unit E | Peter Road | Commerce Way Industrial Estate | Lancing | West Sussex | BN15 8TH | Peter Road Unit 1 At 16 | Lancing Business Park |  | Lancing | SW | BN15 8TH | 2006-09-01 | 20 | 2 | at all times | EAST WORTHING WTW | Peter Road | Lead Total | - | 3 | ug/l | 22.1 | Plating and metal finishing (High Impact) | Sussex West | Metal Finishing: Electroplating process | Pre Market Reform | Consent | -
12141 | 3 | Tier 2 Consent | Corodine Limited | Unit E | Peter Road | Commerce Way Industrial Estate | Lancing | West Sussex | BN15 8TH | Peter Road Unit 1 At 16 | Lancing Business Park |  | Lancing | SW | BN15 8TH | 2006-09-01 | 20 | 2 | at all times | EAST WORTHING WTW | Peter Road | Nickel Total | - | 3 | ug/l | 22.1 | Plating and metal finishing (High Impact) | Sussex West | Metal Finishing: Electroplating process | Pre Market Reform | Consent | -
12141 | 3 | Tier 2 Consent | Corodine Limited | Unit E | Peter Road | Commerce Way Industrial Estate | Lancing | West Sussex | BN15 8TH | Peter Road Unit 1 At 16 | Lancing Business Park |  | Lancing | SW | BN15 8TH | 2006-09-01 | 20 | 2 | at all times | EAST WORTHING WTW | Peter Road | Nitrogen Ammoniacal as N | 0 | 35 | mg/l | 22.1 | Plating and metal finishing (High Impact) | Sussex West | Metal Finishing: Electroplating process | Pre Market Reform | Consent | -
12141 | 3 | Tier 2 Consent | Corodine Limited | Unit E | Peter Road | Commerce Way Industrial Estate | Lancing | West Sussex | BN15 8TH | Peter Road Unit 1 At 16 | Lancing Business Park |  | Lancing | SW | BN15 8TH | 2006-09-01 | 20 | 2 | at all times | EAST WORTHING WTW | Peter Road | pH | 5 | 11 | pH Units | 22.1 | Plating and metal finishing (High Impact) | Sussex West | Metal Finishing: Electroplating process | Pre Market Reform | Consent | -
12141 | 3 | Tier 2 Consent | Corodine Limited | Unit E | Peter Road | Commerce Way Industrial Estate | Lancing | West Sussex | BN15 8TH | Peter Road Unit 1 At 16 | Lancing Business Park |  | Lancing | SW | BN15 8TH | 2006-09-01 | 20 | 2 | at all times | EAST WORTHING WTW | Peter Road | Solids Suspended 105 Degrees C | - | 400 | mg/l | 22.1 | Plating and metal finishing (High Impact) | Sussex West | Metal Finishing: Electroplating process | Pre Market Reform | Consent | -
12141 | 3 | Tier 2 Consent | Corodine Limited | Unit E | Peter Road | Commerce Way Industrial Estate | Lancing | West Sussex | BN15 8TH | Peter Road Unit 1 At 16 | Lancing Business Park |  | Lancing | SW | BN15 8TH | 2006-09-01 | 20 | 2 | at all times | EAST WORTHING WTW | Peter Road | Tin Total | - | 5000 | ug/l | 22.1 | Plating and metal finishing (High Impact) | Sussex West | Metal Finishing: Electroplating process | Pre Market Reform | Consent | -
12141 | 3 | Tier 2 Consent | Corodine Limited | Unit E | Peter Road | Commerce Way Industrial Estate | Lancing | West Sussex | BN15 8TH | Peter Road Unit 1 At 16 | Lancing Business Park |  | Lancing | SW | BN15 8TH | 2006-09-01 | 20 | 2 | at all times | EAST WORTHING WTW | Peter Road | Zinc Total mg/l | - | 3 | ug/l | 22.1 | Plating and metal finishing (High Impact) | Sussex West | Metal Finishing: Electroplating process | Pre Market Reform | Consent | -
12142 | 1 | Low Risk Consent | Manor Road Service Station | - | Manor Road | - | North Lancing | West Sussex | BN15 0HL | PETROL STATION | MANOR ROAD | - | LANCING | SW | BN15 0HL | 1991-11-04 | 1 | 2 | at all times | EAST WORTHING WTW | MANOR ROAD | Chemical Oxygen Demand Shaken as 0 | - | 800 | mg/l | 31.2 | Vehicle and plant washing (Low Impact) | Sussex West | Waste water from 'jet wash' type of car wash | Pre Market Reform | Consent | -
12142 | 1 | Low Risk Consent | Manor Road Service Station | - | Manor Road | - | North Lancing | West Sussex | BN15 0HL | PETROL STATION | MANOR ROAD | - | LANCING | SW | BN15 0HL | 1991-11-04 | 1 | 2 | at all times | EAST WORTHING WTW | MANOR ROAD | Oil and Grease | - | 400 | mg/l | 31.2 | Vehicle and plant washing (Low Impact) | Sussex West | Waste water from 'jet wash' type of car wash | Pre Market Reform | Consent | -
12142 | 1 | Low Risk Consent | Manor Road Service Station | - | Manor Road | - | North Lancing | West Sussex | BN15 0HL | PETROL STATION | MANOR ROAD | - | LANCING | SW | BN15 0HL | 1991-11-04 | 1 | 2 | at all times | EAST WORTHING WTW | MANOR ROAD | pH | 6 | 11 | pH Units | 31.2 | Vehicle and plant washing (Low Impact) | Sussex West | Waste water from 'jet wash' type of car wash | Pre Market Reform | Consent | -
12142 | 1 | Low Risk Consent | Manor Road Service Station | - | Manor Road | - | North Lancing | West Sussex | BN15 0HL | PETROL STATION | MANOR ROAD | - | LANCING | SW | BN15 0HL | 1991-11-04 | 1 | 2 | at all times | EAST WORTHING WTW | MANOR ROAD | Solids Suspended 105C at pH7 | - | 400 | mg/l | 31.2 | Vehicle and plant washing (Low Impact) | Sussex West | Waste water from 'jet wash' type of car wash | Pre Market Reform | Consent | -
12143 | 1 | Low Risk Consent | Micron Semiconductor Limited | Marlins | Middle Way | Kingston Gorse | East Preston | West Sussex | BN16 1SB | UNIT 3 ROYAL BUILDING | MARLBOROUGH ROAD | - | LANCING | SW | BN15 8SJ | 1991-12-23 | 3.5 | 0.11 | at all times | EAST WORTHING WTW | Marlborough Road | Chemical Oxygen Demand Shaken as 0 | - | 500 | mg/l | 39.3 | Cooling tower bleed | Sussex West | Cooling water and back wash water from de-ion plant | Pre Market Reform | Consent | -
12143 | 1 | Low Risk Consent | Micron Semiconductor Limited | Marlins | Middle Way | Kingston Gorse | East Preston | West Sussex | BN16 1SB | UNIT 3 ROYAL BUILDING | MARLBOROUGH ROAD | - | LANCING | SW | BN15 8SJ | 1991-12-23 | 3.5 | 0.11 | at all times | EAST WORTHING WTW | Marlborough Road | Detergents Anionic | - | 100 | mg/l | 39.3 | Cooling tower bleed | Sussex West | Cooling water and back wash water from de-ion plant | Pre Market Reform | Consent | -
12143 | 1 | Low Risk Consent | Micron Semiconductor Limited | Marlins | Middle Way | Kingston Gorse | East Preston | West Sussex | BN16 1SB | UNIT 3 ROYAL BUILDING | MARLBOROUGH ROAD | - | LANCING | SW | BN15 8SJ | 1991-12-23 | 3.5 | 0.11 | at all times | EAST WORTHING WTW | Marlborough Road | Oil and Grease | - | 100 | mg/l | 39.3 | Cooling tower bleed | Sussex West | Cooling water and back wash water from de-ion plant | Pre Market Reform | Consent | -
12143 | 1 | Low Risk Consent | Micron Semiconductor Limited | Marlins | Middle Way | Kingston Gorse | East Preston | West Sussex | BN16 1SB | UNIT 3 ROYAL BUILDING | MARLBOROUGH ROAD | - | LANCING | SW | BN15 8SJ | 1991-12-23 | 3.5 | 0.11 | at all times | EAST WORTHING WTW | Marlborough Road | pH | 6 | 11 | pH Units | 39.3 | Cooling tower bleed | Sussex West | Cooling water and back wash water from de-ion plant | Pre Market Reform | Consent | -
12143 | 1 | Low Risk Consent | Micron Semiconductor Limited | Marlins | Middle Way | Kingston Gorse | East Preston | West Sussex | BN16 1SB | UNIT 3 ROYAL BUILDING | MARLBOROUGH ROAD | - | LANCING | SW | BN15 8SJ | 1991-12-23 | 3.5 | 0.11 | at all times | EAST WORTHING WTW | Marlborough Road | Solids Suspended 105C at pH7 | - | 500 | mg/l | 39.3 | Cooling tower bleed | Sussex West | Cooling water and back wash water from de-ion plant | Pre Market Reform | Consent | -
12150 | 3 | Tier 2 Consent | Corodine Limited | Unit E | Peter Road | Commerce Way Industrial Estate | Lancing | West Sussex | BN15 8TH | UNIT 2 | 14 PETER ROAD |  | LANCING | SW | BN15 8TH | 2006-09-01 | 12 | 0.3 | at all times | EAST WORTHING WTW | Peter Road | Chemical Oxygen Demand Shaken as 0 | - | 800 | mg/l | 22.1 | Plating and metal finishing (High Impact) | Sussex West | Rinse water from electro-plating processes | Pre Market Reform | Consent | -
12150 | 3 | Tier 2 Consent | Corodine Limited | Unit E | Peter Road | Commerce Way Industrial Estate | Lancing | West Sussex | BN15 8TH | UNIT 2 | 14 PETER ROAD |  | LANCING | SW | BN15 8TH | 2006-09-01 | 12 | 0.3 | at all times | EAST WORTHING WTW | Peter Road | Chromium Total mg/l | - | 3 | ug/l | 22.1 | Plating and metal finishing (High Impact) | Sussex West | Rinse water from electro-plating processes | Pre Market Reform | Consent | -
12150 | 3 | Tier 2 Consent | Corodine Limited | Unit E | Peter Road | Commerce Way Industrial Estate | Lancing | West Sussex | BN15 8TH | UNIT 2 | 14 PETER ROAD |  | LANCING | SW | BN15 8TH | 2006-09-01 | 12 | 0.3 | at all times | EAST WORTHING WTW | Peter Road | Copper Total | - | 3 | ug/l | 22.1 | Plating and metal finishing (High Impact) | Sussex West | Rinse water from electro-plating processes | Pre Market Reform | Consent | -
12150 | 3 | Tier 2 Consent | Corodine Limited | Unit E | Peter Road | Commerce Way Industrial Estate | Lancing | West Sussex | BN15 8TH | UNIT 2 | 14 PETER ROAD |  | LANCING | SW | BN15 8TH | 2006-09-01 | 12 | 0.3 | at all times | EAST WORTHING WTW | Peter Road | Cyanide Total as Cn | - | 1 | ug/l | 22.1 | Plating and metal finishing (High Impact) | Sussex West | Rinse water from electro-plating processes | Pre Market Reform | Consent | -
12150 | 3 | Tier 2 Consent | Corodine Limited | Unit E | Peter Road | Commerce Way Industrial Estate | Lancing | West Sussex | BN15 8TH | UNIT 2 | 14 PETER ROAD |  | LANCING | SW | BN15 8TH | 2006-09-01 | 12 | 0.3 | at all times | EAST WORTHING WTW | Peter Road | Nickel Total | - | 3 | ug/l | 22.1 | Plating and metal finishing (High Impact) | Sussex West | Rinse water from electro-plating processes | Pre Market Reform | Consent | -
12150 | 3 | Tier 2 Consent | Corodine Limited | Unit E | Peter Road | Commerce Way Industrial Estate | Lancing | West Sussex | BN15 8TH | UNIT 2 | 14 PETER ROAD |  | LANCING | SW | BN15 8TH | 2006-09-01 | 12 | 0.3 | at all times | EAST WORTHING WTW | Peter Road | Nitrogen Ammoniacal as N | 0 | 35 | mg/l | 22.1 | Plating and metal finishing (High Impact) | Sussex West | Rinse water from electro-plating processes | Pre Market Reform | Consent | -
12150 | 3 | Tier 2 Consent | Corodine Limited | Unit E | Peter Road | Commerce Way Industrial Estate | Lancing | West Sussex | BN15 8TH | UNIT 2 | 14 PETER ROAD |  | LANCING | SW | BN15 8TH | 2006-09-01 | 12 | 0.3 | at all times | EAST WORTHING WTW | Peter Road | pH | 6 | 11 | pH Units | 22.1 | Plating and metal finishing (High Impact) | Sussex West | Rinse water from electro-plating processes | Pre Market Reform | Consent | -
12150 | 3 | Tier 2 Consent | Corodine Limited | Unit E | Peter Road | Commerce Way Industrial Estate | Lancing | West Sussex | BN15 8TH | UNIT 2 | 14 PETER ROAD |  | LANCING | SW | BN15 8TH | 2006-09-01 | 12 | 0.3 | at all times | EAST WORTHING WTW | Peter Road | Solids Suspended 105 Degrees C | - | 400 | mg/l | 22.1 | Plating and metal finishing (High Impact) | Sussex West | Rinse water from electro-plating processes | Pre Market Reform | Consent | -
12150 | 3 | Tier 2 Consent | Corodine Limited | Unit E | Peter Road | Commerce Way Industrial Estate | Lancing | West Sussex | BN15 8TH | UNIT 2 | 14 PETER ROAD |  | LANCING | SW | BN15 8TH | 2006-09-01 | 12 | 0.3 | at all times | EAST WORTHING WTW | Peter Road | Solids Suspended 105C at pH7 | - | 400 | mg/l | 22.1 | Plating and metal finishing (High Impact) | Sussex West | Rinse water from electro-plating processes | Pre Market Reform | Consent | -
12150 | 3 | Tier 2 Consent | Corodine Limited | Unit E | Peter Road | Commerce Way Industrial Estate | Lancing | West Sussex | BN15 8TH | UNIT 2 | 14 PETER ROAD |  | LANCING | SW | BN15 8TH | 2006-09-01 | 12 | 0.3 | at all times | EAST WORTHING WTW | Peter Road | Zinc Total mg/l | - | 3 | ug/l | 22.1 | Plating and metal finishing (High Impact) | Sussex West | Rinse water from electro-plating processes | Pre Market Reform | Consent | -
12151 | 1 | Tier 2 Consent | T J Craig | - | 105 South Street | - | Lancing | West Sussex | BN15 8AS | 105 | SOUTH STREET | - | LANCING | SW | BN15 8AS | 1995-01-25 | 8 | 0.25 | At all times | EAST WORTHING WTW | South Street | Chemical Oxygen Demand Shaken as 0 | - | 800 | mg/l | 15.2 | Laundering (Small-scale/Coin-Op) | Sussex West | Waste water from launderette | Pre Market Reform | Consent | -
12151 | 1 | Tier 2 Consent | T J Craig | - | 105 South Street | - | Lancing | West Sussex | BN15 8AS | 105 | SOUTH STREET | - | LANCING | SW | BN15 8AS | 1995-01-25 | 8 | 0.25 | At all times | EAST WORTHING WTW | South Street | pH | 6 | 11 | pH Units | 15.2 | Laundering (Small-scale/Coin-Op) | Sussex West | Waste water from launderette | Pre Market Reform | Consent | -
12151 | 1 | Tier 2 Consent | T J Craig | - | 105 South Street | - | Lancing | West Sussex | BN15 8AS | 105 | SOUTH STREET | - | LANCING | SW | BN15 8AS | 1995-01-25 | 8 | 0.25 | At all times | EAST WORTHING WTW | South Street | Solids Suspended 105C at pH7 | - | 400 | mg/l | 15.2 | Laundering (Small-scale/Coin-Op) | Sussex West | Waste water from launderette | Pre Market Reform | Consent | -
12153 | 1 | Tier 2 Consent | Mrs J Smyth | - | 48 Crabtree Lane | - | Lancing | West Sussex | BN15 | 48 | CRABTREE LANE | - | LANCING | SW | BN15 9PJ | 1995-03-13 | 8 | 0.16 | At all times | EAST WORTHING WTW | FIRST AVENUE | Chemical Oxygen Demand Shaken as 0 | - | 800 | mg/l | 15.2 | Laundering (Small-scale/Coin-Op) | Sussex West | Waste water from launderette | Pre Market Reform | Consent | -
12153 | 1 | Tier 2 Consent | Mrs J Smyth | - | 48 Crabtree Lane | - | Lancing | West Sussex | BN15 | 48 | CRABTREE LANE | - | LANCING | SW | BN15 9PJ | 1995-03-13 | 8 | 0.16 | At all times | EAST WORTHING WTW | FIRST AVENUE | pH | 6 | 11 | pH Units | 15.2 | Laundering (Small-scale/Coin-Op) | Sussex West | Waste water from launderette | Pre Market Reform | Consent | -
12153 | 1 | Tier 2 Consent | Mrs J Smyth | - | 48 Crabtree Lane | - | Lancing | West Sussex | BN15 | 48 | CRABTREE LANE | - | LANCING | SW | BN15 9PJ | 1995-03-13 | 8 | 0.16 | At all times | EAST WORTHING WTW | FIRST AVENUE | Solids Suspended 105C at pH7 | - | 400 | mg/l | 15.2 | Laundering (Small-scale/Coin-Op) | Sussex West | Waste water from launderette | Pre Market Reform | Consent | -
12156 | 1 | Tier 2 Consent | Worthing Wash And Heel Limited | 3rd Floor 37 | Frederick Place | - | Brighton | East Sussex | BN1 4EA | 197 | TARRING ROAD |  | WORTHING | SW | BN11 4HN | 1997-05-14 | 12 | 0.7 | At all times | EAST WORTHING WTW | TARRING ROAD | Chemical Oxygen Demand Shaken as 0 | - | 800 | mg/l | 15.2 | Laundering (Small-scale/Coin-Op) | Sussex West | Waste water from launderette | Pre Market Reform | Consent | -
12156 | 1 | Tier 2 Consent | Worthing Wash And Heel Limited | 3rd Floor 37 | Frederick Place | - | Brighton | East Sussex | BN1 4EA | 197 | TARRING ROAD |  | WORTHING | SW | BN11 4HN | 1997-05-14 | 12 | 0.7 | At all times | EAST WORTHING WTW | TARRING ROAD | pH | 6 | 11 | pH Units | 15.2 | Laundering (Small-scale/Coin-Op) | Sussex West | Waste water from launderette | Pre Market Reform | Consent | -
12156 | 1 | Tier 2 Consent | Worthing Wash And Heel Limited | 3rd Floor 37 | Frederick Place | - | Brighton | East Sussex | BN1 4EA | 197 | TARRING ROAD |  | WORTHING | SW | BN11 4HN | 1997-05-14 | 12 | 0.7 | At all times | EAST WORTHING WTW | TARRING ROAD | Solids Suspended 105C at pH7 | - | 400 | mg/l | 15.2 | Laundering (Small-scale/Coin-Op) | Sussex West | Waste water from launderette | Pre Market Reform | Consent | -
12157 | 3 | Tier 2 Consent | Allergy Therapeutics (Uk) Limited |  | Dominion Way |  | Worthing | West Sussex | BN14 8SA | FREEMAN BUILDING ALLERGY THERAPEUTICS | DOMINION WAY |  | WORTHING |  | BN14 8SA | 1999-07-12 | 100 | 10 | at all times | EAST WORTHING WTW | SWS pumping station | Chemical Oxygen Demand Shaken as 0 | - | 100 | mg/l | 4.1 | Chemical and pharmaceutical manufacture (High Impact) | Sussex West | Pharmaceutical Processes | Pre Market Reform | Consent | DOMINION ROAD WORTHING WPS
12157 | 3 | Tier 2 Consent | Allergy Therapeutics (Uk) Limited |  | Dominion Way |  | Worthing | West Sussex | BN14 8SA | FREEMAN BUILDING ALLERGY THERAPEUTICS | DOMINION WAY |  | WORTHING |  | BN14 8SA | 1999-07-12 | 100 | 10 | at all times | EAST WORTHING WTW | SWS pumping station | Nitrogen Ammoniacal as N | 0 | 35 | mg/l | 4.1 | Chemical and pharmaceutical manufacture (High Impact) | Sussex West | Pharmaceutical Processes | Pre Market Reform | Consent | DOMINION ROAD WORTHING WPS
12157 | 3 | Tier 2 Consent | Allergy Therapeutics (Uk) Limited |  | Dominion Way |  | Worthing | West Sussex | BN14 8SA | FREEMAN BUILDING ALLERGY THERAPEUTICS | DOMINION WAY |  | WORTHING |  | BN14 8SA | 1999-07-12 | 100 | 10 | at all times | EAST WORTHING WTW | SWS pumping station | pH | 6 | 11 | pH Units | 4.1 | Chemical and pharmaceutical manufacture (High Impact) | Sussex West | Pharmaceutical Processes | Pre Market Reform | Consent | DOMINION ROAD WORTHING WPS
12157 | 3 | Tier 2 Consent | Allergy Therapeutics (Uk) Limited |  | Dominion Way |  | Worthing | West Sussex | BN14 8SA | FREEMAN BUILDING ALLERGY THERAPEUTICS | DOMINION WAY |  | WORTHING |  | BN14 8SA | 1999-07-12 | 100 | 10 | at all times | EAST WORTHING WTW | SWS pumping station | Solids Suspended 105 Degrees C | - | 100 | mg/l | 4.1 | Chemical and pharmaceutical manufacture (High Impact) | Sussex West | Pharmaceutical Processes | Pre Market Reform | Consent | DOMINION ROAD WORTHING WPS
12160 | 1 | Tier 2 Consent | Durno Launderettes Limited | 38 | Salisbury Road | - | Worthing | West Sussex | BN11 1RD | 7 | MANOR PARADE | - | WORTHING | SW | BN13 2JP | 1978-07-24 | 13.6 | 0.38 | At all times | EAST WORTHING WTW | SALVINGTON ROAD | Chemical Oxygen Demand Shaken as 0 | - | 800 | mg/l | 15.2 | Laundering (Small-scale/Coin-Op) | Sussex West | Waste water from laundering | Pre Market Reform | Consent | -
12160 | 1 | Tier 2 Consent | Durno Launderettes Limited | 38 | Salisbury Road | - | Worthing | West Sussex | BN11 1RD | 7 | MANOR PARADE | - | WORTHING | SW | BN13 2JP | 1978-07-24 | 13.6 | 0.38 | At all times | EAST WORTHING WTW | SALVINGTON ROAD | pH | 6 | 11 | pH Units | 15.2 | Laundering (Small-scale/Coin-Op) | Sussex West | Waste water from laundering | Pre Market Reform | Consent | -
12160 | 1 | Tier 2 Consent | Durno Launderettes Limited | 38 | Salisbury Road | - | Worthing | West Sussex | BN11 1RD | 7 | MANOR PARADE | - | WORTHING | SW | BN13 2JP | 1978-07-24 | 13.6 | 0.38 | At all times | EAST WORTHING WTW | SALVINGTON ROAD | Solids Suspended 105C at pH7 | - | 400 | mg/l | 15.2 | Laundering (Small-scale/Coin-Op) | Sussex West | Waste water from laundering | Pre Market Reform | Consent | -
12161 | 1 | Tier 2 Consent | R.B.S. Garages Limited | Yeomans House | Littlehampton Road | Ferring | Worthing | West Sussex | BN12 6PB | SHOWROOM (YEOMANS TOYOTA) | LITTLEHAMPTON ROAD | - | WORTHING | SW | BN12 6PA | 1991-05-03 | 5 | 2 | at all times | EAST WORTHING WTW | Yeoman Road | Chemical Oxygen Demand Shaken as 0 | - | 800 | mg/l | 31.2 | Vehicle and plant washing (Low Impact) | Sussex West | Vehicle Washing: Automatic vehicle washing process | Pre Market Reform | Consent | -
12161 | 1 | Tier 2 Consent | R.B.S. Garages Limited | Yeomans House | Littlehampton Road | Ferring | Worthing | West Sussex | BN12 6PB | SHOWROOM (YEOMANS TOYOTA) | LITTLEHAMPTON ROAD | - | WORTHING | SW | BN12 6PA | 1991-05-03 | 5 | 2 | at all times | EAST WORTHING WTW | Yeoman Road | Oil and Grease | - | 400 | mg/l | 31.2 | Vehicle and plant washing (Low Impact) | Sussex West | Vehicle Washing: Automatic vehicle washing process | Pre Market Reform | Consent | -
12161 | 1 | Tier 2 Consent | R.B.S. Garages Limited | Yeomans House | Littlehampton Road | Ferring | Worthing | West Sussex | BN12 6PB | SHOWROOM (YEOMANS TOYOTA) | LITTLEHAMPTON ROAD | - | WORTHING | SW | BN12 6PA | 1991-05-03 | 5 | 2 | at all times | EAST WORTHING WTW | Yeoman Road | pH | 6 | 11 | pH Units | 31.2 | Vehicle and plant washing (Low Impact) | Sussex West | Vehicle Washing: Automatic vehicle washing process | Pre Market Reform | Consent | -
12161 | 1 | Tier 2 Consent | R.B.S. Garages Limited | Yeomans House | Littlehampton Road | Ferring | Worthing | West Sussex | BN12 6PB | SHOWROOM (YEOMANS TOYOTA) | LITTLEHAMPTON ROAD | - | WORTHING | SW | BN12 6PA | 1991-05-03 | 5 | 2 | at all times | EAST WORTHING WTW | Yeoman Road | Solids Suspended 105C at pH7 | - | 400 | mg/l | 31.2 | Vehicle and plant washing (Low Impact) | Sussex West | Vehicle Washing: Automatic vehicle washing process | Pre Market Reform | Consent | -
12171 | 1 | Tier 2 Consent | Southern United Limited | Maria House | 35 Millers Road | - | Brighton | East Sussex | BN1 5NP | 37 FACTORY & PREMISES | SOUTH STREET |  | BRIGHTON | SE | BN41 2LE | 1981-05-04 | 3 | 2 | at all times | SHOREHAM WTW | South Street | Chemical Oxygen Demand Shaken as 0 | - | 800 | mg/l | 22.3 | Plating and metal finishing (Low Impact) | Sussex East | Pre Market Reform | Pre Market Reform | Consent | Pre Market Reform
12171 | 1 | Tier 2 Consent | Southern United Limited | Maria House | 35 Millers Road | - | Brighton | East Sussex | BN1 5NP | 37 FACTORY & PREMISES | SOUTH STREET |  | BRIGHTON | SE | BN41 2LE | 1981-05-04 | 3 | 2 | at all times | SHOREHAM WTW | South Street | Chromium Total mg/l | - | 5 | ug/l | 22.3 | Plating and metal finishing (Low Impact) | Sussex East | Pre Market Reform | Pre Market Reform | Consent | Pre Market Reform
12171 | 1 | Tier 2 Consent | Southern United Limited | Maria House | 35 Millers Road | - | Brighton | East Sussex | BN1 5NP | 37 FACTORY & PREMISES | SOUTH STREET |  | BRIGHTON | SE | BN41 2LE | 1981-05-04 | 3 | 2 | at all times | SHOREHAM WTW | South Street | Copper Total | - | 5 | ug/l | 22.3 | Plating and metal finishing (Low Impact) | Sussex East | Pre Market Reform | Pre Market Reform | Consent | Pre Market Reform
12171 | 1 | Tier 2 Consent | Southern United Limited | Maria House | 35 Millers Road | - | Brighton | East Sussex | BN1 5NP | 37 FACTORY & PREMISES | SOUTH STREET |  | BRIGHTON | SE | BN41 2LE | 1981-05-04 | 3 | 2 | at all times | SHOREHAM WTW | South Street | Nickel Total | - | 5 | ug/l | 22.3 | Plating and metal finishing (Low Impact) | Sussex East | Pre Market Reform | Pre Market Reform | Consent | Pre Market Reform
12171 | 1 | Tier 2 Consent | Southern United Limited | Maria House | 35 Millers Road | - | Brighton | East Sussex | BN1 5NP | 37 FACTORY & PREMISES | SOUTH STREET |  | BRIGHTON | SE | BN41 2LE | 1981-05-04 | 3 | 2 | at all times | SHOREHAM WTW | South Street | pH | 6 | 11 | pH Units | 22.3 | Plating and metal finishing (Low Impact) | Sussex East | Pre Market Reform | Pre Market Reform | Consent | Pre Market Reform
12171 | 1 | Tier 2 Consent | Southern United Limited | Maria House | 35 Millers Road | - | Brighton | East Sussex | BN1 5NP | 37 FACTORY & PREMISES | SOUTH STREET |  | BRIGHTON | SE | BN41 2LE | 1981-05-04 | 3 | 2 | at all times | SHOREHAM WTW | South Street | Solids Suspended 105 Degrees C | - | 400 | mg/l | 22.3 | Plating and metal finishing (Low Impact) | Sussex East | Pre Market Reform | Pre Market Reform | Consent | Pre Market Reform
12171 | 1 | Tier 2 Consent | Southern United Limited | Maria House | 35 Millers Road | - | Brighton | East Sussex | BN1 5NP | 37 FACTORY & PREMISES | SOUTH STREET |  | BRIGHTON | SE | BN41 2LE | 1981-05-04 | 3 | 2 | at all times | SHOREHAM WTW | South Street | Zinc Total mg/l | - | 5 | ug/l | 22.3 | Plating and metal finishing (Low Impact) | Sussex East | Pre Market Reform | Pre Market Reform | Consent | Pre Market Reform
12177 | 4 | Tier 2 Consent | London & Brighton Plating Company Limited(The) | 100 | North Street | Portslade | Brighton | - | BN41 1DG | 100 | NORTH STREET | - | BRIGHTON |  | BN41 1DG | 1991-07-05 | 86.4 | 0.1 | at all times | SHOREHAM WTW | North Street | Chemical Oxygen Demand Shaken as 0 | - | 800 | mg/l | 22.1 | Plating and metal finishing (High Impact) | Sussex East | Pre Market Reform | Pre Market Reform | Consent | -
12177 | 4 | Tier 2 Consent | London & Brighton Plating Company Limited(The) | 100 | North Street | Portslade | Brighton | - | BN41 1DG | 100 | NORTH STREET | - | BRIGHTON |  | BN41 1DG | 1991-07-05 | 86.4 | 0.1 | at all times | SHOREHAM WTW | North Street | Chromium Total mg/l | - | 5 | ug/l | 22.1 | Plating and metal finishing (High Impact) | Sussex East | Pre Market Reform | Pre Market Reform | Consent | -
12177 | 4 | Tier 2 Consent | London & Brighton Plating Company Limited(The) | 100 | North Street | Portslade | Brighton | - | BN41 1DG | 100 | NORTH STREET | - | BRIGHTON |  | BN41 1DG | 1991-07-05 | 86.4 | 0.1 | at all times | SHOREHAM WTW | North Street | Copper Total | - | 7.5 | ug/l | 22.1 | Plating and metal finishing (High Impact) | Sussex East | Pre Market Reform | Pre Market Reform | Consent | -
12177 | 4 | Tier 2 Consent | London & Brighton Plating Company Limited(The) | 100 | North Street | Portslade | Brighton | - | BN41 1DG | 100 | NORTH STREET | - | BRIGHTON |  | BN41 1DG | 1991-07-05 | 86.4 | 0.1 | at all times | SHOREHAM WTW | North Street | Cyanide Total as Cn | - | 5 | ug/l | 22.1 | Plating and metal finishing (High Impact) | Sussex East | Pre Market Reform | Pre Market Reform | Consent | -
12177 | 4 | Tier 2 Consent | London & Brighton Plating Company Limited(The) | 100 | North Street | Portslade | Brighton | - | BN41 1DG | 100 | NORTH STREET | - | BRIGHTON |  | BN41 1DG | 1991-07-05 | 86.4 | 0.1 | at all times | SHOREHAM WTW | North Street | Lead Total | - | 7.5 | ug/l | 22.1 | Plating and metal finishing (High Impact) | Sussex East | Pre Market Reform | Pre Market Reform | Consent | -
12177 | 4 | Tier 2 Consent | London & Brighton Plating Company Limited(The) | 100 | North Street | Portslade | Brighton | - | BN41 1DG | 100 | NORTH STREET | - | BRIGHTON |  | BN41 1DG | 1991-07-05 | 86.4 | 0.1 | at all times | SHOREHAM WTW | North Street | Nickel Total | - | 7.5 | ug/l | 22.1 | Plating and metal finishing (High Impact) | Sussex East | Pre Market Reform | Pre Market Reform | Consent | -
12177 | 4 | Tier 2 Consent | London & Brighton Plating Company Limited(The) | 100 | North Street | Portslade | Brighton | - | BN41 1DG | 100 | NORTH STREET | - | BRIGHTON |  | BN41 1DG | 1991-07-05 | 86.4 | 0.1 | at all times | SHOREHAM WTW | North Street | pH | 5 | 11 | pH Units | 22.1 | Plating and metal finishing (High Impact) | Sussex East | Pre Market Reform | Pre Market Reform | Consent | -
12177 | 4 | Tier 2 Consent | London & Brighton Plating Company Limited(The) | 100 | North Street | Portslade | Brighton | - | BN41 1DG | 100 | NORTH STREET | - | BRIGHTON |  | BN41 1DG | 1991-07-05 | 86.4 | 0.1 | at all times | SHOREHAM WTW | North Street | Silver Total | - | 5000 | ug/l | 22.1 | Plating and metal finishing (High Impact) | Sussex East | Pre Market Reform | Pre Market Reform | Consent | -
12177 | 4 | Tier 2 Consent | London & Brighton Plating Company Limited(The) | 100 | North Street | Portslade | Brighton | - | BN41 1DG | 100 | NORTH STREET | - | BRIGHTON |  | BN41 1DG | 1991-07-05 | 86.4 | 0.1 | at all times | SHOREHAM WTW | North Street | Solids Suspended 105 Degrees C | - | 400 | mg/l | 22.1 | Plating and metal finishing (High Impact) | Sussex East | Pre Market Reform | Pre Market Reform | Consent | -
12177 | 4 | Tier 2 Consent | London & Brighton Plating Company Limited(The) | 100 | North Street | Portslade | Brighton | - | BN41 1DG | 100 | NORTH STREET | - | BRIGHTON |  | BN41 1DG | 1991-07-05 | 86.4 | 0.1 | at all times | SHOREHAM WTW | North Street | Sulphate as S04 | - | 500 | mg/l | 22.1 | Plating and metal finishing (High Impact) | Sussex East | Pre Market Reform | Pre Market Reform | Consent | -
12177 | 4 | Tier 2 Consent | London & Brighton Plating Company Limited(The) | 100 | North Street | Portslade | Brighton | - | BN41 1DG | 100 | NORTH STREET | - | BRIGHTON |  | BN41 1DG | 1991-07-05 | 86.4 | 0.1 | at all times | SHOREHAM WTW | North Street | Tin Total | - | 7500 | ug/l | 22.1 | Plating and metal finishing (High Impact) | Sussex East | Pre Market Reform | Pre Market Reform | Consent | -
12177 | 4 | Tier 2 Consent | London & Brighton Plating Company Limited(The) | 100 | North Street | Portslade | Brighton | - | BN41 1DG | 100 | NORTH STREET | - | BRIGHTON |  | BN41 1DG | 1991-07-05 | 86.4 | 0.1 | at all times | SHOREHAM WTW | North Street | Zinc Total mg/l | - | 7.5 | ug/l | 22.1 | Plating and metal finishing (High Impact) | Sussex East | Pre Market Reform | Pre Market Reform | Consent | -
12187 | 1 | Tier 2 Consent | N C & C A Clarke | 8 | Houghton Lane | Bury | Pulborough | West Sussex | RH20 1PD | 2 | Maple Parade |  | ARUNDEL | SW | BN18 0PR | 1992-02-07 | 2 | 2 | at all times | LIDSEY WTW | MAPLE ROAD | Chemical Oxygen Demand Shaken as 0 | - | 800 | mg/l | 15.2 | Laundering (Small-scale/Coin-Op) | Sussex West | Waste water from launderette | Pre Market Reform | Consent | -
12187 | 1 | Tier 2 Consent | N C & C A Clarke | 8 | Houghton Lane | Bury | Pulborough | West Sussex | RH20 1PD | 2 | Maple Parade |  | ARUNDEL | SW | BN18 0PR | 1992-02-07 | 2 | 2 | at all times | LIDSEY WTW | MAPLE ROAD | Oil and Grease | - | 400 | mg/l | 15.2 | Laundering (Small-scale/Coin-Op) | Sussex West | Waste water from launderette | Pre Market Reform | Consent | -
12187 | 1 | Tier 2 Consent | N C & C A Clarke | 8 | Houghton Lane | Bury | Pulborough | West Sussex | RH20 1PD | 2 | Maple Parade |  | ARUNDEL | SW | BN18 0PR | 1992-02-07 | 2 | 2 | at all times | LIDSEY WTW | MAPLE ROAD | pH | 6 | 11 | pH Units | 15.2 | Laundering (Small-scale/Coin-Op) | Sussex West | Waste water from launderette | Pre Market Reform | Consent | -
12187 | 1 | Tier 2 Consent | N C & C A Clarke | 8 | Houghton Lane | Bury | Pulborough | West Sussex | RH20 1PD | 2 | Maple Parade |  | ARUNDEL | SW | BN18 0PR | 1992-02-07 | 2 | 2 | at all times | LIDSEY WTW | MAPLE ROAD | Solids Suspended 105C at pH7 | - | 400 | mg/l | 15.2 | Laundering (Small-scale/Coin-Op) | Sussex West | Waste water from launderette | Pre Market Reform | Consent | -
12193 | 1 | Tier 2 Consent | Butlins Skyline Limited |  | 1 Park Lane |  | Hemel Hempstead | Hampshire | HP2 4YL | SHORELINE HOTEL | UPPER BOGNOR ROAD | - | BOGNOR REGIS | SW | PO21 1JJ | 1977-03-04 | 22.7 | 5 | at all times | FORD WTW | Upper Bognor Road | Chemical Oxygen Demand Shaken as 0 | - | 800 | mg/l | 15.2 | Laundering (Small-scale/Coin-Op) | Sussex West | Launderettes: Launderettes process | Pre Market Reform | Consent | -
12193 | 1 | Tier 2 Consent | Butlins Skyline Limited |  | 1 Park Lane |  | Hemel Hempstead | Hampshire | HP2 4YL | SHORELINE HOTEL | UPPER BOGNOR ROAD | - | BOGNOR REGIS | SW | PO21 1JJ | 1977-03-04 | 22.7 | 5 | at all times | FORD WTW | Upper Bognor Road | pH | 6 | 11 | pH Units | 15.2 | Laundering (Small-scale/Coin-Op) | Sussex West | Launderettes: Launderettes process | Pre Market Reform | Consent | -
12193 | 1 | Tier 2 Consent | Butlins Skyline Limited |  | 1 Park Lane |  | Hemel Hempstead | Hampshire | HP2 4YL | SHORELINE HOTEL | UPPER BOGNOR ROAD | - | BOGNOR REGIS | SW | PO21 1JJ | 1977-03-04 | 22.7 | 5 | at all times | FORD WTW | Upper Bognor Road | Solids Suspended 105C at pH7 | - | 400 | mg/l | 15.2 | Laundering (Small-scale/Coin-Op) | Sussex West | Launderettes: Launderettes process | Pre Market Reform | Consent | -
12204 | 1 | Tier 2 Consent | Malthurst Limited | Gladstone Place | 36-38 Upper Marlborough Road |  | St. Albans | Hertfordshire | AL1 3UU | 97-99 | FELPHAM WAY | - | BOGNOR REGIS | SW | PO22 8QB | 1993-12-10 | 15 | 0 | at all times | FORD WTW | Felpham Way | Chemical Oxygen Demand Shaken as 0 | - | 800 | mg/l | 31.2 | Vehicle and plant washing (Low Impact) | Sussex West | Vehicle Washing: Automatic Vehicle Washing process | Pre Market Reform | Consent | -
12204 | 1 | Tier 2 Consent | Malthurst Limited | Gladstone Place | 36-38 Upper Marlborough Road |  | St. Albans | Hertfordshire | AL1 3UU | 97-99 | FELPHAM WAY | - | BOGNOR REGIS | SW | PO22 8QB | 1993-12-10 | 15 | 0 | at all times | FORD WTW | Felpham Way | Oil and Grease | - | 100 | mg/l | 31.2 | Vehicle and plant washing (Low Impact) | Sussex West | Vehicle Washing: Automatic Vehicle Washing process | Pre Market Reform | Consent | -
12204 | 1 | Tier 2 Consent | Malthurst Limited | Gladstone Place | 36-38 Upper Marlborough Road |  | St. Albans | Hertfordshire | AL1 3UU | 97-99 | FELPHAM WAY | - | BOGNOR REGIS | SW | PO22 8QB | 1993-12-10 | 15 | 0 | at all times | FORD WTW | Felpham Way | pH | 6 | 11 | pH Units | 31.2 | Vehicle and plant washing (Low Impact) | Sussex West | Vehicle Washing: Automatic Vehicle Washing process | Pre Market Reform | Consent | -
12204 | 1 | Tier 2 Consent | Malthurst Limited | Gladstone Place | 36-38 Upper Marlborough Road |  | St. Albans | Hertfordshire | AL1 3UU | 97-99 | FELPHAM WAY | - | BOGNOR REGIS | SW | PO22 8QB | 1993-12-10 | 15 | 0 | at all times | FORD WTW | Felpham Way | Solids Suspended 105C at pH7 | - | 400 | mg/l | 31.2 | Vehicle and plant washing (Low Impact) | Sussex West | Vehicle Washing: Automatic Vehicle Washing process | Pre Market Reform | Consent | -
12211 | 1 | Tier 2 Consent | Bayford Launderette | - | 4 Bayford Road | - | Littlehampton | West Sussex | BN17 5HL | 4 | BAYFORD ROAD | - | LITTLEHAMPTON | SW | BN17 5HL | 1984-09-06 | 6 | - | at all times | FORD WTW | Bayford Road | Chemical Oxygen Demand Shaken as 0 | - | 800 | mg/l | 15.2 | Laundering (Small-scale/Coin-Op) | Sussex West | Pre Market Reform | Pre Market Reform | Consent | -
12211 | 1 | Tier 2 Consent | Bayford Launderette | - | 4 Bayford Road | - | Littlehampton | West Sussex | BN17 5HL | 4 | BAYFORD ROAD | - | LITTLEHAMPTON | SW | BN17 5HL | 1984-09-06 | 6 | - | at all times | FORD WTW | Bayford Road | pH | 6 | 11 | pH Units | 15.2 | Laundering (Small-scale/Coin-Op) | Sussex West | Pre Market Reform | Pre Market Reform | Consent | -
12211 | 1 | Tier 2 Consent | Bayford Launderette | - | 4 Bayford Road | - | Littlehampton | West Sussex | BN17 5HL | 4 | BAYFORD ROAD | - | LITTLEHAMPTON | SW | BN17 5HL | 1984-09-06 | 6 | - | at all times | FORD WTW | Bayford Road | Solids Suspended 105C at pH7 | - | 400 | mg/l | 15.2 | Laundering (Small-scale/Coin-Op) | Sussex West | Pre Market Reform | Pre Market Reform | Consent | -
12229 | 1 | Tier 2 Consent | Yeomans Limited | Yeomans House | Littlehampton Road | Ferring | Worthing | West Sussex | BN12 6PB | GARAGE PREMISES | LITTLEHAMPTON ROAD | - | FERRING | SW | BN12 6PB | 1997-08-18 | 2 | 2 | at all times | FORD WTW | Littlehampton Road | Chemical Oxygen Demand Shaken as 0 | - | 800 | mg/l | 31.2 | Vehicle and plant washing (Low Impact) | Sussex West | Vehicle Washing: Automatic Vehicle Washing process | Pre Market Reform | Consent | SEA ROAD LITTLEHAMPTON WPS
12229 | 1 | Tier 2 Consent | Yeomans Limited | Yeomans House | Littlehampton Road | Ferring | Worthing | West Sussex | BN12 6PB | GARAGE PREMISES | LITTLEHAMPTON ROAD | - | FERRING | SW | BN12 6PB | 1997-08-18 | 2 | 2 | at all times | FORD WTW | Littlehampton Road | Oil and Grease | - | 400 | mg/l | 31.2 | Vehicle and plant washing (Low Impact) | Sussex West | Vehicle Washing: Automatic Vehicle Washing process | Pre Market Reform | Consent | SEA ROAD LITTLEHAMPTON WPS
12229 | 1 | Tier 2 Consent | Yeomans Limited | Yeomans House | Littlehampton Road | Ferring | Worthing | West Sussex | BN12 6PB | GARAGE PREMISES | LITTLEHAMPTON ROAD | - | FERRING | SW | BN12 6PB | 1997-08-18 | 2 | 2 | at all times | FORD WTW | Littlehampton Road | pH | 6 | 11 | pH Units | 31.2 | Vehicle and plant washing (Low Impact) | Sussex West | Vehicle Washing: Automatic Vehicle Washing process | Pre Market Reform | Consent | SEA ROAD LITTLEHAMPTON WPS
12229 | 1 | Tier 2 Consent | Yeomans Limited | Yeomans House | Littlehampton Road | Ferring | Worthing | West Sussex | BN12 6PB | GARAGE PREMISES | LITTLEHAMPTON ROAD | - | FERRING | SW | BN12 6PB | 1997-08-18 | 2 | 2 | at all times | FORD WTW | Littlehampton Road | Solids Suspended 105C at pH7 | - | 400 | mg/l | 31.2 | Vehicle and plant washing (Low Impact) | Sussex West | Vehicle Washing: Automatic Vehicle Washing process | Pre Market Reform | Consent | SEA ROAD LITTLEHAMPTON WPS
12230 | 1 | Tier 2 Consent | Bubbles Launderette | - | 18 Worthing Road | - | Rustington | West Sussex | BN16 3JX | 18 | WORTHING ROAD | - | LITTLEHAMPTON | SW | BN16 3JU | 1998-11-09 | 5 | 0.25 | at all times | FORD WTW | Worthing Road | Chemical Oxygen Demand Shaken as 0 | - | 800 | mg/l | 15.2 | Laundering (Small-scale/Coin-Op) | Sussex West | Waste water from launderette | Pre Market Reform | Consent | SEA ROAD LITTLEHAMPTON WPS
12230 | 1 | Tier 2 Consent | Bubbles Launderette | - | 18 Worthing Road | - | Rustington | West Sussex | BN16 3JX | 18 | WORTHING ROAD | - | LITTLEHAMPTON | SW | BN16 3JU | 1998-11-09 | 5 | 0.25 | at all times | FORD WTW | Worthing Road | pH | 6 | 11 | pH Units | 15.2 | Laundering (Small-scale/Coin-Op) | Sussex West | Waste water from launderette | Pre Market Reform | Consent | SEA ROAD LITTLEHAMPTON WPS
12230 | 1 | Tier 2 Consent | Bubbles Launderette | - | 18 Worthing Road | - | Rustington | West Sussex | BN16 3JX | 18 | WORTHING ROAD | - | LITTLEHAMPTON | SW | BN16 3JU | 1998-11-09 | 5 | 0.25 | at all times | FORD WTW | Worthing Road | Solids Suspended 105C at pH7 | - | 400 | mg/l | 15.2 | Laundering (Small-scale/Coin-Op) | Sussex West | Waste water from launderette | Pre Market Reform | Consent | SEA ROAD LITTLEHAMPTON WPS
12231 | 1 | Tier 2 Consent | N C & C A Clarke | 8 | Houghton Lane | Bury | Pulborough | West Sussex | RH20 1PD | 93 | WICK STREET | - | LITTLEHAMPTON | SW | BN17 7JN | 1999-04-01 | 10 | 0.3 | at all times | FORD WTW | Wick Street | Chemical Oxygen Demand Shaken as 0 | - | 800 | mg/l | 15.2 | Laundering (Small-scale/Coin-Op) | Sussex West | Waste water from launderette process | Pre Market Reform | Consent | SEA ROAD LITTLEHAMPTON WPS
12231 | 1 | Tier 2 Consent | N C & C A Clarke | 8 | Houghton Lane | Bury | Pulborough | West Sussex | RH20 1PD | 93 | WICK STREET | - | LITTLEHAMPTON | SW | BN17 7JN | 1999-04-01 | 10 | 0.3 | at all times | FORD WTW | Wick Street | pH | 6 | 11 | pH Units | 15.2 | Laundering (Small-scale/Coin-Op) | Sussex West | Waste water from launderette process | Pre Market Reform | Consent | SEA ROAD LITTLEHAMPTON WPS
12231 | 1 | Tier 2 Consent | N C & C A Clarke | 8 | Houghton Lane | Bury | Pulborough | West Sussex | RH20 1PD | 93 | WICK STREET | - | LITTLEHAMPTON | SW | BN17 7JN | 1999-04-01 | 10 | 0.3 | at all times | FORD WTW | Wick Street | Solids Suspended 105C at pH7 | - | 400 | mg/l | 15.2 | Laundering (Small-scale/Coin-Op) | Sussex West | Waste water from launderette process | Pre Market Reform | Consent | SEA ROAD LITTLEHAMPTON WPS
12233 | 1 | Tier 2 Consent | Stagecoach (South) Limited | One Stockport Exchange | 20 Railway Road |  | Stockport |  | SK1 3SW | GARAGE | BASIN ROAD |  | CHICHESTER | SW | PO19 8PU | 1993-03-01 | 5 | 0.5 | At all times | CHICHESTER WTW | Basin Road | Chemical Oxygen Demand Shaken as 0 | - | 750 | mg/l | 31.2 | Vehicle and plant washing (Low Impact) | Sussex West | Waste water from vehicle/bus washing | Pre Market Reform | Consent | -
12233 | 1 | Tier 2 Consent | Stagecoach (South) Limited | One Stockport Exchange | 20 Railway Road |  | Stockport |  | SK1 3SW | GARAGE | BASIN ROAD |  | CHICHESTER | SW | PO19 8PU | 1993-03-01 | 5 | 0.5 | At all times | CHICHESTER WTW | Basin Road | Detergents Anionic | - | 100 | mg/l | 31.2 | Vehicle and plant washing (Low Impact) | Sussex West | Waste water from vehicle/bus washing | Pre Market Reform | Consent | -
12233 | 1 | Tier 2 Consent | Stagecoach (South) Limited | One Stockport Exchange | 20 Railway Road |  | Stockport |  | SK1 3SW | GARAGE | BASIN ROAD |  | CHICHESTER | SW | PO19 8PU | 1993-03-01 | 5 | 0.5 | At all times | CHICHESTER WTW | Basin Road | Oil and Grease | - | 300 | mg/l | 31.2 | Vehicle and plant washing (Low Impact) | Sussex West | Waste water from vehicle/bus washing | Pre Market Reform | Consent | -
12233 | 1 | Tier 2 Consent | Stagecoach (South) Limited | One Stockport Exchange | 20 Railway Road |  | Stockport |  | SK1 3SW | GARAGE | BASIN ROAD |  | CHICHESTER | SW | PO19 8PU | 1993-03-01 | 5 | 0.5 | At all times | CHICHESTER WTW | Basin Road | pH | 6 | 11 | pH Units | 31.2 | Vehicle and plant washing (Low Impact) | Sussex West | Waste water from vehicle/bus washing | Pre Market Reform | Consent | -
12233 | 1 | Tier 2 Consent | Stagecoach (South) Limited | One Stockport Exchange | 20 Railway Road |  | Stockport |  | SK1 3SW | GARAGE | BASIN ROAD |  | CHICHESTER | SW | PO19 8PU | 1993-03-01 | 5 | 0.5 | At all times | CHICHESTER WTW | Basin Road | Solids Suspended 105C at pH7 | - | 500 | mg/l | 31.2 | Vehicle and plant washing (Low Impact) | Sussex West | Waste water from vehicle/bus washing | Pre Market Reform | Consent | -
12234 | 1 | Tier 2 Consent | Stagecoach (South) Limited | One Stockport Exchange | 20 Railway Road |  | Stockport |  | SK1 3SW | GARAGE | BASIN ROAD |  | CHICHESTER | SW | PO19 8PU | 1993-03-01 | 0.5 | 1 | at all times | CHICHESTER WTW | Basin Road | Chemical Oxygen Demand Shaken as 0 | - | 750 | mg/l | 31.2 | Vehicle and plant washing (Low Impact) | Sussex West | Waste water from vehicle chassis wash | Pre Market Reform | Consent | -
12234 | 1 | Tier 2 Consent | Stagecoach (South) Limited | One Stockport Exchange | 20 Railway Road |  | Stockport |  | SK1 3SW | GARAGE | BASIN ROAD |  | CHICHESTER | SW | PO19 8PU | 1993-03-01 | 0.5 | 1 | at all times | CHICHESTER WTW | Basin Road | Detergents Anionic | - | 100 | mg/l | 31.2 | Vehicle and plant washing (Low Impact) | Sussex West | Waste water from vehicle chassis wash | Pre Market Reform | Consent | -
12234 | 1 | Tier 2 Consent | Stagecoach (South) Limited | One Stockport Exchange | 20 Railway Road |  | Stockport |  | SK1 3SW | GARAGE | BASIN ROAD |  | CHICHESTER | SW | PO19 8PU | 1993-03-01 | 0.5 | 1 | at all times | CHICHESTER WTW | Basin Road | Oil and Grease | - | 300 | mg/l | 31.2 | Vehicle and plant washing (Low Impact) | Sussex West | Waste water from vehicle chassis wash | Pre Market Reform | Consent | -
12234 | 1 | Tier 2 Consent | Stagecoach (South) Limited | One Stockport Exchange | 20 Railway Road |  | Stockport |  | SK1 3SW | GARAGE | BASIN ROAD |  | CHICHESTER | SW | PO19 8PU | 1993-03-01 | 0.5 | 1 | at all times | CHICHESTER WTW | Basin Road | pH | 6 | 11 | pH Units | 31.2 | Vehicle and plant washing (Low Impact) | Sussex West | Waste water from vehicle chassis wash | Pre Market Reform | Consent | -
12234 | 1 | Tier 2 Consent | Stagecoach (South) Limited | One Stockport Exchange | 20 Railway Road |  | Stockport |  | SK1 3SW | GARAGE | BASIN ROAD |  | CHICHESTER | SW | PO19 8PU | 1993-03-01 | 0.5 | 1 | at all times | CHICHESTER WTW | Basin Road | Solids Suspended 105C at pH7 | - | 500 | mg/l | 31.2 | Vehicle and plant washing (Low Impact) | Sussex West | Waste water from vehicle chassis wash | Pre Market Reform | Consent | -
12244 | 1 | Tier 2 Consent | Mr Siegfried Ventura | Novawash, Stockbridge Place | 5 Stockbridge Road |  | Chichester | West Sussex | PO19 8QH | 5 | STOCKBRIDGE ROAD |  | CHICHESTER | SW | PO19 8QH | 1985-03-06 | 10 | 2 | at all times | CHICHESTER WTW | Stockbridge Road | Chemical Oxygen Demand Shaken as 0 | - | 800 | mg/l | 15.2 | Laundering (Small-scale/Coin-Op) | Sussex West | Launderettes: Launderettes process | Pre Market Reform | Consent | -
12244 | 1 | Tier 2 Consent | Mr Siegfried Ventura | Novawash, Stockbridge Place | 5 Stockbridge Road |  | Chichester | West Sussex | PO19 8QH | 5 | STOCKBRIDGE ROAD |  | CHICHESTER | SW | PO19 8QH | 1985-03-06 | 10 | 2 | at all times | CHICHESTER WTW | Stockbridge Road | pH | 6 | 11 | pH Units | 15.2 | Laundering (Small-scale/Coin-Op) | Sussex West | Launderettes: Launderettes process | Pre Market Reform | Consent | -
12244 | 1 | Tier 2 Consent | Mr Siegfried Ventura | Novawash, Stockbridge Place | 5 Stockbridge Road |  | Chichester | West Sussex | PO19 8QH | 5 | STOCKBRIDGE ROAD |  | CHICHESTER | SW | PO19 8QH | 1985-03-06 | 10 | 2 | at all times | CHICHESTER WTW | Stockbridge Road | Solids Suspended 105C at pH7 | - | 400 | mg/l | 15.2 | Laundering (Small-scale/Coin-Op) | Sussex West | Launderettes: Launderettes process | Pre Market Reform | Consent | -
12257 | 2 | Low Risk Consent | Selsey Press Limited | 84 | High Street |  | Selsey | West Sussex | PO20 0QH | 84 PRINTERS | HIGH STREET |  | CHICHESTER | SW | PO20 0QG | 1984-04-13 | 2 | 0.14 | at all times | SIDLESHAM WTW | High Street | Chemical Oxygen Demand Shaken as 0 | - | 800 | mg/l | 24.1 | Printing and related activities (High impact) | Sussex West | Waste water from photographic and lithographic processes | Pre Market Reform | Consent | -
12257 | 2 | Low Risk Consent | Selsey Press Limited | 84 | High Street |  | Selsey | West Sussex | PO20 0QH | 84 PRINTERS | HIGH STREET |  | CHICHESTER | SW | PO20 0QG | 1984-04-13 | 2 | 0.14 | at all times | SIDLESHAM WTW | High Street | Cyanide Total as Cn | - | 1 | ug/l | 24.1 | Printing and related activities (High impact) | Sussex West | Waste water from photographic and lithographic processes | Pre Market Reform | Consent | -
12257 | 2 | Low Risk Consent | Selsey Press Limited | 84 | High Street |  | Selsey | West Sussex | PO20 0QH | 84 PRINTERS | HIGH STREET |  | CHICHESTER | SW | PO20 0QG | 1984-04-13 | 2 | 0.14 | at all times | SIDLESHAM WTW | High Street | pH | 6 | 11 | pH Units | 24.1 | Printing and related activities (High impact) | Sussex West | Waste water from photographic and lithographic processes | Pre Market Reform | Consent | -
12257 | 2 | Low Risk Consent | Selsey Press Limited | 84 | High Street |  | Selsey | West Sussex | PO20 0QH | 84 PRINTERS | HIGH STREET |  | CHICHESTER | SW | PO20 0QG | 1984-04-13 | 2 | 0.14 | at all times | SIDLESHAM WTW | High Street | Silver Total | - | 1000 | ug/l | 24.1 | Printing and related activities (High impact) | Sussex West | Waste water from photographic and lithographic processes | Pre Market Reform | Consent | -
12257 | 2 | Low Risk Consent | Selsey Press Limited | 84 | High Street |  | Selsey | West Sussex | PO20 0QH | 84 PRINTERS | HIGH STREET |  | CHICHESTER | SW | PO20 0QG | 1984-04-13 | 2 | 0.14 | at all times | SIDLESHAM WTW | High Street | Solids Suspended 105C at pH7 | - | 400 | mg/l | 24.1 | Printing and related activities (High impact) | Sussex West | Waste water from photographic and lithographic processes | Pre Market Reform | Consent | -
12264 | 2 | Tier 2 Consent | R S Hancock & Partners | Hurlands Farm | - | Selham | Petworth | West Sussex | GU28 0PN | HURLANDS FARM COTTAGES 1 | SELHAM ROAD |  | LODSWORTH | SW | GU28 0PN | 1991-11-04 | 1 | 2 | at all times | SOUTH AMBERSHAM WTW | Selham | Chemical Oxygen Demand Shaken as 0 | - | 2000 | mg/l | 30.1 | Farming, livestock markets, horticulture and related activities | Sussex West | Waste water from washing of bulk milk tanks and pit of milking parlour only | Pre Market Reform | Consent | -
12264 | 2 | Tier 2 Consent | R S Hancock & Partners | Hurlands Farm | - | Selham | Petworth | West Sussex | GU28 0PN | HURLANDS FARM COTTAGES 1 | SELHAM ROAD |  | LODSWORTH | SW | GU28 0PN | 1991-11-04 | 1 | 2 | at all times | SOUTH AMBERSHAM WTW | Selham | pH | 6 | 11 | pH Units | 30.1 | Farming, livestock markets, horticulture and related activities | Sussex West | Waste water from washing of bulk milk tanks and pit of milking parlour only | Pre Market Reform | Consent | -
12264 | 2 | Tier 2 Consent | R S Hancock & Partners | Hurlands Farm | - | Selham | Petworth | West Sussex | GU28 0PN | HURLANDS FARM COTTAGES 1 | SELHAM ROAD |  | LODSWORTH | SW | GU28 0PN | 1991-11-04 | 1 | 2 | at all times | SOUTH AMBERSHAM WTW | Selham | Solids Suspended 105 Degrees C | - | 750 | mg/l | 30.1 | Farming, livestock markets, horticulture and related activities | Sussex West | Waste water from washing of bulk milk tanks and pit of milking parlour only | Pre Market Reform | Consent | -
12280 | 2 | Tier 1 Consent | Wealden Leisure Ltd | The Paddock | 1-6 Carriers Way | East Hoathly | East Sussex | - | BN8 6AG | Crowborough Leisure Centre | ERIDGE ROAD | - | CROWBOROUGH | SE | TN6 2TN | 1986-09-23 | 25 | 5 | At all times | REDGATE MILL CROWBOROUGH WTW | Eridge Road | Chemical Oxygen Demand Shaken as 0 | - | 800 | mg/l | 32.1 | Leisure facilities | Sussex East | Swimming pools: Commercial swimming pools process | Pre Market Reform | Consent | -
12280 | 2 | Tier 1 Consent | Wealden Leisure Ltd | The Paddock | 1-6 Carriers Way | East Hoathly | East Sussex | - | BN8 6AG | Crowborough Leisure Centre | ERIDGE ROAD | - | CROWBOROUGH | SE | TN6 2TN | 1986-09-23 | 25 | 5 | At all times | REDGATE MILL CROWBOROUGH WTW | Eridge Road | pH | 6 | 11 | pH Units | 32.1 | Leisure facilities | Sussex East | Swimming pools: Commercial swimming pools process | Pre Market Reform | Consent | -
12280 | 2 | Tier 1 Consent | Wealden Leisure Ltd | The Paddock | 1-6 Carriers Way | East Hoathly | East Sussex | - | BN8 6AG | Crowborough Leisure Centre | ERIDGE ROAD | - | CROWBOROUGH | SE | TN6 2TN | 1986-09-23 | 25 | 5 | At all times | REDGATE MILL CROWBOROUGH WTW | Eridge Road | Solids Suspended 105 Degrees C | - | 400 | mg/l | 32.1 | Leisure facilities | Sussex East | Swimming pools: Commercial swimming pools process | Pre Market Reform | Consent | -
12292 | 1 | Low Risk Consent | Royal Mail Group Limited | 185 | Farringdon Road |  | London |  | EC1A 1AA | 11 HAILSHAM DELIVERY OFFICE | NORTH STREET | - | HAILSHAM | SE | BN27 1DG | 1990-11-16 | 1.5 | 2 | At all times | HAILSHAM SOUTH WTW | North Street | Chemical Oxygen Demand Shaken as 0 | - | 800 | mg/l | 31.2 | Vehicle and plant washing (Low Impact) | Sussex East | Pre Market Reform | Pre Market Reform | Consent | -
12292 | 1 | Low Risk Consent | Royal Mail Group Limited | 185 | Farringdon Road |  | London |  | EC1A 1AA | 11 HAILSHAM DELIVERY OFFICE | NORTH STREET | - | HAILSHAM | SE | BN27 1DG | 1990-11-16 | 1.5 | 2 | At all times | HAILSHAM SOUTH WTW | North Street | Oil and Grease | - | 200 | mg/l | 31.2 | Vehicle and plant washing (Low Impact) | Sussex East | Pre Market Reform | Pre Market Reform | Consent | -
12292 | 1 | Low Risk Consent | Royal Mail Group Limited | 185 | Farringdon Road |  | London |  | EC1A 1AA | 11 HAILSHAM DELIVERY OFFICE | NORTH STREET | - | HAILSHAM | SE | BN27 1DG | 1990-11-16 | 1.5 | 2 | At all times | HAILSHAM SOUTH WTW | North Street | pH | 6 | 10 | pH Units | 31.2 | Vehicle and plant washing (Low Impact) | Sussex East | Pre Market Reform | Pre Market Reform | Consent | -
12292 | 1 | Low Risk Consent | Royal Mail Group Limited | 185 | Farringdon Road |  | London |  | EC1A 1AA | 11 HAILSHAM DELIVERY OFFICE | NORTH STREET | - | HAILSHAM | SE | BN27 1DG | 1990-11-16 | 1.5 | 2 | At all times | HAILSHAM SOUTH WTW | North Street | Solids Suspended 105 Degrees C | - | 400 | mg/l | 31.2 | Vehicle and plant washing (Low Impact) | Sussex East | Pre Market Reform | Pre Market Reform | Consent | -
12293 | 1 | Low Risk Consent | Royal Mail Group Limited | 185 | Farringdon Road |  | London |  | EC1A 1AA | SORTING OFFICE | STATION ROAD | - | POLEGATE | SE | BN26 6EB | 1990-11-16 | 0.7 | 2 | At all times | HAILSHAM SOUTH WTW | High Street | Chemical Oxygen Demand Shaken as 0 | - | 800 | mg/l | 31.2 | Vehicle and plant washing (Low Impact) | Sussex East | Pre Market Reform | Pre Market Reform | Consent | -
12293 | 1 | Low Risk Consent | Royal Mail Group Limited | 185 | Farringdon Road |  | London |  | EC1A 1AA | SORTING OFFICE | STATION ROAD | - | POLEGATE | SE | BN26 6EB | 1990-11-16 | 0.7 | 2 | At all times | HAILSHAM SOUTH WTW | High Street | Oil and Grease | - | 200 | mg/l | 31.2 | Vehicle and plant washing (Low Impact) | Sussex East | Pre Market Reform | Pre Market Reform | Consent | -
12293 | 1 | Low Risk Consent | Royal Mail Group Limited | 185 | Farringdon Road |  | London |  | EC1A 1AA | SORTING OFFICE | STATION ROAD | - | POLEGATE | SE | BN26 6EB | 1990-11-16 | 0.7 | 2 | At all times | HAILSHAM SOUTH WTW | High Street | pH | 6 | 10 | pH Units | 31.2 | Vehicle and plant washing (Low Impact) | Sussex East | Pre Market Reform | Pre Market Reform | Consent | -
12293 | 1 | Low Risk Consent | Royal Mail Group Limited | 185 | Farringdon Road |  | London |  | EC1A 1AA | SORTING OFFICE | STATION ROAD | - | POLEGATE | SE | BN26 6EB | 1990-11-16 | 0.7 | 2 | At all times | HAILSHAM SOUTH WTW | High Street | Solids Suspended 105 Degrees C | - | 400 | mg/l | 31.2 | Vehicle and plant washing (Low Impact) | Sussex East | Pre Market Reform | Pre Market Reform | Consent | -
12296 | 4 | Tier 2 Consent | South East Marts Limited | Hailsham Market | Market Street | - | Hailsham | East Sussex | BN27 2AG | HAILSHAM MARKET | MARKET STREET | - | HAILSHAM | SE | BN27 1AQ | 1993-12-31 | 15 | 0.76 | at all times | HAILSHAM SOUTH WTW | market site | Chemical Oxygen Demand Shaken as 0 | - | 4000 | mg/l | 30.1 | Farming, livestock markets, horticulture and related activities | Sussex East | Waste water from washing of cattle/calf stalls after solids separation | Pre Market Reform | Consent | -
12296 | 4 | Tier 2 Consent | South East Marts Limited | Hailsham Market | Market Street | - | Hailsham | East Sussex | BN27 2AG | HAILSHAM MARKET | MARKET STREET | - | HAILSHAM | SE | BN27 1AQ | 1993-12-31 | 15 | 0.76 | at all times | HAILSHAM SOUTH WTW | market site | pH | 6 | 11 | pH Units | 30.1 | Farming, livestock markets, horticulture and related activities | Sussex East | Waste water from washing of cattle/calf stalls after solids separation | Pre Market Reform | Consent | -
12296 | 4 | Tier 2 Consent | South East Marts Limited | Hailsham Market | Market Street | - | Hailsham | East Sussex | BN27 2AG | HAILSHAM MARKET | MARKET STREET | - | HAILSHAM | SE | BN27 1AQ | 1993-12-31 | 15 | 0.76 | at all times | HAILSHAM SOUTH WTW | market site | Solids Suspended 105 Degrees C | - | 2000 | mg/l | 30.1 | Farming, livestock markets, horticulture and related activities | Sussex East | Waste water from washing of cattle/calf stalls after solids separation | Pre Market Reform | Consent | -
12297 | 4 | Tier 2 Consent | South East Marts Limited | Hailsham Market | Market Street | - | Hailsham | East Sussex | BN27 2AG | HAILSHAM MARKET | MARKET STREET | - | HAILSHAM | SE | BN27 1AQ | 1993-12-31 | 40 | 0.76 | At all times | HAILSHAM SOUTH WTW | Market Street | Chemical Oxygen Demand Shaken as 0 | - | 4000 | mg/l | 30.1 | Farming, livestock markets, horticulture and related activities | Sussex East | Waste water from washing of sheep pens and washing out of lorries after solids settlement | Pre Market Reform | Consent | -
12297 | 4 | Tier 2 Consent | South East Marts Limited | Hailsham Market | Market Street | - | Hailsham | East Sussex | BN27 2AG | HAILSHAM MARKET | MARKET STREET | - | HAILSHAM | SE | BN27 1AQ | 1993-12-31 | 40 | 0.76 | At all times | HAILSHAM SOUTH WTW | Market Street | pH | 6 | 11 | pH Units | 30.1 | Farming, livestock markets, horticulture and related activities | Sussex East | Waste water from washing of sheep pens and washing out of lorries after solids settlement | Pre Market Reform | Consent | -
12297 | 4 | Tier 2 Consent | South East Marts Limited | Hailsham Market | Market Street | - | Hailsham | East Sussex | BN27 2AG | HAILSHAM MARKET | MARKET STREET | - | HAILSHAM | SE | BN27 1AQ | 1993-12-31 | 40 | 0.76 | At all times | HAILSHAM SOUTH WTW | Market Street | Solids Suspended 105C at pH7 | - | 2000 | mg/l | 30.1 | Farming, livestock markets, horticulture and related activities | Sussex East | Waste water from washing of sheep pens and washing out of lorries after solids settlement | Pre Market Reform | Consent | -
12298 | 2 | Tier 2 Consent | Haulaway Limited | 5 | North Street | - | Hailsham | East Sussex | BN27 1DQ | PREMIER HOUSE | DIPLOCKS WAY | - | HAILSHAM | SE | BN27 3JF | 1996-09-06 | 5 | 2 | At all times | HAILSHAM SOUTH WTW | Diplocks Way | Chemical Oxygen Demand Shaken as 0 | - | 1500 | mg/l | 40.1 | Rainwater and surface water run-off (Medium Impact). Fire fighting foam training | Sussex East | Waste water and run-off from skip sorting after settlement | Pre Market Reform | Consent | DIPLOCKS FARM HAILSHAM WPS
12298 | 2 | Tier 2 Consent | Haulaway Limited | 5 | North Street | - | Hailsham | East Sussex | BN27 1DQ | PREMIER HOUSE | DIPLOCKS WAY | - | HAILSHAM | SE | BN27 3JF | 1996-09-06 | 5 | 2 | At all times | HAILSHAM SOUTH WTW | Diplocks Way | Oil and Grease | - | 200 | mg/l | 40.1 | Rainwater and surface water run-off (Medium Impact). Fire fighting foam training | Sussex East | Waste water and run-off from skip sorting after settlement | Pre Market Reform | Consent | DIPLOCKS FARM HAILSHAM WPS
12298 | 2 | Tier 2 Consent | Haulaway Limited | 5 | North Street | - | Hailsham | East Sussex | BN27 1DQ | PREMIER HOUSE | DIPLOCKS WAY | - | HAILSHAM | SE | BN27 3JF | 1996-09-06 | 5 | 2 | At all times | HAILSHAM SOUTH WTW | Diplocks Way | pH | 6 | 10 | pH Units | 40.1 | Rainwater and surface water run-off (Medium Impact). Fire fighting foam training | Sussex East | Waste water and run-off from skip sorting after settlement | Pre Market Reform | Consent | DIPLOCKS FARM HAILSHAM WPS
12298 | 2 | Tier 2 Consent | Haulaway Limited | 5 | North Street | - | Hailsham | East Sussex | BN27 1DQ | PREMIER HOUSE | DIPLOCKS WAY | - | HAILSHAM | SE | BN27 3JF | 1996-09-06 | 5 | 2 | At all times | HAILSHAM SOUTH WTW | Diplocks Way | Solids Suspended 105 Degrees C | - | 400 | mg/l | 40.1 | Rainwater and surface water run-off (Medium Impact). Fire fighting foam training | Sussex East | Waste water and run-off from skip sorting after settlement | Pre Market Reform | Consent | DIPLOCKS FARM HAILSHAM WPS
12298 | 2 | Tier 2 Consent | Haulaway Limited | 5 | North Street | - | Hailsham | East Sussex | BN27 1DQ | PREMIER HOUSE | DIPLOCKS WAY | - | HAILSHAM | SE | BN27 3JF | 1996-09-06 | 5 | 2 | At all times | HAILSHAM SOUTH WTW | Diplocks Way | Sulphide as S | - | 1 | mg/l | 40.1 | Rainwater and surface water run-off (Medium Impact). Fire fighting foam training | Sussex East | Waste water and run-off from skip sorting after settlement | Pre Market Reform | Consent | DIPLOCKS FARM HAILSHAM WPS
12313 | 1 | Low Risk Consent | Royal Mail Group Limited | 185 | Farringdon Road |  | London |  | EC1A 1AA | 22/24 PSER/2613SE | CINQUE PORT STREET | - | RYE | SE | TN31 7AD | 1981-06-12 | 0.5 | 2 | At all times | RYE WTW | Cinque Port Street | Chemical Oxygen Demand Shaken as 0 | - | 800 | mg/l | 31.2 | Vehicle and plant washing (Low Impact) | Sussex East | Pre Market Reform | Pre Market Reform | Consent | -
12313 | 1 | Low Risk Consent | Royal Mail Group Limited | 185 | Farringdon Road |  | London |  | EC1A 1AA | 22/24 PSER/2613SE | CINQUE PORT STREET | - | RYE | SE | TN31 7AD | 1981-06-12 | 0.5 | 2 | At all times | RYE WTW | Cinque Port Street | Oil and Grease | - | 200 | mg/l | 31.2 | Vehicle and plant washing (Low Impact) | Sussex East | Pre Market Reform | Pre Market Reform | Consent | -
12313 | 1 | Low Risk Consent | Royal Mail Group Limited | 185 | Farringdon Road |  | London |  | EC1A 1AA | 22/24 PSER/2613SE | CINQUE PORT STREET | - | RYE | SE | TN31 7AD | 1981-06-12 | 0.5 | 2 | At all times | RYE WTW | Cinque Port Street | pH | 6 | 10 | pH Units | 31.2 | Vehicle and plant washing (Low Impact) | Sussex East | Pre Market Reform | Pre Market Reform | Consent | -
12313 | 1 | Low Risk Consent | Royal Mail Group Limited | 185 | Farringdon Road |  | London |  | EC1A 1AA | 22/24 PSER/2613SE | CINQUE PORT STREET | - | RYE | SE | TN31 7AD | 1981-06-12 | 0.5 | 2 | At all times | RYE WTW | Cinque Port Street | Solids Suspended 105 Degrees C | - | 400 | mg/l | 31.2 | Vehicle and plant washing (Low Impact) | Sussex East | Pre Market Reform | Pre Market Reform | Consent | -
12324 | 1 | Tier 2 Consent | M Baker | Winston Crescent Washeteria | 4 Winston Crescent | - | Eastbourne | East Sussex | BN23 6NL | 4 | WINSTON CRESCENT | - | EASTBOURNE | SE | BN23 6NL | 1976-12-01 | 10 | - | - | EASTBOURNE WTW | - | Chemical Oxygen Demand Shaken as 0 | - | 800 | mg/l | 15.2 | Laundering (Small-scale/Coin-Op) | Sussex East | Pre Market Reform | Pre Market Reform | Consent | -
12324 | 1 | Tier 2 Consent | M Baker | Winston Crescent Washeteria | 4 Winston Crescent | - | Eastbourne | East Sussex | BN23 6NL | 4 | WINSTON CRESCENT | - | EASTBOURNE | SE | BN23 6NL | 1976-12-01 | 10 | - | - | EASTBOURNE WTW | - | pH | 6 | 11 | pH Units | 15.2 | Laundering (Small-scale/Coin-Op) | Sussex East | Pre Market Reform | Pre Market Reform | Consent | -
12324 | 1 | Tier 2 Consent | M Baker | Winston Crescent Washeteria | 4 Winston Crescent | - | Eastbourne | East Sussex | BN23 6NL | 4 | WINSTON CRESCENT | - | EASTBOURNE | SE | BN23 6NL | 1976-12-01 | 10 | - | - | EASTBOURNE WTW | - | Solids Suspended 105C at pH7 | - | 400 | mg/l | 15.2 | Laundering (Small-scale/Coin-Op) | Sussex East | Pre Market Reform | Pre Market Reform | Consent | -
12332 | 1 | Tier 2 Consent | Peter Morrow | 8 | Manor Close | - | Willington | East Sussex | BN20 9LT | 26 | MEADS STREET | - | EASTBOURNE | SE | BN20 7QY | 1988-10-14 | 10 | 2 | at all times | EASTBOURNE WTW | Meads Street | Chemical Oxygen Demand Shaken as 0 | - | 800 | mg/l | 15.2 | Laundering (Small-scale/Coin-Op) | Sussex East | Launderettes: Launderettes process | Pre Market Reform | Consent | -
12332 | 1 | Tier 2 Consent | Peter Morrow | 8 | Manor Close | - | Willington | East Sussex | BN20 9LT | 26 | MEADS STREET | - | EASTBOURNE | SE | BN20 7QY | 1988-10-14 | 10 | 2 | at all times | EASTBOURNE WTW | Meads Street | pH | 6 | 10 | pH Units | 15.2 | Laundering (Small-scale/Coin-Op) | Sussex East | Launderettes: Launderettes process | Pre Market Reform | Consent | -
12332 | 1 | Tier 2 Consent | Peter Morrow | 8 | Manor Close | - | Willington | East Sussex | BN20 9LT | 26 | MEADS STREET | - | EASTBOURNE | SE | BN20 7QY | 1988-10-14 | 10 | 2 | at all times | EASTBOURNE WTW | Meads Street | Solids Suspended 105 Degrees C | - | 400 | mg/l | 15.2 | Laundering (Small-scale/Coin-Op) | Sussex East | Launderettes: Launderettes process | Pre Market Reform | Consent | -
12334 | 1 | Tier 2 Consent | C.Brewer & Sons Limited | 123-127 | Ashford Road | - | Eastbourne | East Sussex | BN21 3TR | SCH LIBRARY SERVICE -W3354 BREWERS TRANSPORT | HAMMONDS DRIVE |  | EASTBOURNE | SE | BN23 6PW | 1991-02-11 | 1 | 0.18 | At all times | EASTBOURNE WTW | Hammonds Drive | Chemical Oxygen Demand Shaken as 0 | - | 800 | mg/l | 31.2 | Vehicle and plant washing (Low Impact) | Sussex East | Waste water from vehicle steam cleaning bay | Pre Market Reform | Consent | -
12334 | 1 | Tier 2 Consent | C.Brewer & Sons Limited | 123-127 | Ashford Road | - | Eastbourne | East Sussex | BN21 3TR | SCH LIBRARY SERVICE -W3354 BREWERS TRANSPORT | HAMMONDS DRIVE |  | EASTBOURNE | SE | BN23 6PW | 1991-02-11 | 1 | 0.18 | At all times | EASTBOURNE WTW | Hammonds Drive | Oil and Grease | - | 100 | mg/l | 31.2 | Vehicle and plant washing (Low Impact) | Sussex East | Waste water from vehicle steam cleaning bay | Pre Market Reform | Consent | -
12334 | 1 | Tier 2 Consent | C.Brewer & Sons Limited | 123-127 | Ashford Road | - | Eastbourne | East Sussex | BN21 3TR | SCH LIBRARY SERVICE -W3354 BREWERS TRANSPORT | HAMMONDS DRIVE |  | EASTBOURNE | SE | BN23 6PW | 1991-02-11 | 1 | 0.18 | At all times | EASTBOURNE WTW | Hammonds Drive | pH | 6 | 10 | pH Units | 31.2 | Vehicle and plant washing (Low Impact) | Sussex East | Waste water from vehicle steam cleaning bay | Pre Market Reform | Consent | -
12334 | 1 | Tier 2 Consent | C.Brewer & Sons Limited | 123-127 | Ashford Road | - | Eastbourne | East Sussex | BN21 3TR | SCH LIBRARY SERVICE -W3354 BREWERS TRANSPORT | HAMMONDS DRIVE |  | EASTBOURNE | SE | BN23 6PW | 1991-02-11 | 1 | 0.18 | At all times | EASTBOURNE WTW | Hammonds Drive | Solids Suspended 105C at pH7 | - | 400 | mg/l | 31.2 | Vehicle and plant washing (Low Impact) | Sussex East | Waste water from vehicle steam cleaning bay | Pre Market Reform | Consent | -
12337 | 1 | Low Risk Consent | Royal Mail Group Limited | 185 | Farringdon Road |  | London |  | EC1A 1AA | 3 EASTBOURNE DELIVERY OFFICE | UPPERTON ROAD | - | EASTBOURNE | SE | BN21 1AA | 1991-11-04 | 3.6 | 2 | At all time | EASTBOURNE WTW | Upperton Road | Chemical Oxygen Demand Shaken as 0 | - | 800 | mg/l | 31.2 | Vehicle and plant washing (Low Impact) | Sussex East | Vehicle Washing: Jet Wash process | Pre Market Reform | Consent | -
12337 | 1 | Low Risk Consent | Royal Mail Group Limited | 185 | Farringdon Road |  | London |  | EC1A 1AA | 3 EASTBOURNE DELIVERY OFFICE | UPPERTON ROAD | - | EASTBOURNE | SE | BN21 1AA | 1991-11-04 | 3.6 | 2 | At all time | EASTBOURNE WTW | Upperton Road | Oil and Grease | - | 200 | mg/l | 31.2 | Vehicle and plant washing (Low Impact) | Sussex East | Vehicle Washing: Jet Wash process | Pre Market Reform | Consent | -
12337 | 1 | Low Risk Consent | Royal Mail Group Limited | 185 | Farringdon Road |  | London |  | EC1A 1AA | 3 EASTBOURNE DELIVERY OFFICE | UPPERTON ROAD | - | EASTBOURNE | SE | BN21 1AA | 1991-11-04 | 3.6 | 2 | At all time | EASTBOURNE WTW | Upperton Road | pH | 6 | 10 | pH Units | 31.2 | Vehicle and plant washing (Low Impact) | Sussex East | Vehicle Washing: Jet Wash process | Pre Market Reform | Consent | -
12337 | 1 | Low Risk Consent | Royal Mail Group Limited | 185 | Farringdon Road |  | London |  | EC1A 1AA | 3 EASTBOURNE DELIVERY OFFICE | UPPERTON ROAD | - | EASTBOURNE | SE | BN21 1AA | 1991-11-04 | 3.6 | 2 | At all time | EASTBOURNE WTW | Upperton Road | Solids Suspended 105 Degrees C | - | 400 | mg/l | 31.2 | Vehicle and plant washing (Low Impact) | Sussex East | Vehicle Washing: Jet Wash process | Pre Market Reform | Consent | -
12347 | 1 | Tier 2 Consent | Tesco Stores Limited | Tesco House | Shire Park | Kestrel Way | Welwyn Garden City |  | AL7 1GA | PFS EASTBOURNE 2 TESCO PETROL STATION | LOTTBRIDGE DROVE | - | EASTBOURNE | SE | BN23 6QD | 1994-08-12 | 3 | 8.08 | At all times | EASTBOURNE WTW | Lottbridge Drove | Chemical Oxygen Demand Shaken as 0 | - | 800 | mg/l | 31.2 | Vehicle and plant washing (Low Impact) | Sussex East | Waste water from vehicle washing after settlement | Pre Market Reform | Consent | Pre Market Reform
12347 | 1 | Tier 2 Consent | Tesco Stores Limited | Tesco House | Shire Park | Kestrel Way | Welwyn Garden City |  | AL7 1GA | PFS EASTBOURNE 2 TESCO PETROL STATION | LOTTBRIDGE DROVE | - | EASTBOURNE | SE | BN23 6QD | 1994-08-12 | 3 | 8.08 | At all times | EASTBOURNE WTW | Lottbridge Drove | Oil and Grease | - | 100 | mg/l | 31.2 | Vehicle and plant washing (Low Impact) | Sussex East | Waste water from vehicle washing after settlement | Pre Market Reform | Consent | Pre Market Reform
12347 | 1 | Tier 2 Consent | Tesco Stores Limited | Tesco House | Shire Park | Kestrel Way | Welwyn Garden City |  | AL7 1GA | PFS EASTBOURNE 2 TESCO PETROL STATION | LOTTBRIDGE DROVE | - | EASTBOURNE | SE | BN23 6QD | 1994-08-12 | 3 | 8.08 | At all times | EASTBOURNE WTW | Lottbridge Drove | pH | 6 | 11 | pH Units | 31.2 | Vehicle and plant washing (Low Impact) | Sussex East | Waste water from vehicle washing after settlement | Pre Market Reform | Consent | Pre Market Reform
12347 | 1 | Tier 2 Consent | Tesco Stores Limited | Tesco House | Shire Park | Kestrel Way | Welwyn Garden City |  | AL7 1GA | PFS EASTBOURNE 2 TESCO PETROL STATION | LOTTBRIDGE DROVE | - | EASTBOURNE | SE | BN23 6QD | 1994-08-12 | 3 | 8.08 | At all times | EASTBOURNE WTW | Lottbridge Drove | Solids Suspended 105C at pH7 | - | 400 | mg/l | 31.2 | Vehicle and plant washing (Low Impact) | Sussex East | Waste water from vehicle washing after settlement | Pre Market Reform | Consent | Pre Market Reform
12358 | 2 | Low Risk Consent | D E J Thompson | Popes Farmhouse | Windmill Hill | - | Herstmonceux | East Sussex | BN27 4RS | Popes Farmhouse |  | Windmill Hill | Herstmonceux | East Sussex | BN27 4RS | 1984-02-23 | 0.3 | - | - | WINDMILL HILL HERSTMONCEUX WTW | - | Chemical Oxygen Demand Settled as 0 | - | 800 | mg/l | 13.1 | General manufacturing-painting process | Sussex East | Pre Market Reform | Pre Market Reform | Consent | -
12358 | 2 | Low Risk Consent | D E J Thompson | Popes Farmhouse | Windmill Hill | - | Herstmonceux | East Sussex | BN27 4RS | Popes Farmhouse |  | Windmill Hill | Herstmonceux | East Sussex | BN27 4RS | 1984-02-23 | 0.3 | - | - | WINDMILL HILL HERSTMONCEUX WTW | - | Chemical Oxygen Demand Shaken as 0 | - | 800 | mg/l | 13.1 | General manufacturing-painting process | Sussex East | Pre Market Reform | Pre Market Reform | Consent | -
12358 | 2 | Low Risk Consent | D E J Thompson | Popes Farmhouse | Windmill Hill | - | Herstmonceux | East Sussex | BN27 4RS | Popes Farmhouse |  | Windmill Hill | Herstmonceux | East Sussex | BN27 4RS | 1984-02-23 | 0.3 | - | - | WINDMILL HILL HERSTMONCEUX WTW | - | pH | 6 | 11 | pH Units | 13.1 | General manufacturing-painting process | Sussex East | Pre Market Reform | Pre Market Reform | Consent | -
12358 | 2 | Low Risk Consent | D E J Thompson | Popes Farmhouse | Windmill Hill | - | Herstmonceux | East Sussex | BN27 4RS | Popes Farmhouse |  | Windmill Hill | Herstmonceux | East Sussex | BN27 4RS | 1984-02-23 | 0.3 | - | - | WINDMILL HILL HERSTMONCEUX WTW | - | Solids Suspended 105 Degrees C | - | 400 | mg/l | 13.1 | General manufacturing-painting process | Sussex East | Pre Market Reform | Pre Market Reform | Consent | -
12358 | 2 | Low Risk Consent | D E J Thompson | Popes Farmhouse | Windmill Hill | - | Herstmonceux | East Sussex | BN27 4RS | Popes Farmhouse |  | Windmill Hill | Herstmonceux | East Sussex | BN27 4RS | 1984-02-23 | 0.3 | - | - | WINDMILL HILL HERSTMONCEUX WTW | - | Solids Suspended 105C at pH7 | - | 400 | mg/l | 13.1 | General manufacturing-painting process | Sussex East | Pre Market Reform | Pre Market Reform | Consent | -
12377 | 1 | Tier 1 Consent | Wealden Leisure Ltd | The Paddock | 1-6 Carriers Way | East Hoathly | East Sussex | - | BN8 6AG | 9 BEXHILL LEISURE POOL | RAVENSIDE RETAIL & LEISURE PARK | - | BEXHILL-ON-SEA | SE | TN40 2JS | 1992-09-29 | 45 | 5 | At all times | BEXHILL & HASTINGS WTW | Ravenside Retail Park | Chemical Oxygen Demand Shaken as 0 | - | 800 | mg/l | 32.1 | Leisure facilities | Sussex East | Swimming pools: Commercial swimming pools process | Pre Market Reform | Consent | BULVERHYTHE WPS
12377 | 1 | Tier 1 Consent | Wealden Leisure Ltd | The Paddock | 1-6 Carriers Way | East Hoathly | East Sussex | - | BN8 6AG | 9 BEXHILL LEISURE POOL | RAVENSIDE RETAIL & LEISURE PARK | - | BEXHILL-ON-SEA | SE | TN40 2JS | 1992-09-29 | 45 | 5 | At all times | BEXHILL & HASTINGS WTW | Ravenside Retail Park | pH | 6 | 11 | pH Units | 32.1 | Leisure facilities | Sussex East | Swimming pools: Commercial swimming pools process | Pre Market Reform | Consent | BULVERHYTHE WPS
12377 | 1 | Tier 1 Consent | Wealden Leisure Ltd | The Paddock | 1-6 Carriers Way | East Hoathly | East Sussex | - | BN8 6AG | 9 BEXHILL LEISURE POOL | RAVENSIDE RETAIL & LEISURE PARK | - | BEXHILL-ON-SEA | SE | TN40 2JS | 1992-09-29 | 45 | 5 | At all times | BEXHILL & HASTINGS WTW | Ravenside Retail Park | Solids Suspended 105C at pH7 | - | 400 | mg/l | 32.1 | Leisure facilities | Sussex East | Swimming pools: Commercial swimming pools process | Pre Market Reform | Consent | BULVERHYTHE WPS
12380 | 1 | Low Risk Consent | Combe Haven Caravan Park | - | Harley Shute Road | - | St Leonards on Sea | East Sussex | TN38 8BZ | COMBE HAVEN HOLIDAY PARK | HARLEY SHUTE ROAD | - | ST LEONARDS-ON-SEA | SE | TN38 8BZ | 1977-08-04 | 13 | 1 | At all times | BEXHILL & HASTINGS WTW | Bexhill Road | Chemical Oxygen Demand Shaken as 0 | - | 800 | mg/l | 15.2 | Laundering (Small-scale/Coin-Op) | Sussex East | Launderettes: Launderettes process | Pre Market Reform | Consent | Pre Market Reform
12380 | 1 | Low Risk Consent | Combe Haven Caravan Park | - | Harley Shute Road | - | St Leonards on Sea | East Sussex | TN38 8BZ | COMBE HAVEN HOLIDAY PARK | HARLEY SHUTE ROAD | - | ST LEONARDS-ON-SEA | SE | TN38 8BZ | 1977-08-04 | 13 | 1 | At all times | BEXHILL & HASTINGS WTW | Bexhill Road | pH | 6 | 11 | pH Units | 15.2 | Laundering (Small-scale/Coin-Op) | Sussex East | Launderettes: Launderettes process | Pre Market Reform | Consent | Pre Market Reform
12380 | 1 | Low Risk Consent | Combe Haven Caravan Park | - | Harley Shute Road | - | St Leonards on Sea | East Sussex | TN38 8BZ | COMBE HAVEN HOLIDAY PARK | HARLEY SHUTE ROAD | - | ST LEONARDS-ON-SEA | SE | TN38 8BZ | 1977-08-04 | 13 | 1 | At all times | BEXHILL & HASTINGS WTW | Bexhill Road | Solids Suspended 105C at pH7 | - | 400 | mg/l | 15.2 | Laundering (Small-scale/Coin-Op) | Sussex East | Launderettes: Launderettes process | Pre Market Reform | Consent | Pre Market Reform
12382 | 1 | Low Risk Consent | British Telecommunications Public Limited Company | 1 | Braham Street |  | London |  | E1 8EE | HASTINGS TEC (NYC) | SEDLESCOMBE ROAD NORTH | - | ST LEONARDS ON SEA | SE | TN37 7PE | 1979-06-04 | 5 | 1 | 09:00 am to 05:00 pm Mon to Sat | BEXHILL & HASTINGS WTW | Sedlescombe Road North | Chemical Oxygen Demand Shaken as 0 | - | 800 | mg/l | 31.2 | Vehicle and plant washing (Low Impact) | Sussex East | Waste water arising from washing and cleaning of vehicles | Pre Market Reform | Consent | Pre Market Reform
12382 | 1 | Low Risk Consent | British Telecommunications Public Limited Company | 1 | Braham Street |  | London |  | E1 8EE | HASTINGS TEC (NYC) | SEDLESCOMBE ROAD NORTH | - | ST LEONARDS ON SEA | SE | TN37 7PE | 1979-06-04 | 5 | 1 | 09:00 am to 05:00 pm Mon to Sat | BEXHILL & HASTINGS WTW | Sedlescombe Road North | Oil and Grease | - | 200 | mg/l | 31.2 | Vehicle and plant washing (Low Impact) | Sussex East | Waste water arising from washing and cleaning of vehicles | Pre Market Reform | Consent | Pre Market Reform
12382 | 1 | Low Risk Consent | British Telecommunications Public Limited Company | 1 | Braham Street |  | London |  | E1 8EE | HASTINGS TEC (NYC) | SEDLESCOMBE ROAD NORTH | - | ST LEONARDS ON SEA | SE | TN37 7PE | 1979-06-04 | 5 | 1 | 09:00 am to 05:00 pm Mon to Sat | BEXHILL & HASTINGS WTW | Sedlescombe Road North | pH | 6 | 10 | pH Units | 31.2 | Vehicle and plant washing (Low Impact) | Sussex East | Waste water arising from washing and cleaning of vehicles | Pre Market Reform | Consent | Pre Market Reform
12382 | 1 | Low Risk Consent | British Telecommunications Public Limited Company | 1 | Braham Street |  | London |  | E1 8EE | HASTINGS TEC (NYC) | SEDLESCOMBE ROAD NORTH | - | ST LEONARDS ON SEA | SE | TN37 7PE | 1979-06-04 | 5 | 1 | 09:00 am to 05:00 pm Mon to Sat | BEXHILL & HASTINGS WTW | Sedlescombe Road North | Solids Suspended 105 Degrees C | - | 400 | mg/l | 31.2 | Vehicle and plant washing (Low Impact) | Sussex East | Waste water arising from washing and cleaning of vehicles | Pre Market Reform | Consent | Pre Market Reform
12382 | 1 | Low Risk Consent | British Telecommunications Public Limited Company | 1 | Braham Street |  | London |  | E1 8EE | HASTINGS TEC (NYC) | SEDLESCOMBE ROAD NORTH | - | ST LEONARDS ON SEA | SE | TN37 7PE | 1979-06-04 | 5 | 1 | 09:00 am to 05:00 pm Mon to Sat | BEXHILL & HASTINGS WTW | Sedlescombe Road North | Solids Suspended 105C at pH7 | - | 400 | mg/l | 31.2 | Vehicle and plant washing (Low Impact) | Sussex East | Waste water arising from washing and cleaning of vehicles | Pre Market Reform | Consent | Pre Market Reform
12392 | 1 | Tier 2 Consent | St Leonards Motors Limited | 3 | John Macadam Way | - | St. Leonards-On-Sea | East Sussex | TN37 7SQ |  | CHURCH WOOD DRIVE | - | ST LEONARDS ON SEA | SE | TN38 9RB | 1987-02-23 | 11.5 | 1.5 | 08:00 - 22:00 | BEXHILL & HASTINGS WTW | Brunel Road | Chemical Oxygen Demand Shaken as 0 | - | 800 | mg/l | 31.2 | Vehicle and plant washing (Low Impact) | Sussex East | Waste water from the washing and dewaxing of cars | Pre Market Reform | Consent | Pre Market Reform
12392 | 1 | Tier 2 Consent | St Leonards Motors Limited | 3 | John Macadam Way | - | St. Leonards-On-Sea | East Sussex | TN37 7SQ |  | CHURCH WOOD DRIVE | - | ST LEONARDS ON SEA | SE | TN38 9RB | 1987-02-23 | 11.5 | 1.5 | 08:00 - 22:00 | BEXHILL & HASTINGS WTW | Brunel Road | Oil and Grease | - | 100 | mg/l | 31.2 | Vehicle and plant washing (Low Impact) | Sussex East | Waste water from the washing and dewaxing of cars | Pre Market Reform | Consent | Pre Market Reform
12392 | 1 | Tier 2 Consent | St Leonards Motors Limited | 3 | John Macadam Way | - | St. Leonards-On-Sea | East Sussex | TN37 7SQ |  | CHURCH WOOD DRIVE | - | ST LEONARDS ON SEA | SE | TN38 9RB | 1987-02-23 | 11.5 | 1.5 | 08:00 - 22:00 | BEXHILL & HASTINGS WTW | Brunel Road | pH | 6 | 11 | pH Units | 31.2 | Vehicle and plant washing (Low Impact) | Sussex East | Waste water from the washing and dewaxing of cars | Pre Market Reform | Consent | Pre Market Reform
12392 | 1 | Tier 2 Consent | St Leonards Motors Limited | 3 | John Macadam Way | - | St. Leonards-On-Sea | East Sussex | TN37 7SQ |  | CHURCH WOOD DRIVE | - | ST LEONARDS ON SEA | SE | TN38 9RB | 1987-02-23 | 11.5 | 1.5 | 08:00 - 22:00 | BEXHILL & HASTINGS WTW | Brunel Road | Solids Suspended 105C at pH7 | - | 400 | mg/l | 31.2 | Vehicle and plant washing (Low Impact) | Sussex East | Waste water from the washing and dewaxing of cars | Pre Market Reform | Consent | Pre Market Reform
12399 | 1 | Tier 2 Consent | The Launderette Ltd | 13 Bexhill Road | - | - | St Leonards -on-Sea | East Sussex | TN38 0AH | 13 | BEXHILL ROAD | - | ST. LEONARDS-ON-SEA | SE | TN38 0AH | 1994-01-21 | 6 | 2.65 | At all times | BEXHILL & HASTINGS WTW | Bexhill Road | Chemical Oxygen Demand Shaken as 0 | - | 800 | mg/l | 15.2 | Laundering (Small-scale/Coin-Op) | Sussex East | Waste water arising from the washing of clothes | Pre Market Reform | Consent | Pre Market Reform
12399 | 1 | Tier 2 Consent | The Launderette Ltd | 13 Bexhill Road | - | - | St Leonards -on-Sea | East Sussex | TN38 0AH | 13 | BEXHILL ROAD | - | ST. LEONARDS-ON-SEA | SE | TN38 0AH | 1994-01-21 | 6 | 2.65 | At all times | BEXHILL & HASTINGS WTW | Bexhill Road | pH | 6 | 11 | pH Units | 15.2 | Laundering (Small-scale/Coin-Op) | Sussex East | Waste water arising from the washing of clothes | Pre Market Reform | Consent | Pre Market Reform
12399 | 1 | Tier 2 Consent | The Launderette Ltd | 13 Bexhill Road | - | - | St Leonards -on-Sea | East Sussex | TN38 0AH | 13 | BEXHILL ROAD | - | ST. LEONARDS-ON-SEA | SE | TN38 0AH | 1994-01-21 | 6 | 2.65 | At all times | BEXHILL & HASTINGS WTW | Bexhill Road | Solids Suspended 105C at pH7 | - | 400 | mg/l | 15.2 | Laundering (Small-scale/Coin-Op) | Sussex East | Waste water arising from the washing of clothes | Pre Market Reform | Consent | Pre Market Reform
12410 | 1 | Tier 2 Consent | Peter Gunston - Tower Launderette |  | 48 St Leonards Road |  | Bexhill on Sea | East Sussex | TN40 1JB | 142 | LONDON ROAD | - | ST LEONARDS ON SEA | SE | TN37 6NA | 1988-09-16 | 8 | 2 | At all times | BEXHILL & HASTINGS WTW | Springfield Valley Road | Chemical Oxygen Demand Shaken as 0 | - | 800 | mg/l | 15.2 | Laundering (Small-scale/Coin-Op) | Sussex East | Launderettes: Launderettes process | Pre Market Reform | Consent | BULVERHYTHE WPS
12410 | 1 | Tier 2 Consent | Peter Gunston - Tower Launderette |  | 48 St Leonards Road |  | Bexhill on Sea | East Sussex | TN40 1JB | 142 | LONDON ROAD | - | ST LEONARDS ON SEA | SE | TN37 6NA | 1988-09-16 | 8 | 2 | At all times | BEXHILL & HASTINGS WTW | Springfield Valley Road | Detergents Anionic | - | 100 | mg/l | 15.2 | Laundering (Small-scale/Coin-Op) | Sussex East | Launderettes: Launderettes process | Pre Market Reform | Consent | BULVERHYTHE WPS
12410 | 1 | Tier 2 Consent | Peter Gunston - Tower Launderette |  | 48 St Leonards Road |  | Bexhill on Sea | East Sussex | TN40 1JB | 142 | LONDON ROAD | - | ST LEONARDS ON SEA | SE | TN37 6NA | 1988-09-16 | 8 | 2 | At all times | BEXHILL & HASTINGS WTW | Springfield Valley Road | pH | 6 | 10 | pH Units | 15.2 | Laundering (Small-scale/Coin-Op) | Sussex East | Launderettes: Launderettes process | Pre Market Reform | Consent | BULVERHYTHE WPS
12410 | 1 | Tier 2 Consent | Peter Gunston - Tower Launderette |  | 48 St Leonards Road |  | Bexhill on Sea | East Sussex | TN40 1JB | 142 | LONDON ROAD | - | ST LEONARDS ON SEA | SE | TN37 6NA | 1988-09-16 | 8 | 2 | At all times | BEXHILL & HASTINGS WTW | Springfield Valley Road | Solids Suspended 105C at pH7 | - | 400 | mg/l | 15.2 | Laundering (Small-scale/Coin-Op) | Sussex East | Launderettes: Launderettes process | Pre Market Reform | Consent | BULVERHYTHE WPS
12412 | 1 | Tier 2 Consent | Hastings Fishmarket Enterprises Limited | Hastings Fishmarket |  |  | Hastings | East Sussex | TN34 3DW | FISHMARKET | ROCK-A-NORE ROAD |  | HASTINGS | SE | TN34 3DW | 1992-04-08 | 7 | 0.568 | At all times | BEXHILL & HASTINGS WTW | Rock-A-Nore Road | pH | 6 | 11 | pH Units | 9.3 | Food processing - fish prep/veg washing | Sussex East | Waste water from washing and gutting of fish | Pre Market Reform | Consent | BULVERHYTHE WPS
12412 | 1 | Tier 2 Consent | Hastings Fishmarket Enterprises Limited | Hastings Fishmarket |  |  | Hastings | East Sussex | TN34 3DW | FISHMARKET | ROCK-A-NORE ROAD |  | HASTINGS | SE | TN34 3DW | 1992-04-08 | 7 | 0.568 | At all times | BEXHILL & HASTINGS WTW | Rock-A-Nore Road | Solids Suspended 105C at pH7 | - | 1000 | mg/l | 9.3 | Food processing - fish prep/veg washing | Sussex East | Waste water from washing and gutting of fish | Pre Market Reform | Consent | BULVERHYTHE WPS
12419 | 1 | Tier 2 Consent | Anduff Car Wash Limited | 35-37 | Amersham Hill |  | High Wycombe | Buckinghamshire | HP13 6NU | PROP CARWASH OLD RED LAKE F/STN | RYE ROAD |  | HASTINGS | SE | TN35 4LN | 1998-02-20 | 17 | 1 | At all times | BEXHILL & HASTINGS WTW | RYE ROAD | Chemical Oxygen Demand Shaken as 0 | - | 800 | mg/l | 31.2 | Vehicle and plant washing (Low Impact) | Sussex East | Vehicle washing: Automatic Vehicle Washing process | Pre Market Reform | Consent | BULVERHYTHE WPS
12419 | 1 | Tier 2 Consent | Anduff Car Wash Limited | 35-37 | Amersham Hill |  | High Wycombe | Buckinghamshire | HP13 6NU | PROP CARWASH OLD RED LAKE F/STN | RYE ROAD |  | HASTINGS | SE | TN35 4LN | 1998-02-20 | 17 | 1 | At all times | BEXHILL & HASTINGS WTW | RYE ROAD | Detergents Anionic | - | 50 | mg/l | 31.2 | Vehicle and plant washing (Low Impact) | Sussex East | Vehicle washing: Automatic Vehicle Washing process | Pre Market Reform | Consent | BULVERHYTHE WPS
12419 | 1 | Tier 2 Consent | Anduff Car Wash Limited | 35-37 | Amersham Hill |  | High Wycombe | Buckinghamshire | HP13 6NU | PROP CARWASH OLD RED LAKE F/STN | RYE ROAD |  | HASTINGS | SE | TN35 4LN | 1998-02-20 | 17 | 1 | At all times | BEXHILL & HASTINGS WTW | RYE ROAD | Detergents Non-Ionic | - | 50 | mg/l | 31.2 | Vehicle and plant washing (Low Impact) | Sussex East | Vehicle washing: Automatic Vehicle Washing process | Pre Market Reform | Consent | BULVERHYTHE WPS
12419 | 1 | Tier 2 Consent | Anduff Car Wash Limited | 35-37 | Amersham Hill |  | High Wycombe | Buckinghamshire | HP13 6NU | PROP CARWASH OLD RED LAKE F/STN | RYE ROAD |  | HASTINGS | SE | TN35 4LN | 1998-02-20 | 17 | 1 | At all times | BEXHILL & HASTINGS WTW | RYE ROAD | Oil and Grease | - | 200 | mg/l | 31.2 | Vehicle and plant washing (Low Impact) | Sussex East | Vehicle washing: Automatic Vehicle Washing process | Pre Market Reform | Consent | BULVERHYTHE WPS
12419 | 1 | Tier 2 Consent | Anduff Car Wash Limited | 35-37 | Amersham Hill |  | High Wycombe | Buckinghamshire | HP13 6NU | PROP CARWASH OLD RED LAKE F/STN | RYE ROAD |  | HASTINGS | SE | TN35 4LN | 1998-02-20 | 17 | 1 | At all times | BEXHILL & HASTINGS WTW | RYE ROAD | pH | 6 | 11 | pH Units | 31.2 | Vehicle and plant washing (Low Impact) | Sussex East | Vehicle washing: Automatic Vehicle Washing process | Pre Market Reform | Consent | BULVERHYTHE WPS
12419 | 1 | Tier 2 Consent | Anduff Car Wash Limited | 35-37 | Amersham Hill |  | High Wycombe | Buckinghamshire | HP13 6NU | PROP CARWASH OLD RED LAKE F/STN | RYE ROAD |  | HASTINGS | SE | TN35 4LN | 1998-02-20 | 17 | 1 | At all times | BEXHILL & HASTINGS WTW | RYE ROAD | Solids Suspended 105C at pH7 | - | 400 | mg/l | 31.2 | Vehicle and plant washing (Low Impact) | Sussex East | Vehicle washing: Automatic Vehicle Washing process | Pre Market Reform | Consent | BULVERHYTHE WPS
12430 | 2 | Low Risk Consent | Albright International Limited | Unit E | Evingar Trading Estate | Ardglen Road | Whitchurch | Hampshire | RG28 7BB | FACTORY & PREMISES | EVINGAR ROAD | - | WHITCHURCH | HA | RG28 7BB | 1999-12-10 | 5 | 2 | At all times | OVERTON WTW | Ardglen Road | Chemical Oxygen Demand Shaken as 0 | - | 800 | mg/l | 8.2 | Engineering (Low risk) | Hampshire West | Tray washing | Electrical engineers. | Consent | SOUTHINGTON MILL OVERTON WPS
12430 | 2 | Low Risk Consent | Albright International Limited | Unit E | Evingar Trading Estate | Ardglen Road | Whitchurch | Hampshire | RG28 7BB | FACTORY & PREMISES | EVINGAR ROAD | - | WHITCHURCH | HA | RG28 7BB | 1999-12-10 | 5 | 2 | At all times | OVERTON WTW | Ardglen Road | pH | 6 | 10 | pH Units | 8.2 | Engineering (Low risk) | Hampshire West | Tray washing | Electrical engineers. | Consent | SOUTHINGTON MILL OVERTON WPS
12430 | 2 | Low Risk Consent | Albright International Limited | Unit E | Evingar Trading Estate | Ardglen Road | Whitchurch | Hampshire | RG28 7BB | FACTORY & PREMISES | EVINGAR ROAD | - | WHITCHURCH | HA | RG28 7BB | 1999-12-10 | 5 | 2 | At all times | OVERTON WTW | Ardglen Road | Solids Suspended 105 Degrees C | - | 400 | mg/l | 8.2 | Engineering (Low risk) | Hampshire West | Tray washing | Electrical engineers. | Consent | SOUTHINGTON MILL OVERTON WPS
12436 | 1 | Tier 2 Consent | London & Quadrant Housing Trust Ltd | One | Kings Hall Mews | Lewisham | London | - | SE13 5JQ | STUDENT ACCOMODATION | Brighton and Hove University | - | Paddock Field | SE | BN1 9SF | 2000-04-01 | 8 | 1 | at all times | PEACEHAVEN WTW | Village Way | Chemical Oxygen Demand Shaken as 0 | - | 800 | mg/l | 15.1 | Laundering (Large-scale) | Sussex East | Commercial Laundry: Commercial Laundry process | Pre Market Reform | Consent | -
12436 | 1 | Tier 2 Consent | London & Quadrant Housing Trust Ltd | One | Kings Hall Mews | Lewisham | London | - | SE13 5JQ | STUDENT ACCOMODATION | Brighton and Hove University | - | Paddock Field | SE | BN1 9SF | 2000-04-01 | 8 | 1 | at all times | PEACEHAVEN WTW | Village Way | Detergents Anionic | - | 200 | mg/l | 15.1 | Laundering (Large-scale) | Sussex East | Commercial Laundry: Commercial Laundry process | Pre Market Reform | Consent | -
12436 | 1 | Tier 2 Consent | London & Quadrant Housing Trust Ltd | One | Kings Hall Mews | Lewisham | London | - | SE13 5JQ | STUDENT ACCOMODATION | Brighton and Hove University | - | Paddock Field | SE | BN1 9SF | 2000-04-01 | 8 | 1 | at all times | PEACEHAVEN WTW | Village Way | pH | 6 | 10 | pH Units | 15.1 | Laundering (Large-scale) | Sussex East | Commercial Laundry: Commercial Laundry process | Pre Market Reform | Consent | -
12436 | 1 | Tier 2 Consent | London & Quadrant Housing Trust Ltd | One | Kings Hall Mews | Lewisham | London | - | SE13 5JQ | STUDENT ACCOMODATION | Brighton and Hove University | - | Paddock Field | SE | BN1 9SF | 2000-04-01 | 8 | 1 | at all times | PEACEHAVEN WTW | Village Way | Solids Suspended 105 Degrees C | - | 400 | mg/l | 15.1 | Laundering (Large-scale) | Sussex East | Commercial Laundry: Commercial Laundry process | Pre Market Reform | Consent | -
12445 | 4 | Tier 1 Consent | Coty Manufacturing UK Limited | Fao Company Secretary | Eureka Park | - | Ashford | Kent | TN25 4AQ | COTY MANUFACTURING | EUREKA SCIENCE PARK | - | ASHFORD | KE | TN25 4AQ | 1999-04-01 | 150 | 1.5 | At all times | ASHFORD WTW | Bradfield Road | Aluminium Total | - | 75 | ug/l | 27.1 | Soap, detergents, toiletries and cleaning products | Kent East | Washdown from manufacture of cosmetic products | Manufacture of cosmetic products | Consent | BOCKHANGER WPS
12445 | 4 | Tier 1 Consent | Coty Manufacturing UK Limited | Fao Company Secretary | Eureka Park | - | Ashford | Kent | TN25 4AQ | COTY MANUFACTURING | EUREKA SCIENCE PARK | - | ASHFORD | KE | TN25 4AQ | 1999-04-01 | 150 | 1.5 | At all times | ASHFORD WTW | Bradfield Road | Chemical Oxygen Demand Shaken as 0 | - | 5000 | mg/l | 27.1 | Soap, detergents, toiletries and cleaning products | Kent East | Washdown from manufacture of cosmetic products | Manufacture of cosmetic products | Consent | BOCKHANGER WPS
12445 | 4 | Tier 1 Consent | Coty Manufacturing UK Limited | Fao Company Secretary | Eureka Park | - | Ashford | Kent | TN25 4AQ | COTY MANUFACTURING | EUREKA SCIENCE PARK | - | ASHFORD | KE | TN25 4AQ | 1999-04-01 | 150 | 1.5 | At all times | ASHFORD WTW | Bradfield Road | Nitrogen Ammoniacal as N | - | 10 | mg/l | 27.1 | Soap, detergents, toiletries and cleaning products | Kent East | Washdown from manufacture of cosmetic products | Manufacture of cosmetic products | Consent | BOCKHANGER WPS
12445 | 4 | Tier 1 Consent | Coty Manufacturing UK Limited | Fao Company Secretary | Eureka Park | - | Ashford | Kent | TN25 4AQ | COTY MANUFACTURING | EUREKA SCIENCE PARK | - | ASHFORD | KE | TN25 4AQ | 1999-04-01 | 150 | 1.5 | At all times | ASHFORD WTW | Bradfield Road | Oil and Grease | - | 200 | mg/l | 27.1 | Soap, detergents, toiletries and cleaning products | Kent East | Washdown from manufacture of cosmetic products | Manufacture of cosmetic products | Consent | BOCKHANGER WPS
12445 | 4 | Tier 1 Consent | Coty Manufacturing UK Limited | Fao Company Secretary | Eureka Park | - | Ashford | Kent | TN25 4AQ | COTY MANUFACTURING | EUREKA SCIENCE PARK | - | ASHFORD | KE | TN25 4AQ | 1999-04-01 | 150 | 1.5 | At all times | ASHFORD WTW | Bradfield Road | pH | 6 | 10 | pH Units | 27.1 | Soap, detergents, toiletries and cleaning products | Kent East | Washdown from manufacture of cosmetic products | Manufacture of cosmetic products | Consent | BOCKHANGER WPS
12445 | 4 | Tier 1 Consent | Coty Manufacturing UK Limited | Fao Company Secretary | Eureka Park | - | Ashford | Kent | TN25 4AQ | COTY MANUFACTURING | EUREKA SCIENCE PARK | - | ASHFORD | KE | TN25 4AQ | 1999-04-01 | 150 | 1.5 | At all times | ASHFORD WTW | Bradfield Road | Phosphorus Total | - | 10 | ug/l | 27.1 | Soap, detergents, toiletries and cleaning products | Kent East | Washdown from manufacture of cosmetic products | Manufacture of cosmetic products | Consent | BOCKHANGER WPS
12445 | 4 | Tier 1 Consent | Coty Manufacturing UK Limited | Fao Company Secretary | Eureka Park | - | Ashford | Kent | TN25 4AQ | COTY MANUFACTURING | EUREKA SCIENCE PARK | - | ASHFORD | KE | TN25 4AQ | 1999-04-01 | 150 | 1.5 | At all times | ASHFORD WTW | Bradfield Road | Solids Suspended 105 Degrees C | - | 1000 | mg/l | 27.1 | Soap, detergents, toiletries and cleaning products | Kent East | Washdown from manufacture of cosmetic products | Manufacture of cosmetic products | Consent | BOCKHANGER WPS
12445 | 4 | Tier 1 Consent | Coty Manufacturing UK Limited | Fao Company Secretary | Eureka Park | - | Ashford | Kent | TN25 4AQ | COTY MANUFACTURING | EUREKA SCIENCE PARK | - | ASHFORD | KE | TN25 4AQ | 1999-04-01 | 150 | 1.5 | At all times | ASHFORD WTW | Bradfield Road | Sulphate as S04 | - | 1000 | mg/l | 27.1 | Soap, detergents, toiletries and cleaning products | Kent East | Washdown from manufacture of cosmetic products | Manufacture of cosmetic products | Consent | BOCKHANGER WPS
12455 | 1 | Tier 2 Consent | Mr D King | - | 78 Upper Dane Road | - | Margate | Kent | CT9 2LY | 78 | UPPER DANE ROAD | - | MARGATE | KE | CT9 2LY | 2000-05-31 | 8 | 1 | At all times | WEATHERLEES HILL B (MGATE &amp; BSTAIRS) WTW | Upper Dane Road | Chemical Oxygen Demand Shaken as 0 | - | 800 | mg/l | 15.2 | Laundering (Small-scale/Coin-Op) | Kent East | Launderettes: Launderettes process | Pre Market Reform | Consent | -
12455 | 1 | Tier 2 Consent | Mr D King | - | 78 Upper Dane Road | - | Margate | Kent | CT9 2LY | 78 | UPPER DANE ROAD | - | MARGATE | KE | CT9 2LY | 2000-05-31 | 8 | 1 | At all times | WEATHERLEES HILL B (MGATE &amp; BSTAIRS) WTW | Upper Dane Road | Detergents Anionic | - | 50 | mg/l | 15.2 | Laundering (Small-scale/Coin-Op) | Kent East | Launderettes: Launderettes process | Pre Market Reform | Consent | -
12455 | 1 | Tier 2 Consent | Mr D King | - | 78 Upper Dane Road | - | Margate | Kent | CT9 2LY | 78 | UPPER DANE ROAD | - | MARGATE | KE | CT9 2LY | 2000-05-31 | 8 | 1 | At all times | WEATHERLEES HILL B (MGATE &amp; BSTAIRS) WTW | Upper Dane Road | Detergents Non-Ionic | - | 50 | mg/l | 15.2 | Laundering (Small-scale/Coin-Op) | Kent East | Launderettes: Launderettes process | Pre Market Reform | Consent | -
12455 | 1 | Tier 2 Consent | Mr D King | - | 78 Upper Dane Road | - | Margate | Kent | CT9 2LY | 78 | UPPER DANE ROAD | - | MARGATE | KE | CT9 2LY | 2000-05-31 | 8 | 1 | At all times | WEATHERLEES HILL B (MGATE &amp; BSTAIRS) WTW | Upper Dane Road | pH | 6 | 10 | pH Units | 15.2 | Laundering (Small-scale/Coin-Op) | Kent East | Launderettes: Launderettes process | Pre Market Reform | Consent | -
12455 | 1 | Tier 2 Consent | Mr D King | - | 78 Upper Dane Road | - | Margate | Kent | CT9 2LY | 78 | UPPER DANE ROAD | - | MARGATE | KE | CT9 2LY | 2000-05-31 | 8 | 1 | At all times | WEATHERLEES HILL B (MGATE &amp; BSTAIRS) WTW | Upper Dane Road | Solids Suspended 105 Degrees C | - | 400 | mg/l | 15.2 | Laundering (Small-scale/Coin-Op) | Kent East | Launderettes: Launderettes process | Pre Market Reform | Consent | -
12455 | 1 | Tier 2 Consent | Mr D King | - | 78 Upper Dane Road | - | Margate | Kent | CT9 2LY | 78 | UPPER DANE ROAD | - | MARGATE | KE | CT9 2LY | 2000-05-31 | 8 | 1 | At all times | WEATHERLEES HILL B (MGATE &amp; BSTAIRS) WTW | Upper Dane Road | Sulphate as S04 | - | 500 | mg/l | 15.2 | Laundering (Small-scale/Coin-Op) | Kent East | Launderettes: Launderettes process | Pre Market Reform | Consent | -
12457 | 4 | Tier 1 Consent | Bakkavor Limited | Fitzroy Place 5th Floor | 8 Mortimer Street |  | London |  | W1T 3JJ | TILMANSTONE PARK | WIGMORE LANE |  | DOVER | KE | CT15 4AW | 2001-04-01 | 800 | 10 | At all times | DAMBRIDGE WINGHAM WTW | Elmton Lane P Stn | Chemical Oxygen Demand Shaken as 0 | - | 250 | mg/l | 9.3 | Food processing - fish prep/veg washing | Kent East | Vegetable preparation and washdown | Production of bagged salads and bowls | Consent | ELMTON LANE EYTHORNE WPS
12457 | 4 | Tier 1 Consent | Bakkavor Limited | Fitzroy Place 5th Floor | 8 Mortimer Street |  | London |  | W1T 3JJ | TILMANSTONE PARK | WIGMORE LANE |  | DOVER | KE | CT15 4AW | 2001-04-01 | 800 | 10 | At all times | DAMBRIDGE WINGHAM WTW | Elmton Lane P Stn | Nitrogen Ammoniacal as N | - | 20 | mg/l | 9.3 | Food processing - fish prep/veg washing | Kent East | Vegetable preparation and washdown | Production of bagged salads and bowls | Consent | ELMTON LANE EYTHORNE WPS
12457 | 4 | Tier 1 Consent | Bakkavor Limited | Fitzroy Place 5th Floor | 8 Mortimer Street |  | London |  | W1T 3JJ | TILMANSTONE PARK | WIGMORE LANE |  | DOVER | KE | CT15 4AW | 2001-04-01 | 800 | 10 | At all times | DAMBRIDGE WINGHAM WTW | Elmton Lane P Stn | Oil and Grease | - | 200 | mg/l | 9.3 | Food processing - fish prep/veg washing | Kent East | Vegetable preparation and washdown | Production of bagged salads and bowls | Consent | ELMTON LANE EYTHORNE WPS
12457 | 4 | Tier 1 Consent | Bakkavor Limited | Fitzroy Place 5th Floor | 8 Mortimer Street |  | London |  | W1T 3JJ | TILMANSTONE PARK | WIGMORE LANE |  | DOVER | KE | CT15 4AW | 2001-04-01 | 800 | 10 | At all times | DAMBRIDGE WINGHAM WTW | Elmton Lane P Stn | pH | 6 | 10 | pH Units | 9.3 | Food processing - fish prep/veg washing | Kent East | Vegetable preparation and washdown | Production of bagged salads and bowls | Consent | ELMTON LANE EYTHORNE WPS
12457 | 4 | Tier 1 Consent | Bakkavor Limited | Fitzroy Place 5th Floor | 8 Mortimer Street |  | London |  | W1T 3JJ | TILMANSTONE PARK | WIGMORE LANE |  | DOVER | KE | CT15 4AW | 2001-04-01 | 800 | 10 | At all times | DAMBRIDGE WINGHAM WTW | Elmton Lane P Stn | Phosphorus Total | - | 10 | ug/l | 9.3 | Food processing - fish prep/veg washing | Kent East | Vegetable preparation and washdown | Production of bagged salads and bowls | Consent | ELMTON LANE EYTHORNE WPS
12457 | 4 | Tier 1 Consent | Bakkavor Limited | Fitzroy Place 5th Floor | 8 Mortimer Street |  | London |  | W1T 3JJ | TILMANSTONE PARK | WIGMORE LANE |  | DOVER | KE | CT15 4AW | 2001-04-01 | 800 | 10 | At all times | DAMBRIDGE WINGHAM WTW | Elmton Lane P Stn | Solids Suspended 105 Degrees C | - | 100 | mg/l | 9.3 | Food processing - fish prep/veg washing | Kent East | Vegetable preparation and washdown | Production of bagged salads and bowls | Consent | ELMTON LANE EYTHORNE WPS
12457 | 4 | Tier 1 Consent | Bakkavor Limited | Fitzroy Place 5th Floor | 8 Mortimer Street |  | London |  | W1T 3JJ | TILMANSTONE PARK | WIGMORE LANE |  | DOVER | KE | CT15 4AW | 2001-04-01 | 800 | 10 | At all times | DAMBRIDGE WINGHAM WTW | Elmton Lane P Stn | Sulphate as S04 | - | 500 | mg/l | 9.3 | Food processing - fish prep/veg washing | Kent East | Vegetable preparation and washdown | Production of bagged salads and bowls | Consent | ELMTON LANE EYTHORNE WPS
12469 | 1 | Low Risk Consent | Eaton Aerospace Limited |  | Larchwood Avenue | Bedhampton | Havant | Hampshire | PO9 3QL | FACTORY | LARCHWOOD AVENUE | - | HAVANT | HA | PO9 3QN | 2001-11-01 | 0.012 | 0.067 | 0730 - 1600 | BUDDS FARM HAVANT WTW | Larchwood Avenue | Chemical Oxygen Demand Settled as 0 | - | 800 | mg/l | 39.4 | Water treatment; softener plants; heating system flushing | Hampshire East | Pre Market Reform | Pre Market Reform | Consent | -
12469 | 1 | Low Risk Consent | Eaton Aerospace Limited |  | Larchwood Avenue | Bedhampton | Havant | Hampshire | PO9 3QL | FACTORY | LARCHWOOD AVENUE | - | HAVANT | HA | PO9 3QN | 2001-11-01 | 0.012 | 0.067 | 0730 - 1600 | BUDDS FARM HAVANT WTW | Larchwood Avenue | Chemical Oxygen Demand Shaken as 0 | - | 800 | mg/l | 39.4 | Water treatment; softener plants; heating system flushing | Hampshire East | Pre Market Reform | Pre Market Reform | Consent | -
12469 | 1 | Low Risk Consent | Eaton Aerospace Limited |  | Larchwood Avenue | Bedhampton | Havant | Hampshire | PO9 3QL | FACTORY | LARCHWOOD AVENUE | - | HAVANT | HA | PO9 3QN | 2001-11-01 | 0.012 | 0.067 | 0730 - 1600 | BUDDS FARM HAVANT WTW | Larchwood Avenue | Solids Suspended 105 Degrees C | - | 400 | mg/l | 39.4 | Water treatment; softener plants; heating system flushing | Hampshire East | Pre Market Reform | Pre Market Reform | Consent | -
12469 | 1 | Low Risk Consent | Eaton Aerospace Limited |  | Larchwood Avenue | Bedhampton | Havant | Hampshire | PO9 3QL | FACTORY | LARCHWOOD AVENUE | - | HAVANT | HA | PO9 3QN | 2001-11-01 | 0.012 | 0.067 | 0730 - 1600 | BUDDS FARM HAVANT WTW | Larchwood Avenue | Solids Suspended 105C at pH7 | - | 400 | mg/l | 39.4 | Water treatment; softener plants; heating system flushing | Hampshire East | Pre Market Reform | Pre Market Reform | Consent | -
12473 | 2 | Tier 1 Consent | University of Southampton | Sports & Recreation Dept | University Road | Highfield | Southampton | Hampshire | SO17 1BJ |  | SOUTHAMPTON UNIVERSITY | - | UNIVERSITY ROAD | HA | SO17 1BJ | 2001-08-15 | 20 | 5 | 0001 - 0600 | PORTSWOOD WTW | University Road | Chemical Oxygen Demand Shaken as 0 | - | 1000 | mg/l | 32.1 | Leisure facilities | Hampshire West | swimming pool backwash | Higher Education - Leisure facilities | Consent | -
12473 | 2 | Tier 1 Consent | University of Southampton | Sports & Recreation Dept | University Road | Highfield | Southampton | Hampshire | SO17 1BJ |  | SOUTHAMPTON UNIVERSITY | - | UNIVERSITY ROAD | HA | SO17 1BJ | 2001-08-15 | 20 | 5 | 0001 - 0600 | PORTSWOOD WTW | University Road | Chlorine Free as Cl2 | - | 5 | mg/l | 32.1 | Leisure facilities | Hampshire West | swimming pool backwash | Higher Education - Leisure facilities | Consent | -
12473 | 2 | Tier 1 Consent | University of Southampton | Sports & Recreation Dept | University Road | Highfield | Southampton | Hampshire | SO17 1BJ |  | SOUTHAMPTON UNIVERSITY | - | UNIVERSITY ROAD | HA | SO17 1BJ | 2001-08-15 | 20 | 5 | 0001 - 0600 | PORTSWOOD WTW | University Road | pH | 6 | 10 | pH Units | 32.1 | Leisure facilities | Hampshire West | swimming pool backwash | Higher Education - Leisure facilities | Consent | -
12473 | 2 | Tier 1 Consent | University of Southampton | Sports & Recreation Dept | University Road | Highfield | Southampton | Hampshire | SO17 1BJ |  | SOUTHAMPTON UNIVERSITY | - | UNIVERSITY ROAD | HA | SO17 1BJ | 2001-08-15 | 20 | 5 | 0001 - 0600 | PORTSWOOD WTW | University Road | Solids Suspended 105 Degrees C | - | 400 | mg/l | 32.1 | Leisure facilities | Hampshire West | swimming pool backwash | Higher Education - Leisure facilities | Consent | -
12476 | 1 | Low Risk Consent | Avebury House Limited | Avebury House | St Peter Street | - | Winchester | Hants | SO23 8BN | UNIT D2 PEGHAM INDUSTRIAL PARK | LAVEYS LANE | - | TITCHFIELD | HA | PO15 6SD | 2001-11-30 | 2.5 | 1 | 0001 - 2359 | BUDDS FARM HAVANT WTW | Portsdown Hill Road | Chemical Oxygen Demand Settled as 0 | - | 800 | mg/l | 40.1 | Rainwater and surface water run-off (Medium Impact). Fire fighting foam training | Hampshire East | Pre Market Reform | Pre Market Reform | Consent | -
12476 | 1 | Low Risk Consent | Avebury House Limited | Avebury House | St Peter Street | - | Winchester | Hants | SO23 8BN | UNIT D2 PEGHAM INDUSTRIAL PARK | LAVEYS LANE | - | TITCHFIELD | HA | PO15 6SD | 2001-11-30 | 2.5 | 1 | 0001 - 2359 | BUDDS FARM HAVANT WTW | Portsdown Hill Road | Chemical Oxygen Demand Shaken as 0 | - | 800 | mg/l | 40.1 | Rainwater and surface water run-off (Medium Impact). Fire fighting foam training | Hampshire East | Pre Market Reform | Pre Market Reform | Consent | -
12476 | 1 | Low Risk Consent | Avebury House Limited | Avebury House | St Peter Street | - | Winchester | Hants | SO23 8BN | UNIT D2 PEGHAM INDUSTRIAL PARK | LAVEYS LANE | - | TITCHFIELD | HA | PO15 6SD | 2001-11-30 | 2.5 | 1 | 0001 - 2359 | BUDDS FARM HAVANT WTW | Portsdown Hill Road | Solids Suspended 105 Degrees C | - | 400 | mg/l | 40.1 | Rainwater and surface water run-off (Medium Impact). Fire fighting foam training | Hampshire East | Pre Market Reform | Pre Market Reform | Consent | -
12476 | 1 | Low Risk Consent | Avebury House Limited | Avebury House | St Peter Street | - | Winchester | Hants | SO23 8BN | UNIT D2 PEGHAM INDUSTRIAL PARK | LAVEYS LANE | - | TITCHFIELD | HA | PO15 6SD | 2001-11-30 | 2.5 | 1 | 0001 - 2359 | BUDDS FARM HAVANT WTW | Portsdown Hill Road | Solids Suspended 105C at pH7 | - | 400 | mg/l | 40.1 | Rainwater and surface water run-off (Medium Impact). Fire fighting foam training | Hampshire East | Pre Market Reform | Pre Market Reform | Consent | -
12486 | 1 | Tier 2 Consent | C.V.M.E. Truck Rental Limited | Wilcox Close | Aylesham Industrial Estate | Aylesham | Canterbury | Kent | CT3 3EP | UNIT 6B WILCOX CLOSE | AYLESHAM | - | CANTERBURY | KE | CT3 3EP | 2000-10-14 | 5 | 1 | - | DAMBRIDGE WINGHAM WTW | - | Chemical Oxygen Demand Shaken as 0 | - | 800 | mg/l | 31.2 | Vehicle and plant washing (Low Impact) | Kent East | Pre Market Reform | Pre Market Reform | Consent | -
12486 | 1 | Tier 2 Consent | C.V.M.E. Truck Rental Limited | Wilcox Close | Aylesham Industrial Estate | Aylesham | Canterbury | Kent | CT3 3EP | UNIT 6B WILCOX CLOSE | AYLESHAM | - | CANTERBURY | KE | CT3 3EP | 2000-10-14 | 5 | 1 | - | DAMBRIDGE WINGHAM WTW | - | Oil and Grease | - | 200 | mg/l | 31.2 | Vehicle and plant washing (Low Impact) | Kent East | Pre Market Reform | Pre Market Reform | Consent | -
12486 | 1 | Tier 2 Consent | C.V.M.E. Truck Rental Limited | Wilcox Close | Aylesham Industrial Estate | Aylesham | Canterbury | Kent | CT3 3EP | UNIT 6B WILCOX CLOSE | AYLESHAM | - | CANTERBURY | KE | CT3 3EP | 2000-10-14 | 5 | 1 | - | DAMBRIDGE WINGHAM WTW | - | pH | 6 | 10 | pH Units | 31.2 | Vehicle and plant washing (Low Impact) | Kent East | Pre Market Reform | Pre Market Reform | Consent | -
12486 | 1 | Tier 2 Consent | C.V.M.E. Truck Rental Limited | Wilcox Close | Aylesham Industrial Estate | Aylesham | Canterbury | Kent | CT3 3EP | UNIT 6B WILCOX CLOSE | AYLESHAM | - | CANTERBURY | KE | CT3 3EP | 2000-10-14 | 5 | 1 | - | DAMBRIDGE WINGHAM WTW | - | Solids Suspended 105 Degrees C | - | 400 | mg/l | 31.2 | Vehicle and plant washing (Low Impact) | Kent East | Pre Market Reform | Pre Market Reform | Consent | -
12486 | 1 | Tier 2 Consent | C.V.M.E. Truck Rental Limited | Wilcox Close | Aylesham Industrial Estate | Aylesham | Canterbury | Kent | CT3 3EP | UNIT 6B WILCOX CLOSE | AYLESHAM | - | CANTERBURY | KE | CT3 3EP | 2000-10-14 | 5 | 1 | - | DAMBRIDGE WINGHAM WTW | - | Sulphate as S04 | - | 500 | mg/l | 31.2 | Vehicle and plant washing (Low Impact) | Kent East | Pre Market Reform | Pre Market Reform | Consent | -
12489 | 2 | Tier 1 Consent | BEWI Packaging & Components (UK) Ltd | Unit A | Rudford Industrial Estate Ford Road | Ford | Nr Arundel |  | BN18 0BD | RUDFORD INDUSTRIAL ESTATE UNIT A | FORD AIRFIELD FORD ROAD | - | ARUNDEL | SW | BN18 0BD | 2002-09-01 | 100 | 2 | at all times | FORD WTW | Private Rising Main | Aluminium Total | - | 3 | ug/l | 39.2 | Boiler blowdown | Sussex West | Process Waters | Pre Market Reform | Consent | -
12489 | 2 | Tier 1 Consent | BEWI Packaging & Components (UK) Ltd | Unit A | Rudford Industrial Estate Ford Road | Ford | Nr Arundel |  | BN18 0BD | RUDFORD INDUSTRIAL ESTATE UNIT A | FORD AIRFIELD FORD ROAD | - | ARUNDEL | SW | BN18 0BD | 2002-09-01 | 100 | 2 | at all times | FORD WTW | Private Rising Main | Chemical Oxygen Demand Shaken as 0 | - | 200 | mg/l | 39.2 | Boiler blowdown | Sussex West | Process Waters | Pre Market Reform | Consent | -
12489 | 2 | Tier 1 Consent | BEWI Packaging & Components (UK) Ltd | Unit A | Rudford Industrial Estate Ford Road | Ford | Nr Arundel |  | BN18 0BD | RUDFORD INDUSTRIAL ESTATE UNIT A | FORD AIRFIELD FORD ROAD | - | ARUNDEL | SW | BN18 0BD | 2002-09-01 | 100 | 2 | at all times | FORD WTW | Private Rising Main | Chromium Total mg/l | - | 3 | ug/l | 39.2 | Boiler blowdown | Sussex West | Process Waters | Pre Market Reform | Consent | -
12489 | 2 | Tier 1 Consent | BEWI Packaging & Components (UK) Ltd | Unit A | Rudford Industrial Estate Ford Road | Ford | Nr Arundel |  | BN18 0BD | RUDFORD INDUSTRIAL ESTATE UNIT A | FORD AIRFIELD FORD ROAD | - | ARUNDEL | SW | BN18 0BD | 2002-09-01 | 100 | 2 | at all times | FORD WTW | Private Rising Main | Copper Total | - | 3 | ug/l | 39.2 | Boiler blowdown | Sussex West | Process Waters | Pre Market Reform | Consent | -
12489 | 2 | Tier 1 Consent | BEWI Packaging & Components (UK) Ltd | Unit A | Rudford Industrial Estate Ford Road | Ford | Nr Arundel |  | BN18 0BD | RUDFORD INDUSTRIAL ESTATE UNIT A | FORD AIRFIELD FORD ROAD | - | ARUNDEL | SW | BN18 0BD | 2002-09-01 | 100 | 2 | at all times | FORD WTW | Private Rising Main | Lead Total | - | 3 | ug/l | 39.2 | Boiler blowdown | Sussex West | Process Waters | Pre Market Reform | Consent | -
12489 | 2 | Tier 1 Consent | BEWI Packaging & Components (UK) Ltd | Unit A | Rudford Industrial Estate Ford Road | Ford | Nr Arundel |  | BN18 0BD | RUDFORD INDUSTRIAL ESTATE UNIT A | FORD AIRFIELD FORD ROAD | - | ARUNDEL | SW | BN18 0BD | 2002-09-01 | 100 | 2 | at all times | FORD WTW | Private Rising Main | Nickel Total | - | 3 | ug/l | 39.2 | Boiler blowdown | Sussex West | Process Waters | Pre Market Reform | Consent | -
12489 | 2 | Tier 1 Consent | BEWI Packaging & Components (UK) Ltd | Unit A | Rudford Industrial Estate Ford Road | Ford | Nr Arundel |  | BN18 0BD | RUDFORD INDUSTRIAL ESTATE UNIT A | FORD AIRFIELD FORD ROAD | - | ARUNDEL | SW | BN18 0BD | 2002-09-01 | 100 | 2 | at all times | FORD WTW | Private Rising Main | Nitrogen Ammoniacal as N | 0 | 35 | mg/l | 39.2 | Boiler blowdown | Sussex West | Process Waters | Pre Market Reform | Consent | -
12489 | 2 | Tier 1 Consent | BEWI Packaging & Components (UK) Ltd | Unit A | Rudford Industrial Estate Ford Road | Ford | Nr Arundel |  | BN18 0BD | RUDFORD INDUSTRIAL ESTATE UNIT A | FORD AIRFIELD FORD ROAD | - | ARUNDEL | SW | BN18 0BD | 2002-09-01 | 100 | 2 | at all times | FORD WTW | Private Rising Main | pH | 6 | 11 | pH Units | 39.2 | Boiler blowdown | Sussex West | Process Waters | Pre Market Reform | Consent | -
12489 | 2 | Tier 1 Consent | BEWI Packaging & Components (UK) Ltd | Unit A | Rudford Industrial Estate Ford Road | Ford | Nr Arundel |  | BN18 0BD | RUDFORD INDUSTRIAL ESTATE UNIT A | FORD AIRFIELD FORD ROAD | - | ARUNDEL | SW | BN18 0BD | 2002-09-01 | 100 | 2 | at all times | FORD WTW | Private Rising Main | Solids Suspended 105 Degrees C | - | 100 | mg/l | 39.2 | Boiler blowdown | Sussex West | Process Waters | Pre Market Reform | Consent | -
12489 | 2 | Tier 1 Consent | BEWI Packaging & Components (UK) Ltd | Unit A | Rudford Industrial Estate Ford Road | Ford | Nr Arundel |  | BN18 0BD | RUDFORD INDUSTRIAL ESTATE UNIT A | FORD AIRFIELD FORD ROAD | - | ARUNDEL | SW | BN18 0BD | 2002-09-01 | 100 | 2 | at all times | FORD WTW | Private Rising Main | Zinc Total mg/l | - | 5 | ug/l | 39.2 | Boiler blowdown | Sussex West | Process Waters | Pre Market Reform | Consent | -
12490 | 1 | Tier 1 Consent | Cannons Health & Fitness | Cannons House | 40 - 44 Coombe Rd | - | New Malden | Surrey | KT3 4QF | CHICHESTER GATE LEISURE PARK | TERMINUS ROAD | - | CHICHESTER | SW | PO19 8EB | 2001-12-21 | 15.5 | 17 | at all times | CHICHESTER WTW | Stockbridge Road | Chemical Oxygen Demand Shaken as 0 | - | 800 | mg/l | 32.1 | Leisure facilities | Sussex West | Pre Market Reform | Pre Market Reform | Consent | -
12490 | 1 | Tier 1 Consent | Cannons Health & Fitness | Cannons House | 40 - 44 Coombe Rd | - | New Malden | Surrey | KT3 4QF | CHICHESTER GATE LEISURE PARK | TERMINUS ROAD | - | CHICHESTER | SW | PO19 8EB | 2001-12-21 | 15.5 | 17 | at all times | CHICHESTER WTW | Stockbridge Road | Solids Suspended 105 Degrees C | - | 400 | mg/l | 32.1 | Leisure facilities | Sussex West | Pre Market Reform | Pre Market Reform | Consent | -
12503 | 1 | Low Risk Consent | Office For National Statistics | Room 1007 | Segensworth Road | Titchfield | Fareham | Hampshire | PO15 5RR | OFFICE FOR NATIONAL STATISTICS | SEGENSWORTH ROAD | - | FAREHAM | HA | PO15 5RR | 2001-11-20 | 1.14 | 0.17 | 0800 - 1700 | PEEL COMMON WTW | Southampton Road | Chemical Oxygen Demand Settled as 0 | - | 800 | mg/l | 24.1 | Printing and related activities (High impact) | Hampshire East | Pre Market Reform | Pre Market Reform | Consent | -
12503 | 1 | Low Risk Consent | Office For National Statistics | Room 1007 | Segensworth Road | Titchfield | Fareham | Hampshire | PO15 5RR | OFFICE FOR NATIONAL STATISTICS | SEGENSWORTH ROAD | - | FAREHAM | HA | PO15 5RR | 2001-11-20 | 1.14 | 0.17 | 0800 - 1700 | PEEL COMMON WTW | Southampton Road | Chemical Oxygen Demand Shaken as 0 | - | 800 | mg/l | 24.1 | Printing and related activities (High impact) | Hampshire East | Pre Market Reform | Pre Market Reform | Consent | -
12503 | 1 | Low Risk Consent | Office For National Statistics | Room 1007 | Segensworth Road | Titchfield | Fareham | Hampshire | PO15 5RR | OFFICE FOR NATIONAL STATISTICS | SEGENSWORTH ROAD | - | FAREHAM | HA | PO15 5RR | 2001-11-20 | 1.14 | 0.17 | 0800 - 1700 | PEEL COMMON WTW | Southampton Road | Solids Suspended 105 Degrees C | - | 400 | mg/l | 24.1 | Printing and related activities (High impact) | Hampshire East | Pre Market Reform | Pre Market Reform | Consent | -
12503 | 1 | Low Risk Consent | Office For National Statistics | Room 1007 | Segensworth Road | Titchfield | Fareham | Hampshire | PO15 5RR | OFFICE FOR NATIONAL STATISTICS | SEGENSWORTH ROAD | - | FAREHAM | HA | PO15 5RR | 2001-11-20 | 1.14 | 0.17 | 0800 - 1700 | PEEL COMMON WTW | Southampton Road | Solids Suspended 105C at pH7 | - | 400 | mg/l | 24.1 | Printing and related activities (High impact) | Hampshire East | Pre Market Reform | Pre Market Reform | Consent | -
12506 | 4 | Tier 1 Consent | H.V. Wooding Limited | - | Range Road Industrial Estate | Range Road | Hythe | Kent | CT21 6HG | UNIT D RANGE ROAD INDUSTRIAL ESTATE | RANGE ROAD | - | HYTHE | KE | CT21 6HG | 2001-04-01 | 30 | 1 | At all times | HYTHE K WTW | Range Road | Chemical Oxygen Demand Shaken as 0 | - | 1200 | mg/l | 22.1 | Plating and metal finishing (High Impact) | Kent East | Electroplating (zinc, tin, silver and nickel) and deburring of components | Manufacture of metal precision engineered components (press tools, presswork products including busbar production, wire erosion, CNC machining, electro finishing and sub assemblies. | Consent | RANGE ROAD HYTHE K WPS
12506 | 4 | Tier 1 Consent | H.V. Wooding Limited | - | Range Road Industrial Estate | Range Road | Hythe | Kent | CT21 6HG | UNIT D RANGE ROAD INDUSTRIAL ESTATE | RANGE ROAD | - | HYTHE | KE | CT21 6HG | 2001-04-01 | 30 | 1 | At all times | HYTHE K WTW | Range Road | Chromium Total mg/l | - | 1 | ug/l | 22.1 | Plating and metal finishing (High Impact) | Kent East | Electroplating (zinc, tin, silver and nickel) and deburring of components | Manufacture of metal precision engineered components (press tools, presswork products including busbar production, wire erosion, CNC machining, electro finishing and sub assemblies. | Consent | RANGE ROAD HYTHE K WPS
12506 | 4 | Tier 1 Consent | H.V. Wooding Limited | - | Range Road Industrial Estate | Range Road | Hythe | Kent | CT21 6HG | UNIT D RANGE ROAD INDUSTRIAL ESTATE | RANGE ROAD | - | HYTHE | KE | CT21 6HG | 2001-04-01 | 30 | 1 | At all times | HYTHE K WTW | Range Road | Copper Total | - | 2 | ug/l | 22.1 | Plating and metal finishing (High Impact) | Kent East | Electroplating (zinc, tin, silver and nickel) and deburring of components | Manufacture of metal precision engineered components (press tools, presswork products including busbar production, wire erosion, CNC machining, electro finishing and sub assemblies. | Consent | RANGE ROAD HYTHE K WPS
12506 | 4 | Tier 1 Consent | H.V. Wooding Limited | - | Range Road Industrial Estate | Range Road | Hythe | Kent | CT21 6HG | UNIT D RANGE ROAD INDUSTRIAL ESTATE | RANGE ROAD | - | HYTHE | KE | CT21 6HG | 2001-04-01 | 30 | 1 | At all times | HYTHE K WTW | Range Road | Cyanide Total as Cn | - | 1 | ug/l | 22.1 | Plating and metal finishing (High Impact) | Kent East | Electroplating (zinc, tin, silver and nickel) and deburring of components | Manufacture of metal precision engineered components (press tools, presswork products including busbar production, wire erosion, CNC machining, electro finishing and sub assemblies. | Consent | RANGE ROAD HYTHE K WPS
12506 | 4 | Tier 1 Consent | H.V. Wooding Limited | - | Range Road Industrial Estate | Range Road | Hythe | Kent | CT21 6HG | UNIT D RANGE ROAD INDUSTRIAL ESTATE | RANGE ROAD | - | HYTHE | KE | CT21 6HG | 2001-04-01 | 30 | 1 | At all times | HYTHE K WTW | Range Road | Nickel Total | - | 3 | ug/l | 22.1 | Plating and metal finishing (High Impact) | Kent East | Electroplating (zinc, tin, silver and nickel) and deburring of components | Manufacture of metal precision engineered components (press tools, presswork products including busbar production, wire erosion, CNC machining, electro finishing and sub assemblies. | Consent | RANGE ROAD HYTHE K WPS
12506 | 4 | Tier 1 Consent | H.V. Wooding Limited | - | Range Road Industrial Estate | Range Road | Hythe | Kent | CT21 6HG | UNIT D RANGE ROAD INDUSTRIAL ESTATE | RANGE ROAD | - | HYTHE | KE | CT21 6HG | 2001-04-01 | 30 | 1 | At all times | HYTHE K WTW | Range Road | Nitrogen Ammoniacal as N | - | 50 | mg/l | 22.1 | Plating and metal finishing (High Impact) | Kent East | Electroplating (zinc, tin, silver and nickel) and deburring of components | Manufacture of metal precision engineered components (press tools, presswork products including busbar production, wire erosion, CNC machining, electro finishing and sub assemblies. | Consent | RANGE ROAD HYTHE K WPS
12506 | 4 | Tier 1 Consent | H.V. Wooding Limited | - | Range Road Industrial Estate | Range Road | Hythe | Kent | CT21 6HG | UNIT D RANGE ROAD INDUSTRIAL ESTATE | RANGE ROAD | - | HYTHE | KE | CT21 6HG | 2001-04-01 | 30 | 1 | At all times | HYTHE K WTW | Range Road | pH | 6 | 11 | pH Units | 22.1 | Plating and metal finishing (High Impact) | Kent East | Electroplating (zinc, tin, silver and nickel) and deburring of components | Manufacture of metal precision engineered components (press tools, presswork products including busbar production, wire erosion, CNC machining, electro finishing and sub assemblies. | Consent | RANGE ROAD HYTHE K WPS
12506 | 4 | Tier 1 Consent | H.V. Wooding Limited | - | Range Road Industrial Estate | Range Road | Hythe | Kent | CT21 6HG | UNIT D RANGE ROAD INDUSTRIAL ESTATE | RANGE ROAD | - | HYTHE | KE | CT21 6HG | 2001-04-01 | 30 | 1 | At all times | HYTHE K WTW | Range Road | Phosphorus Total | - | 5 | ug/l | 22.1 | Plating and metal finishing (High Impact) | Kent East | Electroplating (zinc, tin, silver and nickel) and deburring of components | Manufacture of metal precision engineered components (press tools, presswork products including busbar production, wire erosion, CNC machining, electro finishing and sub assemblies. | Consent | RANGE ROAD HYTHE K WPS
12506 | 4 | Tier 1 Consent | H.V. Wooding Limited | - | Range Road Industrial Estate | Range Road | Hythe | Kent | CT21 6HG | UNIT D RANGE ROAD INDUSTRIAL ESTATE | RANGE ROAD | - | HYTHE | KE | CT21 6HG | 2001-04-01 | 30 | 1 | At all times | HYTHE K WTW | Range Road | Silver Total | - | 300 | ug/l | 22.1 | Plating and metal finishing (High Impact) | Kent East | Electroplating (zinc, tin, silver and nickel) and deburring of components | Manufacture of metal precision engineered components (press tools, presswork products including busbar production, wire erosion, CNC machining, electro finishing and sub assemblies. | Consent | RANGE ROAD HYTHE K WPS
12506 | 4 | Tier 1 Consent | H.V. Wooding Limited | - | Range Road Industrial Estate | Range Road | Hythe | Kent | CT21 6HG | UNIT D RANGE ROAD INDUSTRIAL ESTATE | RANGE ROAD | - | HYTHE | KE | CT21 6HG | 2001-04-01 | 30 | 1 | At all times | HYTHE K WTW | Range Road | Solids Suspended 105 Degrees C | - | 400 | mg/l | 22.1 | Plating and metal finishing (High Impact) | Kent East | Electroplating (zinc, tin, silver and nickel) and deburring of components | Manufacture of metal precision engineered components (press tools, presswork products including busbar production, wire erosion, CNC machining, electro finishing and sub assemblies. | Consent | RANGE ROAD HYTHE K WPS
12506 | 4 | Tier 1 Consent | H.V. Wooding Limited | - | Range Road Industrial Estate | Range Road | Hythe | Kent | CT21 6HG | UNIT D RANGE ROAD INDUSTRIAL ESTATE | RANGE ROAD | - | HYTHE | KE | CT21 6HG | 2001-04-01 | 30 | 1 | At all times | HYTHE K WTW | Range Road | Sulphate as S04 | - | 1000 | mg/l | 22.1 | Plating and metal finishing (High Impact) | Kent East | Electroplating (zinc, tin, silver and nickel) and deburring of components | Manufacture of metal precision engineered components (press tools, presswork products including busbar production, wire erosion, CNC machining, electro finishing and sub assemblies. | Consent | RANGE ROAD HYTHE K WPS
12506 | 4 | Tier 1 Consent | H.V. Wooding Limited | - | Range Road Industrial Estate | Range Road | Hythe | Kent | CT21 6HG | UNIT D RANGE ROAD INDUSTRIAL ESTATE | RANGE ROAD | - | HYTHE | KE | CT21 6HG | 2001-04-01 | 30 | 1 | At all times | HYTHE K WTW | Range Road | Tin Total | - | 1000 | ug/l | 22.1 | Plating and metal finishing (High Impact) | Kent East | Electroplating (zinc, tin, silver and nickel) and deburring of components | Manufacture of metal precision engineered components (press tools, presswork products including busbar production, wire erosion, CNC machining, electro finishing and sub assemblies. | Consent | RANGE ROAD HYTHE K WPS
12506 | 4 | Tier 1 Consent | H.V. Wooding Limited | - | Range Road Industrial Estate | Range Road | Hythe | Kent | CT21 6HG | UNIT D RANGE ROAD INDUSTRIAL ESTATE | RANGE ROAD | - | HYTHE | KE | CT21 6HG | 2001-04-01 | 30 | 1 | At all times | HYTHE K WTW | Range Road | Zinc Total mg/l | - | 3 | ug/l | 22.1 | Plating and metal finishing (High Impact) | Kent East | Electroplating (zinc, tin, silver and nickel) and deburring of components | Manufacture of metal precision engineered components (press tools, presswork products including busbar production, wire erosion, CNC machining, electro finishing and sub assemblies. | Consent | RANGE ROAD HYTHE K WPS
12522 | 1 | Low Risk Consent | Huhtamaki (UK) Limited | - | Rowner Road | Holbrook | Gosport | Hampshire | PO13 0PR | FACTORY & PREMISES | GRANGE ROAD | - | GOSPORT | HA | PO13 9UF | 2001-11-30 | 1 | 2 | 0001 - 2359 | PEEL COMMON WTW | Military Road | Chemical Oxygen Demand Settled as 0 | - | 800 | mg/l | 8.1 | Engineering (High risk) | Hampshire East | Pre Market Reform | Pre Market Reform | Consent | -
12522 | 1 | Low Risk Consent | Huhtamaki (UK) Limited | - | Rowner Road | Holbrook | Gosport | Hampshire | PO13 0PR | FACTORY & PREMISES | GRANGE ROAD | - | GOSPORT | HA | PO13 9UF | 2001-11-30 | 1 | 2 | 0001 - 2359 | PEEL COMMON WTW | Military Road | Chemical Oxygen Demand Shaken as 0 | - | 800 | mg/l | 8.1 | Engineering (High risk) | Hampshire East | Pre Market Reform | Pre Market Reform | Consent | -
12522 | 1 | Low Risk Consent | Huhtamaki (UK) Limited | - | Rowner Road | Holbrook | Gosport | Hampshire | PO13 0PR | FACTORY & PREMISES | GRANGE ROAD | - | GOSPORT | HA | PO13 9UF | 2001-11-30 | 1 | 2 | 0001 - 2359 | PEEL COMMON WTW | Military Road | Solids Suspended 105 Degrees C | - | 400 | mg/l | 8.1 | Engineering (High risk) | Hampshire East | Pre Market Reform | Pre Market Reform | Consent | -
12522 | 1 | Low Risk Consent | Huhtamaki (UK) Limited | - | Rowner Road | Holbrook | Gosport | Hampshire | PO13 0PR | FACTORY & PREMISES | GRANGE ROAD | - | GOSPORT | HA | PO13 9UF | 2001-11-30 | 1 | 2 | 0001 - 2359 | PEEL COMMON WTW | Military Road | Solids Suspended 105C at pH7 | - | 400 | mg/l | 8.1 | Engineering (High risk) | Hampshire East | Pre Market Reform | Pre Market Reform | Consent | -
12531 | 2 | Tier 2 Consent | Anduff Car Wash Limited | 35-37 | Amersham Hill |  | High Wycombe | Buckinghamshire | HP13 6NU | IMO CARWASH | THANET WAY | - | WHITSTABLE | KE | CT5 3JE | 2001-04-30 | 20 | 2 | At times of low flow | SWALECLIFFE WTW | Thanet Way | Chemical Oxygen Demand Shaken as 0 | - | 800 | mg/l | 31.2 | Vehicle and plant washing (Low Impact) | Kent East | Vehicle Washing: Automatic Vehicle Washing process | Pre Market Reform | Consent | -
12531 | 2 | Tier 2 Consent | Anduff Car Wash Limited | 35-37 | Amersham Hill |  | High Wycombe | Buckinghamshire | HP13 6NU | IMO CARWASH | THANET WAY | - | WHITSTABLE | KE | CT5 3JE | 2001-04-30 | 20 | 2 | At times of low flow | SWALECLIFFE WTW | Thanet Way | Detergents Anionic | - | 20 | mg/l | 31.2 | Vehicle and plant washing (Low Impact) | Kent East | Vehicle Washing: Automatic Vehicle Washing process | Pre Market Reform | Consent | -
12531 | 2 | Tier 2 Consent | Anduff Car Wash Limited | 35-37 | Amersham Hill |  | High Wycombe | Buckinghamshire | HP13 6NU | IMO CARWASH | THANET WAY | - | WHITSTABLE | KE | CT5 3JE | 2001-04-30 | 20 | 2 | At times of low flow | SWALECLIFFE WTW | Thanet Way | Detergents Non-Ionic | - | 20 | mg/l | 31.2 | Vehicle and plant washing (Low Impact) | Kent East | Vehicle Washing: Automatic Vehicle Washing process | Pre Market Reform | Consent | -
12531 | 2 | Tier 2 Consent | Anduff Car Wash Limited | 35-37 | Amersham Hill |  | High Wycombe | Buckinghamshire | HP13 6NU | IMO CARWASH | THANET WAY | - | WHITSTABLE | KE | CT5 3JE | 2001-04-30 | 20 | 2 | At times of low flow | SWALECLIFFE WTW | Thanet Way | Oil and Grease | - | 200 | mg/l | 31.2 | Vehicle and plant washing (Low Impact) | Kent East | Vehicle Washing: Automatic Vehicle Washing process | Pre Market Reform | Consent | -
12531 | 2 | Tier 2 Consent | Anduff Car Wash Limited | 35-37 | Amersham Hill |  | High Wycombe | Buckinghamshire | HP13 6NU | IMO CARWASH | THANET WAY | - | WHITSTABLE | KE | CT5 3JE | 2001-04-30 | 20 | 2 | At times of low flow | SWALECLIFFE WTW | Thanet Way | pH | 6 | 10 | pH Units | 31.2 | Vehicle and plant washing (Low Impact) | Kent East | Vehicle Washing: Automatic Vehicle Washing process | Pre Market Reform | Consent | -
12531 | 2 | Tier 2 Consent | Anduff Car Wash Limited | 35-37 | Amersham Hill |  | High Wycombe | Buckinghamshire | HP13 6NU | IMO CARWASH | THANET WAY | - | WHITSTABLE | KE | CT5 3JE | 2001-04-30 | 20 | 2 | At times of low flow | SWALECLIFFE WTW | Thanet Way | Solids Suspended 105 Degrees C | - | 400 | mg/l | 31.2 | Vehicle and plant washing (Low Impact) | Kent East | Vehicle Washing: Automatic Vehicle Washing process | Pre Market Reform | Consent | -
12531 | 2 | Tier 2 Consent | Anduff Car Wash Limited | 35-37 | Amersham Hill |  | High Wycombe | Buckinghamshire | HP13 6NU | IMO CARWASH | THANET WAY | - | WHITSTABLE | KE | CT5 3JE | 2001-04-30 | 20 | 2 | At times of low flow | SWALECLIFFE WTW | Thanet Way | Sulphate as S04 | - | 500 | mg/l | 31.2 | Vehicle and plant washing (Low Impact) | Kent East | Vehicle Washing: Automatic Vehicle Washing process | Pre Market Reform | Consent | -
12534 | 1 | Tier 2 Consent | Britannia Coaches | Brittania House | Hollow Wood Road | - | Dover | Kent | CT17 0UB | GARAGE AND OFFICES | HOLLOW WOOD ROAD | - | DOVER | KE | CT17 0UB | 2001-04-01 | 5 | 1 | No discharge to sewer if any rainfall in the previous twelve hours and discharge to cease immediately at onset of any rainfall | BROOMFIELD BANK WTW | Poulton Close | Biochemical Oxygen Demand 5 day+ATU as 0 | - | 400 | mg/l | 31.2 | Vehicle and plant washing (Low Impact) | Kent East | Vehicle Washing: Automatic Vehicle Washing process | Pre Market Reform | Consent | -
12534 | 1 | Tier 2 Consent | Britannia Coaches | Brittania House | Hollow Wood Road | - | Dover | Kent | CT17 0UB | GARAGE AND OFFICES | HOLLOW WOOD ROAD | - | DOVER | KE | CT17 0UB | 2001-04-01 | 5 | 1 | No discharge to sewer if any rainfall in the previous twelve hours and discharge to cease immediately at onset of any rainfall | BROOMFIELD BANK WTW | Poulton Close | Chemical Oxygen Demand Shaken as 0 | - | 800 | mg/l | 31.2 | Vehicle and plant washing (Low Impact) | Kent East | Vehicle Washing: Automatic Vehicle Washing process | Pre Market Reform | Consent | -
12534 | 1 | Tier 2 Consent | Britannia Coaches | Brittania House | Hollow Wood Road | - | Dover | Kent | CT17 0UB | GARAGE AND OFFICES | HOLLOW WOOD ROAD | - | DOVER | KE | CT17 0UB | 2001-04-01 | 5 | 1 | No discharge to sewer if any rainfall in the previous twelve hours and discharge to cease immediately at onset of any rainfall | BROOMFIELD BANK WTW | Poulton Close | Detergents Anionic | - | 50 | mg/l | 31.2 | Vehicle and plant washing (Low Impact) | Kent East | Vehicle Washing: Automatic Vehicle Washing process | Pre Market Reform | Consent | -
12534 | 1 | Tier 2 Consent | Britannia Coaches | Brittania House | Hollow Wood Road | - | Dover | Kent | CT17 0UB | GARAGE AND OFFICES | HOLLOW WOOD ROAD | - | DOVER | KE | CT17 0UB | 2001-04-01 | 5 | 1 | No discharge to sewer if any rainfall in the previous twelve hours and discharge to cease immediately at onset of any rainfall | BROOMFIELD BANK WTW | Poulton Close | Detergents Non-Ionic | - | 50 | mg/l | 31.2 | Vehicle and plant washing (Low Impact) | Kent East | Vehicle Washing: Automatic Vehicle Washing process | Pre Market Reform | Consent | -
12534 | 1 | Tier 2 Consent | Britannia Coaches | Brittania House | Hollow Wood Road | - | Dover | Kent | CT17 0UB | GARAGE AND OFFICES | HOLLOW WOOD ROAD | - | DOVER | KE | CT17 0UB | 2001-04-01 | 5 | 1 | No discharge to sewer if any rainfall in the previous twelve hours and discharge to cease immediately at onset of any rainfall | BROOMFIELD BANK WTW | Poulton Close | Oil and Grease | - | 400 | mg/l | 31.2 | Vehicle and plant washing (Low Impact) | Kent East | Vehicle Washing: Automatic Vehicle Washing process | Pre Market Reform | Consent | -
12534 | 1 | Tier 2 Consent | Britannia Coaches | Brittania House | Hollow Wood Road | - | Dover | Kent | CT17 0UB | GARAGE AND OFFICES | HOLLOW WOOD ROAD | - | DOVER | KE | CT17 0UB | 2001-04-01 | 5 | 1 | No discharge to sewer if any rainfall in the previous twelve hours and discharge to cease immediately at onset of any rainfall | BROOMFIELD BANK WTW | Poulton Close | pH | 6 | 10 | pH Units | 31.2 | Vehicle and plant washing (Low Impact) | Kent East | Vehicle Washing: Automatic Vehicle Washing process | Pre Market Reform | Consent | -
12534 | 1 | Tier 2 Consent | Britannia Coaches | Brittania House | Hollow Wood Road | - | Dover | Kent | CT17 0UB | GARAGE AND OFFICES | HOLLOW WOOD ROAD | - | DOVER | KE | CT17 0UB | 2001-04-01 | 5 | 1 | No discharge to sewer if any rainfall in the previous twelve hours and discharge to cease immediately at onset of any rainfall | BROOMFIELD BANK WTW | Poulton Close | Solids Suspended 105 Degrees C | - | 400 | mg/l | 31.2 | Vehicle and plant washing (Low Impact) | Kent East | Vehicle Washing: Automatic Vehicle Washing process | Pre Market Reform | Consent | -
12534 | 1 | Tier 2 Consent | Britannia Coaches | Brittania House | Hollow Wood Road | - | Dover | Kent | CT17 0UB | GARAGE AND OFFICES | HOLLOW WOOD ROAD | - | DOVER | KE | CT17 0UB | 2001-04-01 | 5 | 1 | No discharge to sewer if any rainfall in the previous twelve hours and discharge to cease immediately at onset of any rainfall | BROOMFIELD BANK WTW | Poulton Close | Sulphate as S04 | - | 500 | mg/l | 31.2 | Vehicle and plant washing (Low Impact) | Kent East | Vehicle Washing: Automatic Vehicle Washing process | Pre Market Reform | Consent | -
12537 | 1 | Tier 2 Consent | David Lloyd Leisure Limited | The Hanger | Mosquito Way | Hatfield Business Park | Hatfield | Hertfordshire | AL10 9AX | DAVID LLOYD LEISURE | BROADWATER WAY | - | EASTBOURNE | SE | BN22 9PZ | 2000-06-13 | 25 | 4 | At all times | EASTBOURNE WTW | Rosebury Avenue | Chemical Oxygen Demand Shaken as 0 | - | 800 | mg/l | 32.1 | Leisure facilities | Sussex East | Swimming Pools: Commercial Swimming Pools process | Pre Market Reform | Consent | LOTTBRIDGE DROVE EASTBOURNE WPS
12537 | 1 | Tier 2 Consent | David Lloyd Leisure Limited | The Hanger | Mosquito Way | Hatfield Business Park | Hatfield | Hertfordshire | AL10 9AX | DAVID LLOYD LEISURE | BROADWATER WAY | - | EASTBOURNE | SE | BN22 9PZ | 2000-06-13 | 25 | 4 | At all times | EASTBOURNE WTW | Rosebury Avenue | Chlorine Free as Cl2 | - | 1 | mg/l | 32.1 | Leisure facilities | Sussex East | Swimming Pools: Commercial Swimming Pools process | Pre Market Reform | Consent | LOTTBRIDGE DROVE EASTBOURNE WPS
12537 | 1 | Tier 2 Consent | David Lloyd Leisure Limited | The Hanger | Mosquito Way | Hatfield Business Park | Hatfield | Hertfordshire | AL10 9AX | DAVID LLOYD LEISURE | BROADWATER WAY | - | EASTBOURNE | SE | BN22 9PZ | 2000-06-13 | 25 | 4 | At all times | EASTBOURNE WTW | Rosebury Avenue | pH | 6 | 10 | pH Units | 32.1 | Leisure facilities | Sussex East | Swimming Pools: Commercial Swimming Pools process | Pre Market Reform | Consent | LOTTBRIDGE DROVE EASTBOURNE WPS
12537 | 1 | Tier 2 Consent | David Lloyd Leisure Limited | The Hanger | Mosquito Way | Hatfield Business Park | Hatfield | Hertfordshire | AL10 9AX | DAVID LLOYD LEISURE | BROADWATER WAY | - | EASTBOURNE | SE | BN22 9PZ | 2000-06-13 | 25 | 4 | At all times | EASTBOURNE WTW | Rosebury Avenue | Solids Suspended 105 Degrees C | - | 400 | mg/l | 32.1 | Leisure facilities | Sussex East | Swimming Pools: Commercial Swimming Pools process | Pre Market Reform | Consent | LOTTBRIDGE DROVE EASTBOURNE WPS
12551 | 1 | Tier 2 Consent | Adams-Morey Limited |  | The Causeway | Redbridge | Southampton | Hampshire | SO15 0DR | ADAMS MOREY | BURRFIELDS ROAD | - | PORTSMOUTH |  | PO3 5NN | 2000-06-06 | 10 | 1 | - | BUDDS FARM HAVANT WTW | Burrfields Road | Chemical Oxygen Demand Settled as 0 | - | 1000 | mg/l | 31.2 | Vehicle and plant washing (Low Impact) | Hampshire East | Pre Market Reform | Pre Market Reform | Consent | -
12551 | 1 | Tier 2 Consent | Adams-Morey Limited |  | The Causeway | Redbridge | Southampton | Hampshire | SO15 0DR | ADAMS MOREY | BURRFIELDS ROAD | - | PORTSMOUTH |  | PO3 5NN | 2000-06-06 | 10 | 1 | - | BUDDS FARM HAVANT WTW | Burrfields Road | Oil and Grease | - | 200 | mg/l | 31.2 | Vehicle and plant washing (Low Impact) | Hampshire East | Pre Market Reform | Pre Market Reform | Consent | -
12551 | 1 | Tier 2 Consent | Adams-Morey Limited |  | The Causeway | Redbridge | Southampton | Hampshire | SO15 0DR | ADAMS MOREY | BURRFIELDS ROAD | - | PORTSMOUTH |  | PO3 5NN | 2000-06-06 | 10 | 1 | - | BUDDS FARM HAVANT WTW | Burrfields Road | pH | 6 | 10 | pH Units | 31.2 | Vehicle and plant washing (Low Impact) | Hampshire East | Pre Market Reform | Pre Market Reform | Consent | -
12551 | 1 | Tier 2 Consent | Adams-Morey Limited |  | The Causeway | Redbridge | Southampton | Hampshire | SO15 0DR | ADAMS MOREY | BURRFIELDS ROAD | - | PORTSMOUTH |  | PO3 5NN | 2000-06-06 | 10 | 1 | - | BUDDS FARM HAVANT WTW | Burrfields Road | Solids Suspended 105C Settled | - | 400 | mg/l | 31.2 | Vehicle and plant washing (Low Impact) | Hampshire East | Pre Market Reform | Pre Market Reform | Consent | -
12556 | 1 | Tier 2 Consent | Mrs M Molyneaux | Shell Select | Eastern Road | Farlington | Portsmouth | Hampshire | PO6 1UW | PETROL FILLING STATION | EASTERN ROAD | - | PORTSMOUTH |  | PO6 1UW | 2000-11-09 | 14.5 | 1 | At all times | BUDDS FARM HAVANT WTW | Eastern Road | Chemical Oxygen Demand Settled as 0 | - | 1000 | mg/l | 31.2 | Vehicle and plant washing (Low Impact) | Hampshire East | Washwaters from automatic car wash (after treatment in an interceptor) | Pre Market Reform | Consent | -
12556 | 1 | Tier 2 Consent | Mrs M Molyneaux | Shell Select | Eastern Road | Farlington | Portsmouth | Hampshire | PO6 1UW | PETROL FILLING STATION | EASTERN ROAD | - | PORTSMOUTH |  | PO6 1UW | 2000-11-09 | 14.5 | 1 | At all times | BUDDS FARM HAVANT WTW | Eastern Road | Oil and Grease | - | 200 | mg/l | 31.2 | Vehicle and plant washing (Low Impact) | Hampshire East | Washwaters from automatic car wash (after treatment in an interceptor) | Pre Market Reform | Consent | -
12556 | 1 | Tier 2 Consent | Mrs M Molyneaux | Shell Select | Eastern Road | Farlington | Portsmouth | Hampshire | PO6 1UW | PETROL FILLING STATION | EASTERN ROAD | - | PORTSMOUTH |  | PO6 1UW | 2000-11-09 | 14.5 | 1 | At all times | BUDDS FARM HAVANT WTW | Eastern Road | pH | 6 | 10 | pH Units | 31.2 | Vehicle and plant washing (Low Impact) | Hampshire East | Washwaters from automatic car wash (after treatment in an interceptor) | Pre Market Reform | Consent | -
12556 | 1 | Tier 2 Consent | Mrs M Molyneaux | Shell Select | Eastern Road | Farlington | Portsmouth | Hampshire | PO6 1UW | PETROL FILLING STATION | EASTERN ROAD | - | PORTSMOUTH |  | PO6 1UW | 2000-11-09 | 14.5 | 1 | At all times | BUDDS FARM HAVANT WTW | Eastern Road | Solids Suspended 105C at pH7 | - | 400 | mg/l | 31.2 | Vehicle and plant washing (Low Impact) | Hampshire East | Washwaters from automatic car wash (after treatment in an interceptor) | Pre Market Reform | Consent | -
12559 | 2 | Low Risk Consent | Medway Hospital | - | - | - | Gillingham | Kent | - | MEDWAY MARITIME HOSPITAL | WINDMILL ROAD | - | GILLINGHAM | KE | ME7 5NY | 1999-04-22 | - | - | - | MOTNEY HILL WTW | - | Chemical Oxygen Demand Settled as 0 | - | 800 | mg/l | 38.2 | Laboratory and research activities (Low Impact) | Kent West | Pre Market Reform | Pre Market Reform | Consent | -
12559 | 2 | Low Risk Consent | Medway Hospital | - | - | - | Gillingham | Kent | - | MEDWAY MARITIME HOSPITAL | WINDMILL ROAD | - | GILLINGHAM | KE | ME7 5NY | 1999-04-22 | - | - | - | MOTNEY HILL WTW | - | Chemical Oxygen Demand Shaken as 0 | - | 800 | mg/l | 38.2 | Laboratory and research activities (Low Impact) | Kent West | Pre Market Reform | Pre Market Reform | Consent | -
12559 | 2 | Low Risk Consent | Medway Hospital | - | - | - | Gillingham | Kent | - | MEDWAY MARITIME HOSPITAL | WINDMILL ROAD | - | GILLINGHAM | KE | ME7 5NY | 1999-04-22 | - | - | - | MOTNEY HILL WTW | - | Solids Suspended 105 Degrees C | - | 400 | mg/l | 38.2 | Laboratory and research activities (Low Impact) | Kent West | Pre Market Reform | Pre Market Reform | Consent | -
12559 | 2 | Low Risk Consent | Medway Hospital | - | - | - | Gillingham | Kent | - | MEDWAY MARITIME HOSPITAL | WINDMILL ROAD | - | GILLINGHAM | KE | ME7 5NY | 1999-04-22 | - | - | - | MOTNEY HILL WTW | - | Solids Suspended 105C at pH7 | - | 400 | mg/l | 38.2 | Laboratory and research activities (Low Impact) | Kent West | Pre Market Reform | Pre Market Reform | Consent | -
12563 | 2 | Low Risk Consent | Regency Design & Print Limited | - | Lambs Business Park | Terracotta Road | South Godstone | Surrey | RH9 8LJ | Unit 2 Lambs Business Park | Tilburstow Hill Road | - | South Godstone | Surrey | RH19 8LJ | 1999-10-27 | - | - | - | LINGFIELD WTW | - | Chemical Oxygen Demand Settled as 0 | - | 800 | mg/l | 33.3 | Photographic and X-ray film processing Non COPPICE | Sussex East | Pre Market Reform | Pre Market Reform | Consent | -
12563 | 2 | Low Risk Consent | Regency Design & Print Limited | - | Lambs Business Park | Terracotta Road | South Godstone | Surrey | RH9 8LJ | Unit 2 Lambs Business Park | Tilburstow Hill Road | - | South Godstone | Surrey | RH19 8LJ | 1999-10-27 | - | - | - | LINGFIELD WTW | - | Chemical Oxygen Demand Shaken as 0 | - | 800 | mg/l | 33.3 | Photographic and X-ray film processing Non COPPICE | Sussex East | Pre Market Reform | Pre Market Reform | Consent | -
12563 | 2 | Low Risk Consent | Regency Design & Print Limited | - | Lambs Business Park | Terracotta Road | South Godstone | Surrey | RH9 8LJ | Unit 2 Lambs Business Park | Tilburstow Hill Road | - | South Godstone | Surrey | RH19 8LJ | 1999-10-27 | - | - | - | LINGFIELD WTW | - | Solids Suspended 105 Degrees C | - | 400 | mg/l | 33.3 | Photographic and X-ray film processing Non COPPICE | Sussex East | Pre Market Reform | Pre Market Reform | Consent | -
12563 | 2 | Low Risk Consent | Regency Design & Print Limited | - | Lambs Business Park | Terracotta Road | South Godstone | Surrey | RH9 8LJ | Unit 2 Lambs Business Park | Tilburstow Hill Road | - | South Godstone | Surrey | RH19 8LJ | 1999-10-27 | - | - | - | LINGFIELD WTW | - | Solids Suspended 105C at pH7 | - | 400 | mg/l | 33.3 | Photographic and X-ray film processing Non COPPICE | Sussex East | Pre Market Reform | Pre Market Reform | Consent | -
12565 | 2 | Low Risk Consent | Nuffield Health | Epsom Gateway | Ashley Avenue | - | Epsom | Surrey | KT18 5AL | TUNBRIDGE WELLS NUFFIELD HOSPITAL | KINGSWOOD ROAD | - | ROYAL TUNBRIDGE WELLS | KE | TN2 4UL | 1999-10-26 | - | - | - | TUNBRIDGE WELLS NORTH WTW | - | Chemical Oxygen Demand Settled as 0 | - | 800 | mg/l | 33.3 | Photographic and X-ray film processing Non COPPICE | Sussex East | Pre Market Reform | Pre Market Reform | Consent | -
12565 | 2 | Low Risk Consent | Nuffield Health | Epsom Gateway | Ashley Avenue | - | Epsom | Surrey | KT18 5AL | TUNBRIDGE WELLS NUFFIELD HOSPITAL | KINGSWOOD ROAD | - | ROYAL TUNBRIDGE WELLS | KE | TN2 4UL | 1999-10-26 | - | - | - | TUNBRIDGE WELLS NORTH WTW | - | Chemical Oxygen Demand Shaken as 0 | - | 800 | mg/l | 33.3 | Photographic and X-ray film processing Non COPPICE | Sussex East | Pre Market Reform | Pre Market Reform | Consent | -
12565 | 2 | Low Risk Consent | Nuffield Health | Epsom Gateway | Ashley Avenue | - | Epsom | Surrey | KT18 5AL | TUNBRIDGE WELLS NUFFIELD HOSPITAL | KINGSWOOD ROAD | - | ROYAL TUNBRIDGE WELLS | KE | TN2 4UL | 1999-10-26 | - | - | - | TUNBRIDGE WELLS NORTH WTW | - | Solids Suspended 105 Degrees C | - | 400 | mg/l | 33.3 | Photographic and X-ray film processing Non COPPICE | Sussex East | Pre Market Reform | Pre Market Reform | Consent | -
12565 | 2 | Low Risk Consent | Nuffield Health | Epsom Gateway | Ashley Avenue | - | Epsom | Surrey | KT18 5AL | TUNBRIDGE WELLS NUFFIELD HOSPITAL | KINGSWOOD ROAD | - | ROYAL TUNBRIDGE WELLS | KE | TN2 4UL | 1999-10-26 | - | - | - | TUNBRIDGE WELLS NORTH WTW | - | Solids Suspended 105C at pH7 | - | 400 | mg/l | 33.3 | Photographic and X-ray film processing Non COPPICE | Sussex East | Pre Market Reform | Pre Market Reform | Consent | -
12566 | 2 | Low Risk Consent | Giesecke+Devrient Mobile Security GB Ltd | Globe House Unit 1 Westlinks | Alperton Lane | - | Wembley | Middlesex | HA0 1ER | SANDPIPER HOUSE | WEALDEN WAY | - | AYLESFORD | KE | ME20 7NA | 1999-08-02 | - | - | - | AYLESFORD WTW | - | Chemical Oxygen Demand Settled as 0 | - | 800 | mg/l | 39.3 | Cooling tower bleed | Kent West | Pre Market Reform | Pre Market Reform | Consent | -
12566 | 2 | Low Risk Consent | Giesecke+Devrient Mobile Security GB Ltd | Globe House Unit 1 Westlinks | Alperton Lane | - | Wembley | Middlesex | HA0 1ER | SANDPIPER HOUSE | WEALDEN WAY | - | AYLESFORD | KE | ME20 7NA | 1999-08-02 | - | - | - | AYLESFORD WTW | - | Chemical Oxygen Demand Shaken as 0 | - | 800 | mg/l | 39.3 | Cooling tower bleed | Kent West | Pre Market Reform | Pre Market Reform | Consent | -
12566 | 2 | Low Risk Consent | Giesecke+Devrient Mobile Security GB Ltd | Globe House Unit 1 Westlinks | Alperton Lane | - | Wembley | Middlesex | HA0 1ER | SANDPIPER HOUSE | WEALDEN WAY | - | AYLESFORD | KE | ME20 7NA | 1999-08-02 | - | - | - | AYLESFORD WTW | - | Solids Suspended 105 Degrees C | - | 400 | mg/l | 39.3 | Cooling tower bleed | Kent West | Pre Market Reform | Pre Market Reform | Consent | -
12566 | 2 | Low Risk Consent | Giesecke+Devrient Mobile Security GB Ltd | Globe House Unit 1 Westlinks | Alperton Lane | - | Wembley | Middlesex | HA0 1ER | SANDPIPER HOUSE | WEALDEN WAY | - | AYLESFORD | KE | ME20 7NA | 1999-08-02 | - | - | - | AYLESFORD WTW | - | Solids Suspended 105C at pH7 | - | 400 | mg/l | 39.3 | Cooling tower bleed | Kent West | Pre Market Reform | Pre Market Reform | Consent | -
12568 | 1 | Low Risk Consent | NHS Trust Winch/Eastleigh | Royal Hants County Hospit | Romsey Road | - | Winchester | Hampshire | SO22 5DG | FLORENCE PORTAL HOUSE ROYAL HAMPSHIRE COUNTY HOSPITAL | ROMSEY ROAD | - | WINCHESTER | HA | SO22 5DG | 1996-09-24 | 1 | 1 | At any time | MORESTEAD ROAD WINCHESTER WTW | Romsey Road | Chemical Oxygen Demand Settled as 0 | - | 800 | mg/l | 8.1 | Engineering (High risk) | Hampshire West | Pre Market Reform | Pre Market Reform | Consent | -
12568 | 1 | Low Risk Consent | NHS Trust Winch/Eastleigh | Royal Hants County Hospit | Romsey Road | - | Winchester | Hampshire | SO22 5DG | FLORENCE PORTAL HOUSE ROYAL HAMPSHIRE COUNTY HOSPITAL | ROMSEY ROAD | - | WINCHESTER | HA | SO22 5DG | 1996-09-24 | 1 | 1 | At any time | MORESTEAD ROAD WINCHESTER WTW | Romsey Road | Chemical Oxygen Demand Shaken as 0 | - | 800 | mg/l | 8.1 | Engineering (High risk) | Hampshire West | Pre Market Reform | Pre Market Reform | Consent | -
12568 | 1 | Low Risk Consent | NHS Trust Winch/Eastleigh | Royal Hants County Hospit | Romsey Road | - | Winchester | Hampshire | SO22 5DG | FLORENCE PORTAL HOUSE ROYAL HAMPSHIRE COUNTY HOSPITAL | ROMSEY ROAD | - | WINCHESTER | HA | SO22 5DG | 1996-09-24 | 1 | 1 | At any time | MORESTEAD ROAD WINCHESTER WTW | Romsey Road | Solids Suspended 105 Degrees C | - | 400 | mg/l | 8.1 | Engineering (High risk) | Hampshire West | Pre Market Reform | Pre Market Reform | Consent | -
12568 | 1 | Low Risk Consent | NHS Trust Winch/Eastleigh | Royal Hants County Hospit | Romsey Road | - | Winchester | Hampshire | SO22 5DG | FLORENCE PORTAL HOUSE ROYAL HAMPSHIRE COUNTY HOSPITAL | ROMSEY ROAD | - | WINCHESTER | HA | SO22 5DG | 1996-09-24 | 1 | 1 | At any time | MORESTEAD ROAD WINCHESTER WTW | Romsey Road | Solids Suspended 105C at pH7 | - | 400 | mg/l | 8.1 | Engineering (High risk) | Hampshire West | Pre Market Reform | Pre Market Reform | Consent | -
12581 | 1 | Low Risk Consent | Southampton General Hospl | Dept of Medical Physics | Mailpoint 29, Tremona Rd | - | Southampton | Hampshire | SO16 6YD | BLOCK 4 SOUTHAMPTON GENERAL HOSPITAL | TREMONA ROAD | - | SOUTHAMPTON | HA | SO16 6YD | 1996-12-19 | 2 | 1 | At any time | MILLBROOK WTW | Tremona Road | Chemical Oxygen Demand Settled as 0 | - | 800 | mg/l | 4.2 | Chemical and pharmaceutical manufacture (Low Impact) | Hampshire West | Pre Market Reform | Pre Market Reform | Consent | -
12581 | 1 | Low Risk Consent | Southampton General Hospl | Dept of Medical Physics | Mailpoint 29, Tremona Rd | - | Southampton | Hampshire | SO16 6YD | BLOCK 4 SOUTHAMPTON GENERAL HOSPITAL | TREMONA ROAD | - | SOUTHAMPTON | HA | SO16 6YD | 1996-12-19 | 2 | 1 | At any time | MILLBROOK WTW | Tremona Road | Chemical Oxygen Demand Shaken as 0 | - | 800 | mg/l | 4.2 | Chemical and pharmaceutical manufacture (Low Impact) | Hampshire West | Pre Market Reform | Pre Market Reform | Consent | -
12581 | 1 | Low Risk Consent | Southampton General Hospl | Dept of Medical Physics | Mailpoint 29, Tremona Rd | - | Southampton | Hampshire | SO16 6YD | BLOCK 4 SOUTHAMPTON GENERAL HOSPITAL | TREMONA ROAD | - | SOUTHAMPTON | HA | SO16 6YD | 1996-12-19 | 2 | 1 | At any time | MILLBROOK WTW | Tremona Road | Solids Suspended 105 Degrees C | - | 400 | mg/l | 4.2 | Chemical and pharmaceutical manufacture (Low Impact) | Hampshire West | Pre Market Reform | Pre Market Reform | Consent | -
12581 | 1 | Low Risk Consent | Southampton General Hospl | Dept of Medical Physics | Mailpoint 29, Tremona Rd | - | Southampton | Hampshire | SO16 6YD | BLOCK 4 SOUTHAMPTON GENERAL HOSPITAL | TREMONA ROAD | - | SOUTHAMPTON | HA | SO16 6YD | 1996-12-19 | 2 | 1 | At any time | MILLBROOK WTW | Tremona Road | Solids Suspended 105C at pH7 | - | 400 | mg/l | 4.2 | Chemical and pharmaceutical manufacture (Low Impact) | Hampshire West | Pre Market Reform | Pre Market Reform | Consent | -
12582 | 1 | Low Risk Consent | Sainsbury's Supermarkets Ltd | 33 | Holborn | - | London | - | EC1N 2HT | 1 SAINSBURYS | LORDSHILL DISTRICT CENTRE | - | SOUTHAMPTON | HA | SO16 8HY | 1997-01-20 | 3 | 1 | At any time | MILLBROOK WTW | Lordshill | Chemical Oxygen Demand Settled as 0 | - | 800 | mg/l | 31.2 | Vehicle and plant washing (Low Impact) | Hampshire West | Pre Market Reform | Pre Market Reform | Consent | -
12582 | 1 | Low Risk Consent | Sainsbury's Supermarkets Ltd | 33 | Holborn | - | London | - | EC1N 2HT | 1 SAINSBURYS | LORDSHILL DISTRICT CENTRE | - | SOUTHAMPTON | HA | SO16 8HY | 1997-01-20 | 3 | 1 | At any time | MILLBROOK WTW | Lordshill | Chemical Oxygen Demand Shaken as 0 | - | 800 | mg/l | 31.2 | Vehicle and plant washing (Low Impact) | Hampshire West | Pre Market Reform | Pre Market Reform | Consent | -
12582 | 1 | Low Risk Consent | Sainsbury's Supermarkets Ltd | 33 | Holborn | - | London | - | EC1N 2HT | 1 SAINSBURYS | LORDSHILL DISTRICT CENTRE | - | SOUTHAMPTON | HA | SO16 8HY | 1997-01-20 | 3 | 1 | At any time | MILLBROOK WTW | Lordshill | Solids Suspended 105 Degrees C | - | 400 | mg/l | 31.2 | Vehicle and plant washing (Low Impact) | Hampshire West | Pre Market Reform | Pre Market Reform | Consent | -
12582 | 1 | Low Risk Consent | Sainsbury's Supermarkets Ltd | 33 | Holborn | - | London | - | EC1N 2HT | 1 SAINSBURYS | LORDSHILL DISTRICT CENTRE | - | SOUTHAMPTON | HA | SO16 8HY | 1997-01-20 | 3 | 1 | At any time | MILLBROOK WTW | Lordshill | Solids Suspended 105C at pH7 | - | 400 | mg/l | 31.2 | Vehicle and plant washing (Low Impact) | Hampshire West | Pre Market Reform | Pre Market Reform | Consent | -
12592 | 1 | Low Risk Consent | Precision Aluminium Casting & Engineering Ltd | W H Rowe Ltd | Bond Street | - | Southampton | - | SO14 5QA | 37 - 47 | BOND STREET | - | SOUTHAMPTON | SP | SO14 5QA | 1995-01-24 | 1 | 1 | At any time | MILLBROOK WTW | Bond Street | Chemical Oxygen Demand Settled as 0 | - | 800 | mg/l | 39.3 | Cooling tower bleed | Hampshire West | Pre Market Reform | Pre Market Reform | Consent | -
12592 | 1 | Low Risk Consent | Precision Aluminium Casting & Engineering Ltd | W H Rowe Ltd | Bond Street | - | Southampton | - | SO14 5QA | 37 - 47 | BOND STREET | - | SOUTHAMPTON | SP | SO14 5QA | 1995-01-24 | 1 | 1 | At any time | MILLBROOK WTW | Bond Street | Chemical Oxygen Demand Shaken as 0 | - | 800 | mg/l | 39.3 | Cooling tower bleed | Hampshire West | Pre Market Reform | Pre Market Reform | Consent | -
12592 | 1 | Low Risk Consent | Precision Aluminium Casting & Engineering Ltd | W H Rowe Ltd | Bond Street | - | Southampton | - | SO14 5QA | 37 - 47 | BOND STREET | - | SOUTHAMPTON | SP | SO14 5QA | 1995-01-24 | 1 | 1 | At any time | MILLBROOK WTW | Bond Street | Solids Suspended 105 Degrees C | - | 400 | mg/l | 39.3 | Cooling tower bleed | Hampshire West | Pre Market Reform | Pre Market Reform | Consent | -
12592 | 1 | Low Risk Consent | Precision Aluminium Casting & Engineering Ltd | W H Rowe Ltd | Bond Street | - | Southampton | - | SO14 5QA | 37 - 47 | BOND STREET | - | SOUTHAMPTON | SP | SO14 5QA | 1995-01-24 | 1 | 1 | At any time | MILLBROOK WTW | Bond Street | Solids Suspended 105C at pH7 | - | 400 | mg/l | 39.3 | Cooling tower bleed | Hampshire West | Pre Market Reform | Pre Market Reform | Consent | -
12616 | 4 | Tier 1 Consent | Sekisui Diagnostics (UK) Limited | Sekisui Diagnostics (UK) Ltd | Liphook Way | Allington | Maidstone | Kent | ME16 0LQ | WESTWAYS SITE 20/20 IND SITE | LIPHOOK WAY | - | MAIDSTONE | KE | ME16 0LQ | 2002-02-27 | 130 | 10 | all times | AYLESFORD WTW | Liphook Way | Chemical Oxygen Demand Shaken as 0 | - | 4000 | mg/l | 4.1 | Chemical and pharmaceutical manufacture (High Impact) | Kent West | Manufacturing of enzymes and substrates. | Manufacturing of high-quality enzymes for diagnostic reagent & biosensor manufacturers and research labs. Microbial fermentation, extraction and purification of proteins. | Consent | DIRECT TO WTW
12616 | 4 | Tier 1 Consent | Sekisui Diagnostics (UK) Limited | Sekisui Diagnostics (UK) Ltd | Liphook Way | Allington | Maidstone | Kent | ME16 0LQ | WESTWAYS SITE 20/20 IND SITE | LIPHOOK WAY | - | MAIDSTONE | KE | ME16 0LQ | 2002-02-27 | 130 | 10 | all times | AYLESFORD WTW | Liphook Way | Chloride | - | 4000 | mg/l | 4.1 | Chemical and pharmaceutical manufacture (High Impact) | Kent West | Manufacturing of enzymes and substrates. | Manufacturing of high-quality enzymes for diagnostic reagent & biosensor manufacturers and research labs. Microbial fermentation, extraction and purification of proteins. | Consent | DIRECT TO WTW
12616 | 4 | Tier 1 Consent | Sekisui Diagnostics (UK) Limited | Sekisui Diagnostics (UK) Ltd | Liphook Way | Allington | Maidstone | Kent | ME16 0LQ | WESTWAYS SITE 20/20 IND SITE | LIPHOOK WAY | - | MAIDSTONE | KE | ME16 0LQ | 2002-02-27 | 130 | 10 | all times | AYLESFORD WTW | Liphook Way | Nitrogen Ammoniacal as N | - | 70 | mg/l | 4.1 | Chemical and pharmaceutical manufacture (High Impact) | Kent West | Manufacturing of enzymes and substrates. | Manufacturing of high-quality enzymes for diagnostic reagent & biosensor manufacturers and research labs. Microbial fermentation, extraction and purification of proteins. | Consent | DIRECT TO WTW
12616 | 4 | Tier 1 Consent | Sekisui Diagnostics (UK) Limited | Sekisui Diagnostics (UK) Ltd | Liphook Way | Allington | Maidstone | Kent | ME16 0LQ | WESTWAYS SITE 20/20 IND SITE | LIPHOOK WAY | - | MAIDSTONE | KE | ME16 0LQ | 2002-02-27 | 130 | 10 | all times | AYLESFORD WTW | Liphook Way | pH | 6 | 10 | pH Units | 4.1 | Chemical and pharmaceutical manufacture (High Impact) | Kent West | Manufacturing of enzymes and substrates. | Manufacturing of high-quality enzymes for diagnostic reagent & biosensor manufacturers and research labs. Microbial fermentation, extraction and purification of proteins. | Consent | DIRECT TO WTW
12616 | 4 | Tier 1 Consent | Sekisui Diagnostics (UK) Limited | Sekisui Diagnostics (UK) Ltd | Liphook Way | Allington | Maidstone | Kent | ME16 0LQ | WESTWAYS SITE 20/20 IND SITE | LIPHOOK WAY | - | MAIDSTONE | KE | ME16 0LQ | 2002-02-27 | 130 | 10 | all times | AYLESFORD WTW | Liphook Way | Phosphorus Total | - | 55 | ug/l | 4.1 | Chemical and pharmaceutical manufacture (High Impact) | Kent West | Manufacturing of enzymes and substrates. | Manufacturing of high-quality enzymes for diagnostic reagent & biosensor manufacturers and research labs. Microbial fermentation, extraction and purification of proteins. | Consent | DIRECT TO WTW
12616 | 4 | Tier 1 Consent | Sekisui Diagnostics (UK) Limited | Sekisui Diagnostics (UK) Ltd | Liphook Way | Allington | Maidstone | Kent | ME16 0LQ | WESTWAYS SITE 20/20 IND SITE | LIPHOOK WAY | - | MAIDSTONE | KE | ME16 0LQ | 2002-02-27 | 130 | 10 | all times | AYLESFORD WTW | Liphook Way | Solids Suspended 105 Degrees C | - | 1000 | mg/l | 4.1 | Chemical and pharmaceutical manufacture (High Impact) | Kent West | Manufacturing of enzymes and substrates. | Manufacturing of high-quality enzymes for diagnostic reagent & biosensor manufacturers and research labs. Microbial fermentation, extraction and purification of proteins. | Consent | DIRECT TO WTW
12616 | 4 | Tier 1 Consent | Sekisui Diagnostics (UK) Limited | Sekisui Diagnostics (UK) Ltd | Liphook Way | Allington | Maidstone | Kent | ME16 0LQ | WESTWAYS SITE 20/20 IND SITE | LIPHOOK WAY | - | MAIDSTONE | KE | ME16 0LQ | 2002-02-27 | 130 | 10 | all times | AYLESFORD WTW | Liphook Way | Sulphate as S04 | - | 500 | mg/l | 4.1 | Chemical and pharmaceutical manufacture (High Impact) | Kent West | Manufacturing of enzymes and substrates. | Manufacturing of high-quality enzymes for diagnostic reagent & biosensor manufacturers and research labs. Microbial fermentation, extraction and purification of proteins. | Consent | DIRECT TO WTW
12637 | 1 | Low Risk Consent | Corporate Furniture & Interiors Limited | 3 | Sheen Road |  | Richmond |  | TW9 1AD | 24A | PARK ROAD |  | RYDE | IW | PO33 1HH | 2001-02-05 | 0.5 | 1 | at all times | SANDOWN NEW WTW | Park Road | Chemical Oxygen Demand Settled as 0 | - | 800 | mg/l | 8.2 | Engineering (Low risk) | Hampshire East | cleaning of veneer glue spreading rollers | cleaning of veneer glue spreading rollers | Consent | -
12637 | 1 | Low Risk Consent | Corporate Furniture & Interiors Limited | 3 | Sheen Road |  | Richmond |  | TW9 1AD | 24A | PARK ROAD |  | RYDE | IW | PO33 1HH | 2001-02-05 | 0.5 | 1 | at all times | SANDOWN NEW WTW | Park Road | Chemical Oxygen Demand Shaken as 0 | - | 800 | mg/l | 8.2 | Engineering (Low risk) | Hampshire East | cleaning of veneer glue spreading rollers | cleaning of veneer glue spreading rollers | Consent | -
12637 | 1 | Low Risk Consent | Corporate Furniture & Interiors Limited | 3 | Sheen Road |  | Richmond |  | TW9 1AD | 24A | PARK ROAD |  | RYDE | IW | PO33 1HH | 2001-02-05 | 0.5 | 1 | at all times | SANDOWN NEW WTW | Park Road | Solids Suspended 105 Degrees C | - | 400 | mg/l | 8.2 | Engineering (Low risk) | Hampshire East | cleaning of veneer glue spreading rollers | cleaning of veneer glue spreading rollers | Consent | -
12637 | 1 | Low Risk Consent | Corporate Furniture & Interiors Limited | 3 | Sheen Road |  | Richmond |  | TW9 1AD | 24A | PARK ROAD |  | RYDE | IW | PO33 1HH | 2001-02-05 | 0.5 | 1 | at all times | SANDOWN NEW WTW | Park Road | Solids Suspended 105C at pH7 | - | 400 | mg/l | 8.2 | Engineering (Low risk) | Hampshire East | cleaning of veneer glue spreading rollers | cleaning of veneer glue spreading rollers | Consent | -
12640 | 1 | Low Risk Consent | Snows Motor Group Limited | Snows House | Second Avenue | Millbrook | Southampton | Hampshire | SO15 0BT | SNOWS VOLVO WINCHESTER | LONDON ROAD |  | WINCHESTER | HA | SO23 7QD | 2001-09-11 | 2.5 | 2 | N/A | MORESTEAD ROAD WINCHESTER WTW | N/A | Chemical Oxygen Demand Settled as 0 | - | 800 | mg/l | 31.2 | Vehicle and plant washing (Low Impact) | Hampshire West | Pre Market Reform | Pre Market Reform | Consent | -
12640 | 1 | Low Risk Consent | Snows Motor Group Limited | Snows House | Second Avenue | Millbrook | Southampton | Hampshire | SO15 0BT | SNOWS VOLVO WINCHESTER | LONDON ROAD |  | WINCHESTER | HA | SO23 7QD | 2001-09-11 | 2.5 | 2 | N/A | MORESTEAD ROAD WINCHESTER WTW | N/A | Chemical Oxygen Demand Shaken as 0 | - | 800 | mg/l | 31.2 | Vehicle and plant washing (Low Impact) | Hampshire West | Pre Market Reform | Pre Market Reform | Consent | -
12640 | 1 | Low Risk Consent | Snows Motor Group Limited | Snows House | Second Avenue | Millbrook | Southampton | Hampshire | SO15 0BT | SNOWS VOLVO WINCHESTER | LONDON ROAD |  | WINCHESTER | HA | SO23 7QD | 2001-09-11 | 2.5 | 2 | N/A | MORESTEAD ROAD WINCHESTER WTW | N/A | Solids Suspended 105 Degrees C | - | 400 | mg/l | 31.2 | Vehicle and plant washing (Low Impact) | Hampshire West | Pre Market Reform | Pre Market Reform | Consent | -
12640 | 1 | Low Risk Consent | Snows Motor Group Limited | Snows House | Second Avenue | Millbrook | Southampton | Hampshire | SO15 0BT | SNOWS VOLVO WINCHESTER | LONDON ROAD |  | WINCHESTER | HA | SO23 7QD | 2001-09-11 | 2.5 | 2 | N/A | MORESTEAD ROAD WINCHESTER WTW | N/A | Solids Suspended 105C at pH7 | - | 400 | mg/l | 31.2 | Vehicle and plant washing (Low Impact) | Hampshire West | Pre Market Reform | Pre Market Reform | Consent | -
12646 | 2 | Tier 2 Consent | Allbart Limited | MEM Centre | New Road |  | Sheerness | Kent | ME12 1AU | MEM CENTRE | NEW ROAD | - | SHEERNESS | KE | ME12 1AU | 2001-01-28 | 7 | 1 | At all times | QUEENBOROUGH WTW | New Road | Chemical Oxygen Demand Shaken as 0 | - | 800 | mg/l | 22.2 | Plating and metal finishing (Medium Impact) | Kent West | Rinsing water after degreasing and phosphating of metal products. | Manufacturer of Sheet metal enclosures, panels and product design solutions. | Consent | BRIELLE WAY WESTMINSTER WPS
12646 | 2 | Tier 2 Consent | Allbart Limited | MEM Centre | New Road |  | Sheerness | Kent | ME12 1AU | MEM CENTRE | NEW ROAD | - | SHEERNESS | KE | ME12 1AU | 2001-01-28 | 7 | 1 | At all times | QUEENBOROUGH WTW | New Road | Nitrogen Ammoniacal as N | - | 10 | mg/l | 22.2 | Plating and metal finishing (Medium Impact) | Kent West | Rinsing water after degreasing and phosphating of metal products. | Manufacturer of Sheet metal enclosures, panels and product design solutions. | Consent | BRIELLE WAY WESTMINSTER WPS
12646 | 2 | Tier 2 Consent | Allbart Limited | MEM Centre | New Road |  | Sheerness | Kent | ME12 1AU | MEM CENTRE | NEW ROAD | - | SHEERNESS | KE | ME12 1AU | 2001-01-28 | 7 | 1 | At all times | QUEENBOROUGH WTW | New Road | Oil and Grease | - | 200 | mg/l | 22.2 | Plating and metal finishing (Medium Impact) | Kent West | Rinsing water after degreasing and phosphating of metal products. | Manufacturer of Sheet metal enclosures, panels and product design solutions. | Consent | BRIELLE WAY WESTMINSTER WPS
12646 | 2 | Tier 2 Consent | Allbart Limited | MEM Centre | New Road |  | Sheerness | Kent | ME12 1AU | MEM CENTRE | NEW ROAD | - | SHEERNESS | KE | ME12 1AU | 2001-01-28 | 7 | 1 | At all times | QUEENBOROUGH WTW | New Road | pH | 6 | 10 | pH Units | 22.2 | Plating and metal finishing (Medium Impact) | Kent West | Rinsing water after degreasing and phosphating of metal products. | Manufacturer of Sheet metal enclosures, panels and product design solutions. | Consent | BRIELLE WAY WESTMINSTER WPS
12646 | 2 | Tier 2 Consent | Allbart Limited | MEM Centre | New Road |  | Sheerness | Kent | ME12 1AU | MEM CENTRE | NEW ROAD | - | SHEERNESS | KE | ME12 1AU | 2001-01-28 | 7 | 1 | At all times | QUEENBOROUGH WTW | New Road | Phosphorus Total | - | 35 | ug/l | 22.2 | Plating and metal finishing (Medium Impact) | Kent West | Rinsing water after degreasing and phosphating of metal products. | Manufacturer of Sheet metal enclosures, panels and product design solutions. | Consent | BRIELLE WAY WESTMINSTER WPS
12646 | 2 | Tier 2 Consent | Allbart Limited | MEM Centre | New Road |  | Sheerness | Kent | ME12 1AU | MEM CENTRE | NEW ROAD | - | SHEERNESS | KE | ME12 1AU | 2001-01-28 | 7 | 1 | At all times | QUEENBOROUGH WTW | New Road | Solids Suspended 105 Degrees C | - | 400 | mg/l | 22.2 | Plating and metal finishing (Medium Impact) | Kent West | Rinsing water after degreasing and phosphating of metal products. | Manufacturer of Sheet metal enclosures, panels and product design solutions. | Consent | BRIELLE WAY WESTMINSTER WPS
12646 | 2 | Tier 2 Consent | Allbart Limited | MEM Centre | New Road |  | Sheerness | Kent | ME12 1AU | MEM CENTRE | NEW ROAD | - | SHEERNESS | KE | ME12 1AU | 2001-01-28 | 7 | 1 | At all times | QUEENBOROUGH WTW | New Road | Sulphate as S04 | - | 500 | mg/l | 22.2 | Plating and metal finishing (Medium Impact) | Kent West | Rinsing water after degreasing and phosphating of metal products. | Manufacturer of Sheet metal enclosures, panels and product design solutions. | Consent | BRIELLE WAY WESTMINSTER WPS
12646 | 2 | Tier 2 Consent | Allbart Limited | MEM Centre | New Road |  | Sheerness | Kent | ME12 1AU | MEM CENTRE | NEW ROAD | - | SHEERNESS | KE | ME12 1AU | 2001-01-28 | 7 | 1 | At all times | QUEENBOROUGH WTW | New Road | Zinc Total mg/l | - | 5 | ug/l | 22.2 | Plating and metal finishing (Medium Impact) | Kent West | Rinsing water after degreasing and phosphating of metal products. | Manufacturer of Sheet metal enclosures, panels and product design solutions. | Consent | BRIELLE WAY WESTMINSTER WPS
12675 | 1 | Low Risk Consent | Hedge End Town Council | The 2000 Centre | St John's Road | Hedge End | Southampton | Hampshire | SO30 4AF | HEDGE END 2000 CENTRE | ST. JOHNS ROAD | - | SOUTHAMPTON | HA | SO30 4AF | 2002-02-20 | 30 | 10 | 00:01 = 23:59 | PEEL COMMON WTW | St John's Road | Chemical Oxygen Demand Settled as 0 | - | 800 | mg/l | 32.1 | Leisure facilities | Hampshire East | Pre Market Reform | Pre Market Reform | Consent | -
12675 | 1 | Low Risk Consent | Hedge End Town Council | The 2000 Centre | St John's Road | Hedge End | Southampton | Hampshire | SO30 4AF | HEDGE END 2000 CENTRE | ST. JOHNS ROAD | - | SOUTHAMPTON | HA | SO30 4AF | 2002-02-20 | 30 | 10 | 00:01 = 23:59 | PEEL COMMON WTW | St John's Road | Chemical Oxygen Demand Shaken as 0 | - | 800 | mg/l | 32.1 | Leisure facilities | Hampshire East | Pre Market Reform | Pre Market Reform | Consent | -
12675 | 1 | Low Risk Consent | Hedge End Town Council | The 2000 Centre | St John's Road | Hedge End | Southampton | Hampshire | SO30 4AF | HEDGE END 2000 CENTRE | ST. JOHNS ROAD | - | SOUTHAMPTON | HA | SO30 4AF | 2002-02-20 | 30 | 10 | 00:01 = 23:59 | PEEL COMMON WTW | St John's Road | Solids Suspended 105 Degrees C | - | 400 | mg/l | 32.1 | Leisure facilities | Hampshire East | Pre Market Reform | Pre Market Reform | Consent | -
12675 | 1 | Low Risk Consent | Hedge End Town Council | The 2000 Centre | St John's Road | Hedge End | Southampton | Hampshire | SO30 4AF | HEDGE END 2000 CENTRE | ST. JOHNS ROAD | - | SOUTHAMPTON | HA | SO30 4AF | 2002-02-20 | 30 | 10 | 00:01 = 23:59 | PEEL COMMON WTW | St John's Road | Solids Suspended 105C at pH7 | - | 400 | mg/l | 32.1 | Leisure facilities | Hampshire East | Pre Market Reform | Pre Market Reform | Consent | -
12676 | 2 | Low Risk Consent | VFS (Southampton) Limited | Unit 8 | Chickenhall Lane | - | Eastleigh | - | SO50 6RR | V F S | CHICKENHALL LANE |  | EASTLEIGH | HA | SO50 6RR | 2000-12-12 | 6 | 2 | 0730 -1800 | CHICKENHALL EASTLEIGH WTW | Chickenhall Lane | Chemical Oxygen Demand Shaken as 0 | - | 3000 | mg/l | 22.3 | Plating and metal finishing (Low Impact) | Hampshire West | phosphating cleaning processes and compressed air dryer condensate | manufacturing of components for motor industry | Consent | -
12676 | 2 | Low Risk Consent | VFS (Southampton) Limited | Unit 8 | Chickenhall Lane | - | Eastleigh | - | SO50 6RR | V F S | CHICKENHALL LANE |  | EASTLEIGH | HA | SO50 6RR | 2000-12-12 | 6 | 2 | 0730 -1800 | CHICKENHALL EASTLEIGH WTW | Chickenhall Lane | Oil and Grease | - | 200 | mg/l | 22.3 | Plating and metal finishing (Low Impact) | Hampshire West | phosphating cleaning processes and compressed air dryer condensate | manufacturing of components for motor industry | Consent | -
12676 | 2 | Low Risk Consent | VFS (Southampton) Limited | Unit 8 | Chickenhall Lane | - | Eastleigh | - | SO50 6RR | V F S | CHICKENHALL LANE |  | EASTLEIGH | HA | SO50 6RR | 2000-12-12 | 6 | 2 | 0730 -1800 | CHICKENHALL EASTLEIGH WTW | Chickenhall Lane | pH | 5 | 10 | pH Units | 22.3 | Plating and metal finishing (Low Impact) | Hampshire West | phosphating cleaning processes and compressed air dryer condensate | manufacturing of components for motor industry | Consent | -
12676 | 2 | Low Risk Consent | VFS (Southampton) Limited | Unit 8 | Chickenhall Lane | - | Eastleigh | - | SO50 6RR | V F S | CHICKENHALL LANE |  | EASTLEIGH | HA | SO50 6RR | 2000-12-12 | 6 | 2 | 0730 -1800 | CHICKENHALL EASTLEIGH WTW | Chickenhall Lane | Solids Suspended 105 Degrees C | - | 400 | mg/l | 22.3 | Plating and metal finishing (Low Impact) | Hampshire West | phosphating cleaning processes and compressed air dryer condensate | manufacturing of components for motor industry | Consent | -
12676 | 2 | Low Risk Consent | VFS (Southampton) Limited | Unit 8 | Chickenhall Lane | - | Eastleigh | - | SO50 6RR | V F S | CHICKENHALL LANE |  | EASTLEIGH | HA | SO50 6RR | 2000-12-12 | 6 | 2 | 0730 -1800 | CHICKENHALL EASTLEIGH WTW | Chickenhall Lane | Zinc Total mg/l | - | 1 | ug/l | 22.3 | Plating and metal finishing (Low Impact) | Hampshire West | phosphating cleaning processes and compressed air dryer condensate | manufacturing of components for motor industry | Consent | -
12678 | 1 | Low Risk Consent | Worthing Borough Council | Town Hall | Chapel Road | - | Worthing | West Sussex | BN11 2HA | WORTHING HYGIENE UNIT | MEADOW ROAD | - | WORTHING | SW | BN11 2SA | 2002-02-25 | 1 | 15 | At all Times | EAST WORTHING WTW | Meadow Road | Chemical Oxygen Demand Settled as 0 | - | 800 | mg/l | 31.2 | Vehicle and plant washing (Low Impact) | Sussex West | Pre Market Reform | Pre Market Reform | Consent | -
12678 | 1 | Low Risk Consent | Worthing Borough Council | Town Hall | Chapel Road | - | Worthing | West Sussex | BN11 2HA | WORTHING HYGIENE UNIT | MEADOW ROAD | - | WORTHING | SW | BN11 2SA | 2002-02-25 | 1 | 15 | At all Times | EAST WORTHING WTW | Meadow Road | Chemical Oxygen Demand Shaken as 0 | - | 800 | mg/l | 31.2 | Vehicle and plant washing (Low Impact) | Sussex West | Pre Market Reform | Pre Market Reform | Consent | -
12678 | 1 | Low Risk Consent | Worthing Borough Council | Town Hall | Chapel Road | - | Worthing | West Sussex | BN11 2HA | WORTHING HYGIENE UNIT | MEADOW ROAD | - | WORTHING | SW | BN11 2SA | 2002-02-25 | 1 | 15 | At all Times | EAST WORTHING WTW | Meadow Road | Solids Suspended 105 Degrees C | - | 400 | mg/l | 31.2 | Vehicle and plant washing (Low Impact) | Sussex West | Pre Market Reform | Pre Market Reform | Consent | -
12678 | 1 | Low Risk Consent | Worthing Borough Council | Town Hall | Chapel Road | - | Worthing | West Sussex | BN11 2HA | WORTHING HYGIENE UNIT | MEADOW ROAD | - | WORTHING | SW | BN11 2SA | 2002-02-25 | 1 | 15 | At all Times | EAST WORTHING WTW | Meadow Road | Solids Suspended 105C at pH7 | - | 400 | mg/l | 31.2 | Vehicle and plant washing (Low Impact) | Sussex West | Pre Market Reform | Pre Market Reform | Consent | -
12695 | 1 | Tier 2 Consent | Biffa Waste Services Limited |  | Coronation Road | Cressex | High Wycombe | Buckinghamshire | HP12 3TZ | 45 | MANNERS VIEW | - | NEWPORT | IW | PO30 5FA | 1996-05-24 | 12 | 0.3 | 06:00 - 18:00 | SANDOWN NEW WTW | Manners View | Chemical Oxygen Demand Shaken as 0 | - | 1000 | mg/l | 31.2 | Vehicle and plant washing (Low Impact) | Hampshire East | Vehicle washing: Automatic Vehicle washing process | Pre Market Reform | Consent | -
12695 | 1 | Tier 2 Consent | Biffa Waste Services Limited |  | Coronation Road | Cressex | High Wycombe | Buckinghamshire | HP12 3TZ | 45 | MANNERS VIEW | - | NEWPORT | IW | PO30 5FA | 1996-05-24 | 12 | 0.3 | 06:00 - 18:00 | SANDOWN NEW WTW | Manners View | Oil and Grease | - | 200 | mg/l | 31.2 | Vehicle and plant washing (Low Impact) | Hampshire East | Vehicle washing: Automatic Vehicle washing process | Pre Market Reform | Consent | -
12695 | 1 | Tier 2 Consent | Biffa Waste Services Limited |  | Coronation Road | Cressex | High Wycombe | Buckinghamshire | HP12 3TZ | 45 | MANNERS VIEW | - | NEWPORT | IW | PO30 5FA | 1996-05-24 | 12 | 0.3 | 06:00 - 18:00 | SANDOWN NEW WTW | Manners View | pH | 6 | 10 | pH Units | 31.2 | Vehicle and plant washing (Low Impact) | Hampshire East | Vehicle washing: Automatic Vehicle washing process | Pre Market Reform | Consent | -
12695 | 1 | Tier 2 Consent | Biffa Waste Services Limited |  | Coronation Road | Cressex | High Wycombe | Buckinghamshire | HP12 3TZ | 45 | MANNERS VIEW | - | NEWPORT | IW | PO30 5FA | 1996-05-24 | 12 | 0.3 | 06:00 - 18:00 | SANDOWN NEW WTW | Manners View | Solids Suspended 105 Degrees C | - | 400 | mg/l | 31.2 | Vehicle and plant washing (Low Impact) | Hampshire East | Vehicle washing: Automatic Vehicle washing process | Pre Market Reform | Consent | -
12704 | 1 | Tier 2 Consent | Mr C A P Townend |  | 130 Chichester Road |  | Bognor Regis | West Sussex | PO21 5AA | 53 | LONDON ROAD |  | BOGNOR REGIS | SW | PO21 1DG | 2001-11-01 | 6 | 0.1 | at all times | FORD WTW | London Road | Chemical Oxygen Demand Shaken as 0 | - | 800 | mg/l | 15.2 | Laundering (Small-scale/Coin-Op) | Sussex West | Launderettes: Launderettes process | Pre Market Reform | Consent | BOGNOR MAIN WPS
12704 | 1 | Tier 2 Consent | Mr C A P Townend |  | 130 Chichester Road |  | Bognor Regis | West Sussex | PO21 5AA | 53 | LONDON ROAD |  | BOGNOR REGIS | SW | PO21 1DG | 2001-11-01 | 6 | 0.1 | at all times | FORD WTW | London Road | pH | 5 | 11 | pH Units | 15.2 | Laundering (Small-scale/Coin-Op) | Sussex West | Launderettes: Launderettes process | Pre Market Reform | Consent | BOGNOR MAIN WPS
12704 | 1 | Tier 2 Consent | Mr C A P Townend |  | 130 Chichester Road |  | Bognor Regis | West Sussex | PO21 5AA | 53 | LONDON ROAD |  | BOGNOR REGIS | SW | PO21 1DG | 2001-11-01 | 6 | 0.1 | at all times | FORD WTW | London Road | Solids Suspended 105C at pH7 | - | 400 | mg/l | 15.2 | Laundering (Small-scale/Coin-Op) | Sussex West | Launderettes: Launderettes process | Pre Market Reform | Consent | BOGNOR MAIN WPS
12712 | 1 | Low Risk Consent | Edwards Ltd |  | Innovation Drive |  | Burgess Hill | West Sussex | RH15 9TW | 5 | York Road | Burgess Hill | West Sussex |  | RH15 9TT | 2002-03-12 | 1.2 | 0.04 | at all times | GODDARDS GREEN WTW | York Road | Chemical Oxygen Demand Shaken as 0 | - | 800 | mg/l | 8.1 | Engineering (High risk) | Sussex West | Gas fired abatement system | Pre Market Reform | Consent | MALTHOUSE LANE BURGESS HILL WPS
12712 | 1 | Low Risk Consent | Edwards Ltd |  | Innovation Drive |  | Burgess Hill | West Sussex | RH15 9TW | 5 | York Road | Burgess Hill | West Sussex |  | RH15 9TT | 2002-03-12 | 1.2 | 0.04 | at all times | GODDARDS GREEN WTW | York Road | Fluoride as F | - | 50 | mg/l | 8.1 | Engineering (High risk) | Sussex West | Gas fired abatement system | Pre Market Reform | Consent | MALTHOUSE LANE BURGESS HILL WPS
12712 | 1 | Low Risk Consent | Edwards Ltd |  | Innovation Drive |  | Burgess Hill | West Sussex | RH15 9TW | 5 | York Road | Burgess Hill | West Sussex |  | RH15 9TT | 2002-03-12 | 1.2 | 0.04 | at all times | GODDARDS GREEN WTW | York Road | Nitrogen Ammoniacal as N | - | 15 | mg/l | 8.1 | Engineering (High risk) | Sussex West | Gas fired abatement system | Pre Market Reform | Consent | MALTHOUSE LANE BURGESS HILL WPS
12712 | 1 | Low Risk Consent | Edwards Ltd |  | Innovation Drive |  | Burgess Hill | West Sussex | RH15 9TW | 5 | York Road | Burgess Hill | West Sussex |  | RH15 9TT | 2002-03-12 | 1.2 | 0.04 | at all times | GODDARDS GREEN WTW | York Road | pH Limit | 6 | 10 |  | 8.1 | Engineering (High risk) | Sussex West | Gas fired abatement system | Pre Market Reform | Consent | MALTHOUSE LANE BURGESS HILL WPS
12712 | 1 | Low Risk Consent | Edwards Ltd |  | Innovation Drive |  | Burgess Hill | West Sussex | RH15 9TW | 5 | York Road | Burgess Hill | West Sussex |  | RH15 9TT | 2002-03-12 | 1.2 | 0.04 | at all times | GODDARDS GREEN WTW | York Road | Phosphorus Total | - | 10 | ug/l | 8.1 | Engineering (High risk) | Sussex West | Gas fired abatement system | Pre Market Reform | Consent | MALTHOUSE LANE BURGESS HILL WPS
12712 | 1 | Low Risk Consent | Edwards Ltd |  | Innovation Drive |  | Burgess Hill | West Sussex | RH15 9TW | 5 | York Road | Burgess Hill | West Sussex |  | RH15 9TT | 2002-03-12 | 1.2 | 0.04 | at all times | GODDARDS GREEN WTW | York Road | Solids Suspended 105 Degrees C | - | 400 | mg/l | 8.1 | Engineering (High risk) | Sussex West | Gas fired abatement system | Pre Market Reform | Consent | MALTHOUSE LANE BURGESS HILL WPS
12716 | 4 | Tier 1 Consent | South East Water | South East Water | Rocfort Road |  | Snodland | Kent | ME6 5AH | SHEET PUMPING STATION | WATERWORKS ROAD | - | PETERSFIELD | HA | GU32 2BY | 2002-03-21 | 190.9 | 8.83 | At all times | PETERSFIELD WTW | waterworks rd | Chemical Oxygen Demand Shaken as 0 | - | 1000 | mg/l | 39.4 | Water treatment; softener plants; heating system flushing | Hampshire East | Process waters: Filter Backwash Water process | Drinking water company | Consent | -
12716 | 4 | Tier 1 Consent | South East Water | South East Water | Rocfort Road |  | Snodland | Kent | ME6 5AH | SHEET PUMPING STATION | WATERWORKS ROAD | - | PETERSFIELD | HA | GU32 2BY | 2002-03-21 | 190.9 | 8.83 | At all times | PETERSFIELD WTW | waterworks rd | Oil and Grease | - | 200 | mg/l | 39.4 | Water treatment; softener plants; heating system flushing | Hampshire East | Process waters: Filter Backwash Water process | Drinking water company | Consent | -
12716 | 4 | Tier 1 Consent | South East Water | South East Water | Rocfort Road |  | Snodland | Kent | ME6 5AH | SHEET PUMPING STATION | WATERWORKS ROAD | - | PETERSFIELD | HA | GU32 2BY | 2002-03-21 | 190.9 | 8.83 | At all times | PETERSFIELD WTW | waterworks rd | pH | 6 | 10 | pH Units | 39.4 | Water treatment; softener plants; heating system flushing | Hampshire East | Process waters: Filter Backwash Water process | Drinking water company | Consent | -
12716 | 4 | Tier 1 Consent | South East Water | South East Water | Rocfort Road |  | Snodland | Kent | ME6 5AH | SHEET PUMPING STATION | WATERWORKS ROAD | - | PETERSFIELD | HA | GU32 2BY | 2002-03-21 | 190.9 | 8.83 | At all times | PETERSFIELD WTW | waterworks rd | Solids Suspended 105 Degrees C | - | 400 | mg/l | 39.4 | Water treatment; softener plants; heating system flushing | Hampshire East | Process waters: Filter Backwash Water process | Drinking water company | Consent | -
12720 | 1 | Tier 2 Consent | Nicholls & Clarke Glass Limited | 41 - 51 | Freshwater Road | Chadwell heath | Romford | Essex | RM8 1SP | 28 | BARNES WALLIS ROAD | - | FAREHAM | HA | PO15 5TT | 2001-07-28 | 5 | 1 | At all times | PEEL COMMON WTW | Titchfield Park | Chemical Oxygen Demand Shaken as 0 | - | 800 | mg/l | 11.1 | Glass making and products | Hampshire East | Miscellaneous: Glass Optical process | Pre Market Reform | Consent | -
12720 | 1 | Tier 2 Consent | Nicholls & Clarke Glass Limited | 41 - 51 | Freshwater Road | Chadwell heath | Romford | Essex | RM8 1SP | 28 | BARNES WALLIS ROAD | - | FAREHAM | HA | PO15 5TT | 2001-07-28 | 5 | 1 | At all times | PEEL COMMON WTW | Titchfield Park | Oil and Grease | - | 200 | mg/l | 11.1 | Glass making and products | Hampshire East | Miscellaneous: Glass Optical process | Pre Market Reform | Consent | -
12720 | 1 | Tier 2 Consent | Nicholls & Clarke Glass Limited | 41 - 51 | Freshwater Road | Chadwell heath | Romford | Essex | RM8 1SP | 28 | BARNES WALLIS ROAD | - | FAREHAM | HA | PO15 5TT | 2001-07-28 | 5 | 1 | At all times | PEEL COMMON WTW | Titchfield Park | pH | 6 | 10 | pH Units | 11.1 | Glass making and products | Hampshire East | Miscellaneous: Glass Optical process | Pre Market Reform | Consent | -
12720 | 1 | Tier 2 Consent | Nicholls & Clarke Glass Limited | 41 - 51 | Freshwater Road | Chadwell heath | Romford | Essex | RM8 1SP | 28 | BARNES WALLIS ROAD | - | FAREHAM | HA | PO15 5TT | 2001-07-28 | 5 | 1 | At all times | PEEL COMMON WTW | Titchfield Park | Solids Suspended 105 Degrees C | - | 400 | mg/l | 11.1 | Glass making and products | Hampshire East | Miscellaneous: Glass Optical process | Pre Market Reform | Consent | -
12724 | 1 | Low Risk Consent | Meggitt Plc | Pilot Way | Ansty Business Park | - | Coventry | - | CV7 9JU | 22 - 26 | BARNES WALLIS ROAD | - | FAREHAM | HA | PO15 5TT | 2002-04-08 | 2 | 0.019 | At all times | PEEL COMMON WTW | Barnes Wallis Road | Chemical Oxygen Demand Settled as 0 | - | 800 | mg/l | 22.2 | Plating and metal finishing (Medium Impact) | Hampshire East | Plating and metal finishing (Medium Impact) | Pre Market Reform | Consent | -
12724 | 1 | Low Risk Consent | Meggitt Plc | Pilot Way | Ansty Business Park | - | Coventry | - | CV7 9JU | 22 - 26 | BARNES WALLIS ROAD | - | FAREHAM | HA | PO15 5TT | 2002-04-08 | 2 | 0.019 | At all times | PEEL COMMON WTW | Barnes Wallis Road | Chemical Oxygen Demand Shaken as 0 | - | 800 | mg/l | 22.2 | Plating and metal finishing (Medium Impact) | Hampshire East | Plating and metal finishing (Medium Impact) | Pre Market Reform | Consent | -
12724 | 1 | Low Risk Consent | Meggitt Plc | Pilot Way | Ansty Business Park | - | Coventry | - | CV7 9JU | 22 - 26 | BARNES WALLIS ROAD | - | FAREHAM | HA | PO15 5TT | 2002-04-08 | 2 | 0.019 | At all times | PEEL COMMON WTW | Barnes Wallis Road | Solids Suspended 105 Degrees C | - | 400 | mg/l | 22.2 | Plating and metal finishing (Medium Impact) | Hampshire East | Plating and metal finishing (Medium Impact) | Pre Market Reform | Consent | -
12724 | 1 | Low Risk Consent | Meggitt Plc | Pilot Way | Ansty Business Park | - | Coventry | - | CV7 9JU | 22 - 26 | BARNES WALLIS ROAD | - | FAREHAM | HA | PO15 5TT | 2002-04-08 | 2 | 0.019 | At all times | PEEL COMMON WTW | Barnes Wallis Road | Solids Suspended 105C at pH7 | - | 400 | mg/l | 22.2 | Plating and metal finishing (Medium Impact) | Hampshire East | Plating and metal finishing (Medium Impact) | Pre Market Reform | Consent | -
12735 | 4 | Tier 2 Consent | Quality Workwear Services Limited | 30-34 | North Street |  | Hailsham | East Sussex | BN27 1DW | UNIT 2 THE SQUARE | DIPLOCKS WAY |  | HAILSHAM | SE | BN27 3JF | 1990-04-11 | 23 | 15 | At all times | HAILSHAM SOUTH WTW | Diplocks Way | Chemical Oxygen Demand Shaken as 0 | - | 2500 | mg/l | 15.1 | Laundering (Large-scale) | Sussex East | Commercial Laundry: Commercial Laundry process | Pre Market Reform | Consent | -
12735 | 4 | Tier 2 Consent | Quality Workwear Services Limited | 30-34 | North Street |  | Hailsham | East Sussex | BN27 1DW | UNIT 2 THE SQUARE | DIPLOCKS WAY |  | HAILSHAM | SE | BN27 3JF | 1990-04-11 | 23 | 15 | At all times | HAILSHAM SOUTH WTW | Diplocks Way | pH | 6 | 11 | pH Units | 15.1 | Laundering (Large-scale) | Sussex East | Commercial Laundry: Commercial Laundry process | Pre Market Reform | Consent | -
12735 | 4 | Tier 2 Consent | Quality Workwear Services Limited | 30-34 | North Street |  | Hailsham | East Sussex | BN27 1DW | UNIT 2 THE SQUARE | DIPLOCKS WAY |  | HAILSHAM | SE | BN27 3JF | 1990-04-11 | 23 | 15 | At all times | HAILSHAM SOUTH WTW | Diplocks Way | Solids Suspended 105 Degrees C | - | 500 | mg/l | 15.1 | Laundering (Large-scale) | Sussex East | Commercial Laundry: Commercial Laundry process | Pre Market Reform | Consent | -
12741 | 1 | Low Risk Consent | Freightliner Limited | 6th Floor The Lewis Building | 35 Bull Street | - | Birmingham | - | B4 6EQ | FREIGHTLINER TERMINAL | MILLBROOK ROAD EAST | - | SOUTHAMPTON | HA | SO15 1JS | 2002-04-17 | 2.5 | 2 | 07:30 - 20:00 | MILLBROOK WTW | N/A | Chemical Oxygen Demand Settled as 0 | - | 800 | mg/l | 31.2 | Vehicle and plant washing (Low Impact) | Hampshire West | Pre Market Reform | Pre Market Reform | Consent | -
12741 | 1 | Low Risk Consent | Freightliner Limited | 6th Floor The Lewis Building | 35 Bull Street | - | Birmingham | - | B4 6EQ | FREIGHTLINER TERMINAL | MILLBROOK ROAD EAST | - | SOUTHAMPTON | HA | SO15 1JS | 2002-04-17 | 2.5 | 2 | 07:30 - 20:00 | MILLBROOK WTW | N/A | Chemical Oxygen Demand Shaken as 0 | - | 800 | mg/l | 31.2 | Vehicle and plant washing (Low Impact) | Hampshire West | Pre Market Reform | Pre Market Reform | Consent | -
12741 | 1 | Low Risk Consent | Freightliner Limited | 6th Floor The Lewis Building | 35 Bull Street | - | Birmingham | - | B4 6EQ | FREIGHTLINER TERMINAL | MILLBROOK ROAD EAST | - | SOUTHAMPTON | HA | SO15 1JS | 2002-04-17 | 2.5 | 2 | 07:30 - 20:00 | MILLBROOK WTW | N/A | Solids Suspended 105 Degrees C | - | 400 | mg/l | 31.2 | Vehicle and plant washing (Low Impact) | Hampshire West | Pre Market Reform | Pre Market Reform | Consent | -
12741 | 1 | Low Risk Consent | Freightliner Limited | 6th Floor The Lewis Building | 35 Bull Street | - | Birmingham | - | B4 6EQ | FREIGHTLINER TERMINAL | MILLBROOK ROAD EAST | - | SOUTHAMPTON | HA | SO15 1JS | 2002-04-17 | 2.5 | 2 | 07:30 - 20:00 | MILLBROOK WTW | N/A | Solids Suspended 105C at pH7 | - | 400 | mg/l | 31.2 | Vehicle and plant washing (Low Impact) | Hampshire West | Pre Market Reform | Pre Market Reform | Consent | -
12743 | 1 | Tier 2 Consent | Anduff Car Wash Limited | 35-37 | Amersham Hill |  | High Wycombe | Buckinghamshire | HP13 6NU | IMO CAR WASH | EAST STREET | - | FAREHAM | HA | PO16 9SE | 2002-04-17 | 20 | 2 | At all times | BUDDS FARM HAVANT WTW | East Street, Portchester | Chemical Oxygen Demand Shaken as 0 | - | 800 | mg/l | 31.2 | Vehicle and plant washing (Low Impact) | Hampshire East | Vehicle Washing: Automatic Vehicle Washing process | Pre Market Reform | Consent | -
12743 | 1 | Tier 2 Consent | Anduff Car Wash Limited | 35-37 | Amersham Hill |  | High Wycombe | Buckinghamshire | HP13 6NU | IMO CAR WASH | EAST STREET | - | FAREHAM | HA | PO16 9SE | 2002-04-17 | 20 | 2 | At all times | BUDDS FARM HAVANT WTW | East Street, Portchester | Oil and Grease | - | 200 | mg/l | 31.2 | Vehicle and plant washing (Low Impact) | Hampshire East | Vehicle Washing: Automatic Vehicle Washing process | Pre Market Reform | Consent | -
12743 | 1 | Tier 2 Consent | Anduff Car Wash Limited | 35-37 | Amersham Hill |  | High Wycombe | Buckinghamshire | HP13 6NU | IMO CAR WASH | EAST STREET | - | FAREHAM | HA | PO16 9SE | 2002-04-17 | 20 | 2 | At all times | BUDDS FARM HAVANT WTW | East Street, Portchester | pH | 6 | 10 | pH Units | 31.2 | Vehicle and plant washing (Low Impact) | Hampshire East | Vehicle Washing: Automatic Vehicle Washing process | Pre Market Reform | Consent | -
12743 | 1 | Tier 2 Consent | Anduff Car Wash Limited | 35-37 | Amersham Hill |  | High Wycombe | Buckinghamshire | HP13 6NU | IMO CAR WASH | EAST STREET | - | FAREHAM | HA | PO16 9SE | 2002-04-17 | 20 | 2 | At all times | BUDDS FARM HAVANT WTW | East Street, Portchester | Solids Suspended 105 Degrees C | - | 400 | mg/l | 31.2 | Vehicle and plant washing (Low Impact) | Hampshire East | Vehicle Washing: Automatic Vehicle Washing process | Pre Market Reform | Consent | -
12744 | 1 | Tier 2 Consent | Anduff Car Wash Limited | 35-37 | Amersham Hill |  | High Wycombe | Buckinghamshire | HP13 6NU | 263-271 | SHIRLEY ROAD | - | SOUTHAMPTON | HA | SO15 3HS | 2002-04-17 | 20 | 1 | At all times | MILLBROOK WTW | Shirley Road | Chemical Oxygen Demand Shaken as 0 | - | 800 | mg/l | 31.2 | Vehicle and plant washing (Low Impact) | Hampshire West | Vehicle Washing | Pre Market Reform | Consent | -
12744 | 1 | Tier 2 Consent | Anduff Car Wash Limited | 35-37 | Amersham Hill |  | High Wycombe | Buckinghamshire | HP13 6NU | 263-271 | SHIRLEY ROAD | - | SOUTHAMPTON | HA | SO15 3HS | 2002-04-17 | 20 | 1 | At all times | MILLBROOK WTW | Shirley Road | Oil and Grease | - | 200 | mg/l | 31.2 | Vehicle and plant washing (Low Impact) | Hampshire West | Vehicle Washing | Pre Market Reform | Consent | -
12744 | 1 | Tier 2 Consent | Anduff Car Wash Limited | 35-37 | Amersham Hill |  | High Wycombe | Buckinghamshire | HP13 6NU | 263-271 | SHIRLEY ROAD | - | SOUTHAMPTON | HA | SO15 3HS | 2002-04-17 | 20 | 1 | At all times | MILLBROOK WTW | Shirley Road | pH | 6 | 10 | pH Units | 31.2 | Vehicle and plant washing (Low Impact) | Hampshire West | Vehicle Washing | Pre Market Reform | Consent | -
12744 | 1 | Tier 2 Consent | Anduff Car Wash Limited | 35-37 | Amersham Hill |  | High Wycombe | Buckinghamshire | HP13 6NU | 263-271 | SHIRLEY ROAD | - | SOUTHAMPTON | HA | SO15 3HS | 2002-04-17 | 20 | 1 | At all times | MILLBROOK WTW | Shirley Road | Solids Suspended 105 Degrees C | - | 400 | mg/l | 31.2 | Vehicle and plant washing (Low Impact) | Hampshire West | Vehicle Washing | Pre Market Reform | Consent | -
12750 | 1 | Low Risk Consent | Draper Tools Limited | Draper Tools Limited | Hursley Road | Chandlers Ford | Eastleigh | Hampshire | SO53 1YF | DRAPER TOOLS LTD | HURSLEY ROAD | - | CHANDLER'S FORD | HA | SO53 1YF | 2002-04-23 | 1 | 2 | N/A | CHICKENHALL EASTLEIGH WTW | N/A | Chemical Oxygen Demand Settled as 0 | - | 800 | mg/l | 31.2 | Vehicle and plant washing (Low Impact) | Hampshire West | Pre Market Reform | Pre Market Reform | Consent | -
12750 | 1 | Low Risk Consent | Draper Tools Limited | Draper Tools Limited | Hursley Road | Chandlers Ford | Eastleigh | Hampshire | SO53 1YF | DRAPER TOOLS LTD | HURSLEY ROAD | - | CHANDLER'S FORD | HA | SO53 1YF | 2002-04-23 | 1 | 2 | N/A | CHICKENHALL EASTLEIGH WTW | N/A | Chemical Oxygen Demand Shaken as 0 | - | 800 | mg/l | 31.2 | Vehicle and plant washing (Low Impact) | Hampshire West | Pre Market Reform | Pre Market Reform | Consent | -
12750 | 1 | Low Risk Consent | Draper Tools Limited | Draper Tools Limited | Hursley Road | Chandlers Ford | Eastleigh | Hampshire | SO53 1YF | DRAPER TOOLS LTD | HURSLEY ROAD | - | CHANDLER'S FORD | HA | SO53 1YF | 2002-04-23 | 1 | 2 | N/A | CHICKENHALL EASTLEIGH WTW | N/A | Solids Suspended 105 Degrees C | - | 400 | mg/l | 31.2 | Vehicle and plant washing (Low Impact) | Hampshire West | Pre Market Reform | Pre Market Reform | Consent | -
12750 | 1 | Low Risk Consent | Draper Tools Limited | Draper Tools Limited | Hursley Road | Chandlers Ford | Eastleigh | Hampshire | SO53 1YF | DRAPER TOOLS LTD | HURSLEY ROAD | - | CHANDLER'S FORD | HA | SO53 1YF | 2002-04-23 | 1 | 2 | N/A | CHICKENHALL EASTLEIGH WTW | N/A | Solids Suspended 105C at pH7 | - | 400 | mg/l | 31.2 | Vehicle and plant washing (Low Impact) | Hampshire West | Pre Market Reform | Pre Market Reform | Consent | -
12760 | 2 | Tier 1 Consent | Horizon Leisure Trust | - | Civic Centre Road | - | Havant | Hampshire | PO9 2AY | WATERLOOVILLE LEISURE CENTRE (HORIZON LT | WATERBERRY DRIVE | - | WATERLOOVILLE | HA | PO7 7UW | 2002-04-01 | 85 | 2 | At all times | BUDDS FARM HAVANT WTW |  | Chemical Oxygen Demand Shaken as 0 | - | 2000 | mg/l | 32.1 | Leisure facilities | Hampshire East | Commercial Swimming pool Process | Swimming Pool | Consent | -
12760 | 2 | Tier 1 Consent | Horizon Leisure Trust | - | Civic Centre Road | - | Havant | Hampshire | PO9 2AY | WATERLOOVILLE LEISURE CENTRE (HORIZON LT | WATERBERRY DRIVE | - | WATERLOOVILLE | HA | PO7 7UW | 2002-04-01 | 85 | 2 | At all times | BUDDS FARM HAVANT WTW |  | pH | 6 | 10 | pH Units | 32.1 | Leisure facilities | Hampshire East | Commercial Swimming pool Process | Swimming Pool | Consent | -
12760 | 2 | Tier 1 Consent | Horizon Leisure Trust | - | Civic Centre Road | - | Havant | Hampshire | PO9 2AY | WATERLOOVILLE LEISURE CENTRE (HORIZON LT | WATERBERRY DRIVE | - | WATERLOOVILLE | HA | PO7 7UW | 2002-04-01 | 85 | 2 | At all times | BUDDS FARM HAVANT WTW |  | Solids Suspended 105 Degrees C | - | 400 | mg/l | 32.1 | Leisure facilities | Hampshire East | Commercial Swimming pool Process | Swimming Pool | Consent | -
12764 | 2 | Tier 2 Consent | Mr DK Ball | - | 153 Station Road | - | Herne Bay | Kent | CT6 5QA | 153 | STATION ROAD | - | HERNE BAY | KE | CT6 5QA | 2001-07-01 | 26.2 | 2.2 | At all times | MAY STREET HERNE BAY WTW | Station Road | Chemical Oxygen Demand Shaken as 0 | - | 800 | mg/l | 15.2 | Laundering (Small-scale/Coin-Op) | Kent East | Launderettes: Launderettes process | Pre Market Reform | Consent | -
12764 | 2 | Tier 2 Consent | Mr DK Ball | - | 153 Station Road | - | Herne Bay | Kent | CT6 5QA | 153 | STATION ROAD | - | HERNE BAY | KE | CT6 5QA | 2001-07-01 | 26.2 | 2.2 | At all times | MAY STREET HERNE BAY WTW | Station Road | Detergents Anionic | - | 20 | mg/l | 15.2 | Laundering (Small-scale/Coin-Op) | Kent East | Launderettes: Launderettes process | Pre Market Reform | Consent | -
12764 | 2 | Tier 2 Consent | Mr DK Ball | - | 153 Station Road | - | Herne Bay | Kent | CT6 5QA | 153 | STATION ROAD | - | HERNE BAY | KE | CT6 5QA | 2001-07-01 | 26.2 | 2.2 | At all times | MAY STREET HERNE BAY WTW | Station Road | Detergents Non-Ionic | - | 20 | mg/l | 15.2 | Laundering (Small-scale/Coin-Op) | Kent East | Launderettes: Launderettes process | Pre Market Reform | Consent | -
12764 | 2 | Tier 2 Consent | Mr DK Ball | - | 153 Station Road | - | Herne Bay | Kent | CT6 5QA | 153 | STATION ROAD | - | HERNE BAY | KE | CT6 5QA | 2001-07-01 | 26.2 | 2.2 | At all times | MAY STREET HERNE BAY WTW | Station Road | pH | 6 | 10 | pH Units | 15.2 | Laundering (Small-scale/Coin-Op) | Kent East | Launderettes: Launderettes process | Pre Market Reform | Consent | -
12764 | 2 | Tier 2 Consent | Mr DK Ball | - | 153 Station Road | - | Herne Bay | Kent | CT6 5QA | 153 | STATION ROAD | - | HERNE BAY | KE | CT6 5QA | 2001-07-01 | 26.2 | 2.2 | At all times | MAY STREET HERNE BAY WTW | Station Road | Solids Suspended 105 Degrees C | - | 400 | mg/l | 15.2 | Laundering (Small-scale/Coin-Op) | Kent East | Launderettes: Launderettes process | Pre Market Reform | Consent | -
12764 | 2 | Tier 2 Consent | Mr DK Ball | - | 153 Station Road | - | Herne Bay | Kent | CT6 5QA | 153 | STATION ROAD | - | HERNE BAY | KE | CT6 5QA | 2001-07-01 | 26.2 | 2.2 | At all times | MAY STREET HERNE BAY WTW | Station Road | Sulphate as S04 | - | 500 | mg/l | 15.2 | Laundering (Small-scale/Coin-Op) | Kent East | Launderettes: Launderettes process | Pre Market Reform | Consent | -
12765 | 1 | Tier 2 Consent | West Wight Sports And Community Centre Trust Limited | - | Moa Place | - | Freshwater | Isle of Wight | PO40 9XH | West Wight Sports Centre | Moa Place | - | FRESHWATER | IW | PO40 9XH | 2002-04-01 | 15 | 1 | At all times | SANDOWN NEW WTW | Moa Place | Chemical Oxygen Demand Shaken as 0 | - | 1000 | mg/l | 32.1 | Leisure facilities | Hampshire East | Swimming pool backwash process | Pre Market Reform | Consent | -
12765 | 1 | Tier 2 Consent | West Wight Sports And Community Centre Trust Limited | - | Moa Place | - | Freshwater | Isle of Wight | PO40 9XH | West Wight Sports Centre | Moa Place | - | FRESHWATER | IW | PO40 9XH | 2002-04-01 | 15 | 1 | At all times | SANDOWN NEW WTW | Moa Place | pH | 6 | 10 | pH Units | 32.1 | Leisure facilities | Hampshire East | Swimming pool backwash process | Pre Market Reform | Consent | -
12765 | 1 | Tier 2 Consent | West Wight Sports And Community Centre Trust Limited | - | Moa Place | - | Freshwater | Isle of Wight | PO40 9XH | West Wight Sports Centre | Moa Place | - | FRESHWATER | IW | PO40 9XH | 2002-04-01 | 15 | 1 | At all times | SANDOWN NEW WTW | Moa Place | Solids Suspended 105 Degrees C | - | 400 | mg/l | 32.1 | Leisure facilities | Hampshire East | Swimming pool backwash process | Pre Market Reform | Consent | -
12766 | 1 | Tier 2 Consent | Horizon Leisure Trust | - | Civic Centre Road | - | Havant | Hampshire | PO9 2AY | HAVANT LEISURE CENTRE | CIVIC CENTRE ROAD | - | HAVANT | HA | PO9 2AY | 2002-04-01 | 50 | 1.1 | At all times | BUDDS FARM HAVANT WTW |  | Chemical Oxygen Demand Shaken as 0 | - | 1000 | mg/l | 32.1 | Leisure facilities | Hampshire East | Swimming Pools: Commercial Swimming Pools process | Pre Market Reform | Consent | -
12766 | 1 | Tier 2 Consent | Horizon Leisure Trust | - | Civic Centre Road | - | Havant | Hampshire | PO9 2AY | HAVANT LEISURE CENTRE | CIVIC CENTRE ROAD | - | HAVANT | HA | PO9 2AY | 2002-04-01 | 50 | 1.1 | At all times | BUDDS FARM HAVANT WTW |  | pH | 6 | 10 | pH Units | 32.1 | Leisure facilities | Hampshire East | Swimming Pools: Commercial Swimming Pools process | Pre Market Reform | Consent | -
12766 | 1 | Tier 2 Consent | Horizon Leisure Trust | - | Civic Centre Road | - | Havant | Hampshire | PO9 2AY | HAVANT LEISURE CENTRE | CIVIC CENTRE ROAD | - | HAVANT | HA | PO9 2AY | 2002-04-01 | 50 | 1.1 | At all times | BUDDS FARM HAVANT WTW |  | Solids Suspended 105 Degrees C | - | 400 | mg/l | 32.1 | Leisure facilities | Hampshire East | Swimming Pools: Commercial Swimming Pools process | Pre Market Reform | Consent | -
12771 | 1 | Low Risk Consent | Environment Agency | Orchard House | Endeavour Park | Addington | West Malling | Kent | ME19 5SH | ORCHARD HOUSE | LONDON ROAD | - | WEST MALLING | KE | ME19 5SH | 2018-02-21 | 4 | 0.5 | 08:00 - 18:00 | HAM HILL WTW | London Road | Chemical Oxygen Demand Settled as 0 | - | 800 | mg/l | 31.3 | Vehicle and plant washing (Low Impact) | Kent West | Vehicle Wash | Pre Market Reform | Consent | -
12771 | 1 | Low Risk Consent | Environment Agency | Orchard House | Endeavour Park | Addington | West Malling | Kent | ME19 5SH | ORCHARD HOUSE | LONDON ROAD | - | WEST MALLING | KE | ME19 5SH | 2018-02-21 | 4 | 0.5 | 08:00 - 18:00 | HAM HILL WTW | London Road | Chemical Oxygen Demand Shaken as 0 | - | 800 | mg/l | 31.3 | Vehicle and plant washing (Low Impact) | Kent West | Vehicle Wash | Pre Market Reform | Consent | -
12771 | 1 | Low Risk Consent | Environment Agency | Orchard House | Endeavour Park | Addington | West Malling | Kent | ME19 5SH | ORCHARD HOUSE | LONDON ROAD | - | WEST MALLING | KE | ME19 5SH | 2018-02-21 | 4 | 0.5 | 08:00 - 18:00 | HAM HILL WTW | London Road | Solids Suspended 105 Degrees C | - | 400 | mg/l | 31.3 | Vehicle and plant washing (Low Impact) | Kent West | Vehicle Wash | Pre Market Reform | Consent | -
12771 | 1 | Low Risk Consent | Environment Agency | Orchard House | Endeavour Park | Addington | West Malling | Kent | ME19 5SH | ORCHARD HOUSE | LONDON ROAD | - | WEST MALLING | KE | ME19 5SH | 2018-02-21 | 4 | 0.5 | 08:00 - 18:00 | HAM HILL WTW | London Road | Solids Suspended 105C at pH7 | - | 400 | mg/l | 31.3 | Vehicle and plant washing (Low Impact) | Kent West | Vehicle Wash | Pre Market Reform | Consent | -
12773 | 1 | Tier 1 Consent | Bannatyne Fitness Limited | Powerhouse | Haughton Road | Co Durham | Darlington |  | DL1 1ST | BANNATYNES HEALTH CLUB | WESTWOOD ROAD | - | BROADSTAIRS | KE | CT10 2NR | 2006-09-01 | 15 | 5 | 2000-0300 | WEATHERLEES HILL B (MGATE &amp; BSTAIRS) WTW | Westwood Road | Chemical Oxygen Demand Shaken as 0 | - | 800 | mg/l | 32.1 | Leisure facilities | Kent East | Swimming Pools: Commercial Swimming Pools process | Commercial swimming pool | Consent | -
12773 | 1 | Tier 1 Consent | Bannatyne Fitness Limited | Powerhouse | Haughton Road | Co Durham | Darlington |  | DL1 1ST | BANNATYNES HEALTH CLUB | WESTWOOD ROAD | - | BROADSTAIRS | KE | CT10 2NR | 2006-09-01 | 15 | 5 | 2000-0300 | WEATHERLEES HILL B (MGATE &amp; BSTAIRS) WTW | Westwood Road | Detergents Anionic | - | 20 | mg/l | 32.1 | Leisure facilities | Kent East | Swimming Pools: Commercial Swimming Pools process | Commercial swimming pool | Consent | -
12773 | 1 | Tier 1 Consent | Bannatyne Fitness Limited | Powerhouse | Haughton Road | Co Durham | Darlington |  | DL1 1ST | BANNATYNES HEALTH CLUB | WESTWOOD ROAD | - | BROADSTAIRS | KE | CT10 2NR | 2006-09-01 | 15 | 5 | 2000-0300 | WEATHERLEES HILL B (MGATE &amp; BSTAIRS) WTW | Westwood Road | Detergents Non-Ionic | - | 20 | mg/l | 32.1 | Leisure facilities | Kent East | Swimming Pools: Commercial Swimming Pools process | Commercial swimming pool | Consent | -
12773 | 1 | Tier 1 Consent | Bannatyne Fitness Limited | Powerhouse | Haughton Road | Co Durham | Darlington |  | DL1 1ST | BANNATYNES HEALTH CLUB | WESTWOOD ROAD | - | BROADSTAIRS | KE | CT10 2NR | 2006-09-01 | 15 | 5 | 2000-0300 | WEATHERLEES HILL B (MGATE &amp; BSTAIRS) WTW | Westwood Road | Oil and Grease | - | 200 | mg/l | 32.1 | Leisure facilities | Kent East | Swimming Pools: Commercial Swimming Pools process | Commercial swimming pool | Consent | -
12773 | 1 | Tier 1 Consent | Bannatyne Fitness Limited | Powerhouse | Haughton Road | Co Durham | Darlington |  | DL1 1ST | BANNATYNES HEALTH CLUB | WESTWOOD ROAD | - | BROADSTAIRS | KE | CT10 2NR | 2006-09-01 | 15 | 5 | 2000-0300 | WEATHERLEES HILL B (MGATE &amp; BSTAIRS) WTW | Westwood Road | pH | 6 | 10 | pH Units | 32.1 | Leisure facilities | Kent East | Swimming Pools: Commercial Swimming Pools process | Commercial swimming pool | Consent | -
12773 | 1 | Tier 1 Consent | Bannatyne Fitness Limited | Powerhouse | Haughton Road | Co Durham | Darlington |  | DL1 1ST | BANNATYNES HEALTH CLUB | WESTWOOD ROAD | - | BROADSTAIRS | KE | CT10 2NR | 2006-09-01 | 15 | 5 | 2000-0300 | WEATHERLEES HILL B (MGATE &amp; BSTAIRS) WTW | Westwood Road | Solids Suspended 105 Degrees C | - | 400 | mg/l | 32.1 | Leisure facilities | Kent East | Swimming Pools: Commercial Swimming Pools process | Commercial swimming pool | Consent | -
12773 | 1 | Tier 1 Consent | Bannatyne Fitness Limited | Powerhouse | Haughton Road | Co Durham | Darlington |  | DL1 1ST | BANNATYNES HEALTH CLUB | WESTWOOD ROAD | - | BROADSTAIRS | KE | CT10 2NR | 2006-09-01 | 15 | 5 | 2000-0300 | WEATHERLEES HILL B (MGATE &amp; BSTAIRS) WTW | Westwood Road | Sulphate as S04 | - | 500 | mg/l | 32.1 | Leisure facilities | Kent East | Swimming Pools: Commercial Swimming Pools process | Commercial swimming pool | Consent | -
12779 | 1 | Low Risk Consent | Pentalver Transport Limited | 6th Floor The Lewis Building | 35 Bull Street | - | Birmingham | - | B4 6EQ | Pentalver Ltd | West Bay Road | Western Docks | Southampton | Hampshire | SO15 1AW | 2002-05-13 | 5 | 0.2 | 08:00 to 17:00 | MILLBROOK WTW | West Bay Road | Chemical Oxygen Demand Settled as 0 | - | 800 | mg/l | 31.2 | Vehicle and plant washing (Low Impact) | Hampshire West | Pre Market Reform | Pre Market Reform | Consent | -
12779 | 1 | Low Risk Consent | Pentalver Transport Limited | 6th Floor The Lewis Building | 35 Bull Street | - | Birmingham | - | B4 6EQ | Pentalver Ltd | West Bay Road | Western Docks | Southampton | Hampshire | SO15 1AW | 2002-05-13 | 5 | 0.2 | 08:00 to 17:00 | MILLBROOK WTW | West Bay Road | Chemical Oxygen Demand Shaken as 0 | - | 800 | mg/l | 31.2 | Vehicle and plant washing (Low Impact) | Hampshire West | Pre Market Reform | Pre Market Reform | Consent | -
12779 | 1 | Low Risk Consent | Pentalver Transport Limited | 6th Floor The Lewis Building | 35 Bull Street | - | Birmingham | - | B4 6EQ | Pentalver Ltd | West Bay Road | Western Docks | Southampton | Hampshire | SO15 1AW | 2002-05-13 | 5 | 0.2 | 08:00 to 17:00 | MILLBROOK WTW | West Bay Road | Solids Suspended 105 Degrees C | - | 400 | mg/l | 31.2 | Vehicle and plant washing (Low Impact) | Hampshire West | Pre Market Reform | Pre Market Reform | Consent | -
12779 | 1 | Low Risk Consent | Pentalver Transport Limited | 6th Floor The Lewis Building | 35 Bull Street | - | Birmingham | - | B4 6EQ | Pentalver Ltd | West Bay Road | Western Docks | Southampton | Hampshire | SO15 1AW | 2002-05-13 | 5 | 0.2 | 08:00 to 17:00 | MILLBROOK WTW | West Bay Road | Solids Suspended 105C at pH7 | - | 400 | mg/l | 31.2 | Vehicle and plant washing (Low Impact) | Hampshire West | Pre Market Reform | Pre Market Reform | Consent | -
12786 | 1 | Low Risk Consent | Taurus Waste Recycling Limited | Taurus House | Lynchford Lane | - | Farnborough | Hampshire | GU14 6JB | CONCRETE MIXING PLANT | BROADCUT | - | FAREHAM | HA | PO16 8ST | 2002-05-31 | 1 | - | - | PEEL COMMON WTW | Eastern side of boundry | Chemical Oxygen Demand Settled as 0 | - | 800 | mg/l | 40.1 | Rainwater and surface water run-off (Medium Impact). Fire fighting foam training | Hampshire East | Pre Market Reform | Pre Market Reform | Consent | -
12786 | 1 | Low Risk Consent | Taurus Waste Recycling Limited | Taurus House | Lynchford Lane | - | Farnborough | Hampshire | GU14 6JB | CONCRETE MIXING PLANT | BROADCUT | - | FAREHAM | HA | PO16 8ST | 2002-05-31 | 1 | - | - | PEEL COMMON WTW | Eastern side of boundry | Chemical Oxygen Demand Shaken as 0 | - | 800 | mg/l | 40.1 | Rainwater and surface water run-off (Medium Impact). Fire fighting foam training | Hampshire East | Pre Market Reform | Pre Market Reform | Consent | -
12786 | 1 | Low Risk Consent | Taurus Waste Recycling Limited | Taurus House | Lynchford Lane | - | Farnborough | Hampshire | GU14 6JB | CONCRETE MIXING PLANT | BROADCUT | - | FAREHAM | HA | PO16 8ST | 2002-05-31 | 1 | - | - | PEEL COMMON WTW | Eastern side of boundry | Solids Suspended 105 Degrees C | - | 400 | mg/l | 40.1 | Rainwater and surface water run-off (Medium Impact). Fire fighting foam training | Hampshire East | Pre Market Reform | Pre Market Reform | Consent | -
12786 | 1 | Low Risk Consent | Taurus Waste Recycling Limited | Taurus House | Lynchford Lane | - | Farnborough | Hampshire | GU14 6JB | CONCRETE MIXING PLANT | BROADCUT | - | FAREHAM | HA | PO16 8ST | 2002-05-31 | 1 | - | - | PEEL COMMON WTW | Eastern side of boundry | Solids Suspended 105C at pH7 | - | 400 | mg/l | 40.1 | Rainwater and surface water run-off (Medium Impact). Fire fighting foam training | Hampshire East | Pre Market Reform | Pre Market Reform | Consent | -
12787 | 1 | Low Risk Consent | AAH Pharmaceuticals Limited | - | Sapphire Court | Walsgrave Triangle | Coventry | - | CV2 2TX | UNIT 11-12 | NUTWOOD WAY | - | SOUTHAMPTON | HA | SO40 3SZ | 2002-06-06 | 0.24 | 0.2 | 11:00 to 18:00 | SLOWHILL COPSE MARCHWOOD WTW | nutwood way | Chemical Oxygen Demand Settled as 0 | - | 800 | mg/l | 31.2 | Vehicle and plant washing (Low Impact) | Hampshire West | Pre Market Reform | Pre Market Reform | Consent | -
12787 | 1 | Low Risk Consent | AAH Pharmaceuticals Limited | - | Sapphire Court | Walsgrave Triangle | Coventry | - | CV2 2TX | UNIT 11-12 | NUTWOOD WAY | - | SOUTHAMPTON | HA | SO40 3SZ | 2002-06-06 | 0.24 | 0.2 | 11:00 to 18:00 | SLOWHILL COPSE MARCHWOOD WTW | nutwood way | Chemical Oxygen Demand Shaken as 0 | - | 800 | mg/l | 31.2 | Vehicle and plant washing (Low Impact) | Hampshire West | Pre Market Reform | Pre Market Reform | Consent | -
12787 | 1 | Low Risk Consent | AAH Pharmaceuticals Limited | - | Sapphire Court | Walsgrave Triangle | Coventry | - | CV2 2TX | UNIT 11-12 | NUTWOOD WAY | - | SOUTHAMPTON | HA | SO40 3SZ | 2002-06-06 | 0.24 | 0.2 | 11:00 to 18:00 | SLOWHILL COPSE MARCHWOOD WTW | nutwood way | Solids Suspended 105 Degrees C | - | 400 | mg/l | 31.2 | Vehicle and plant washing (Low Impact) | Hampshire West | Pre Market Reform | Pre Market Reform | Consent | -
12787 | 1 | Low Risk Consent | AAH Pharmaceuticals Limited | - | Sapphire Court | Walsgrave Triangle | Coventry | - | CV2 2TX | UNIT 11-12 | NUTWOOD WAY | - | SOUTHAMPTON | HA | SO40 3SZ | 2002-06-06 | 0.24 | 0.2 | 11:00 to 18:00 | SLOWHILL COPSE MARCHWOOD WTW | nutwood way | Solids Suspended 105C at pH7 | - | 400 | mg/l | 31.2 | Vehicle and plant washing (Low Impact) | Hampshire West | Pre Market Reform | Pre Market Reform | Consent | -
12794 | 1 | Low Risk Consent | Huhtamaki (UK) Limited | - | Rowner Road | Holbrook | Gosport | Hampshire | PO13 0PR | WAREHOUSE FACTORY & PREMISES | ROWNER ROAD | - | GOSPORT | HA | PO13 9UF | 2002-06-26 | 1 | 0.05 | 0001- 2359 | PEEL COMMON WTW | Rowner Road | Chemical Oxygen Demand Settled as 0 | - | 800 | mg/l | 24.1 | Printing and related activities (High impact) | Hampshire East | Pre Market Reform | Pre Market Reform | Consent | -
12794 | 1 | Low Risk Consent | Huhtamaki (UK) Limited | - | Rowner Road | Holbrook | Gosport | Hampshire | PO13 0PR | WAREHOUSE FACTORY & PREMISES | ROWNER ROAD | - | GOSPORT | HA | PO13 9UF | 2002-06-26 | 1 | 0.05 | 0001- 2359 | PEEL COMMON WTW | Rowner Road | Chemical Oxygen Demand Shaken as 0 | - | 800 | mg/l | 24.1 | Printing and related activities (High impact) | Hampshire East | Pre Market Reform | Pre Market Reform | Consent | -
12794 | 1 | Low Risk Consent | Huhtamaki (UK) Limited | - | Rowner Road | Holbrook | Gosport | Hampshire | PO13 0PR | WAREHOUSE FACTORY & PREMISES | ROWNER ROAD | - | GOSPORT | HA | PO13 9UF | 2002-06-26 | 1 | 0.05 | 0001- 2359 | PEEL COMMON WTW | Rowner Road | Solids Suspended 105 Degrees C | - | 400 | mg/l | 24.1 | Printing and related activities (High impact) | Hampshire East | Pre Market Reform | Pre Market Reform | Consent | -
12794 | 1 | Low Risk Consent | Huhtamaki (UK) Limited | - | Rowner Road | Holbrook | Gosport | Hampshire | PO13 0PR | WAREHOUSE FACTORY & PREMISES | ROWNER ROAD | - | GOSPORT | HA | PO13 9UF | 2002-06-26 | 1 | 0.05 | 0001- 2359 | PEEL COMMON WTW | Rowner Road | Solids Suspended 105C at pH7 | - | 400 | mg/l | 24.1 | Printing and related activities (High impact) | Hampshire East | Pre Market Reform | Pre Market Reform | Consent | -
12795 | 2 | Tier 2 Consent | First Hampshire & Dorset Limited | Bus Depot | Empress Road | - | Southampton | Hampshire | SO14 0JW | BUS DEPOT | GOSPORT ROAD | - | FAREHAM | HA | PO16 0ST | 2001-04-01 | 60 | 1.7 | At all times | PEEL COMMON WTW | Gosport Road | Chemical Oxygen Demand Shaken as 0 | - | 2000 | mg/l | 31.2 | Vehicle and plant washing (Low Impact) | Hampshire East | Waste water arising from washing of commercial passenger vehicles | Bus company | Consent | SALTERNS LANE FAREHAM WPS
12795 | 2 | Tier 2 Consent | First Hampshire & Dorset Limited | Bus Depot | Empress Road | - | Southampton | Hampshire | SO14 0JW | BUS DEPOT | GOSPORT ROAD | - | FAREHAM | HA | PO16 0ST | 2001-04-01 | 60 | 1.7 | At all times | PEEL COMMON WTW | Gosport Road | Oil and Grease | - | 200 | mg/l | 31.2 | Vehicle and plant washing (Low Impact) | Hampshire East | Waste water arising from washing of commercial passenger vehicles | Bus company | Consent | SALTERNS LANE FAREHAM WPS
12795 | 2 | Tier 2 Consent | First Hampshire & Dorset Limited | Bus Depot | Empress Road | - | Southampton | Hampshire | SO14 0JW | BUS DEPOT | GOSPORT ROAD | - | FAREHAM | HA | PO16 0ST | 2001-04-01 | 60 | 1.7 | At all times | PEEL COMMON WTW | Gosport Road | pH | 6 | 10 | pH Units | 31.2 | Vehicle and plant washing (Low Impact) | Hampshire East | Waste water arising from washing of commercial passenger vehicles | Bus company | Consent | SALTERNS LANE FAREHAM WPS
12795 | 2 | Tier 2 Consent | First Hampshire & Dorset Limited | Bus Depot | Empress Road | - | Southampton | Hampshire | SO14 0JW | BUS DEPOT | GOSPORT ROAD | - | FAREHAM | HA | PO16 0ST | 2001-04-01 | 60 | 1.7 | At all times | PEEL COMMON WTW | Gosport Road | Solids Suspended 105 Degrees C | - | 400 | mg/l | 31.2 | Vehicle and plant washing (Low Impact) | Hampshire East | Waste water arising from washing of commercial passenger vehicles | Bus company | Consent | SALTERNS LANE FAREHAM WPS
12801 | 1 | Low Risk Consent | Balfour Beatty Rail Limited | 5 | Churchill Place | Canary Wharf | London | - | E14 5HU | LONG WELDERS RAIL DEPOT NEWWORK RAIL | DUTTON LANE | - | EASTLEIGH | HA | SO50 6AA | 2002-07-03 | 0.5 | 0.15 | 07:30 to 18:00 | CHICKENHALL EASTLEIGH WTW | dutton lane | Chemical Oxygen Demand Settled as 0 | - | 800 | mg/l | 31.1 | Vehicle and plant washing (Medium Impact) | Hampshire West | Pre Market Reform | Pre Market Reform | Consent | Pre Market Reform
12801 | 1 | Low Risk Consent | Balfour Beatty Rail Limited | 5 | Churchill Place | Canary Wharf | London | - | E14 5HU | LONG WELDERS RAIL DEPOT NEWWORK RAIL | DUTTON LANE | - | EASTLEIGH | HA | SO50 6AA | 2002-07-03 | 0.5 | 0.15 | 07:30 to 18:00 | CHICKENHALL EASTLEIGH WTW | dutton lane | Chemical Oxygen Demand Shaken as 0 | - | 800 | mg/l | 31.1 | Vehicle and plant washing (Medium Impact) | Hampshire West | Pre Market Reform | Pre Market Reform | Consent | Pre Market Reform
12801 | 1 | Low Risk Consent | Balfour Beatty Rail Limited | 5 | Churchill Place | Canary Wharf | London | - | E14 5HU | LONG WELDERS RAIL DEPOT NEWWORK RAIL | DUTTON LANE | - | EASTLEIGH | HA | SO50 6AA | 2002-07-03 | 0.5 | 0.15 | 07:30 to 18:00 | CHICKENHALL EASTLEIGH WTW | dutton lane | Solids Suspended 105 Degrees C | - | 400 | mg/l | 31.1 | Vehicle and plant washing (Medium Impact) | Hampshire West | Pre Market Reform | Pre Market Reform | Consent | Pre Market Reform
12801 | 1 | Low Risk Consent | Balfour Beatty Rail Limited | 5 | Churchill Place | Canary Wharf | London | - | E14 5HU | LONG WELDERS RAIL DEPOT NEWWORK RAIL | DUTTON LANE | - | EASTLEIGH | HA | SO50 6AA | 2002-07-03 | 0.5 | 0.15 | 07:30 to 18:00 | CHICKENHALL EASTLEIGH WTW | dutton lane | Solids Suspended 105C at pH7 | - | 400 | mg/l | 31.1 | Vehicle and plant washing (Medium Impact) | Hampshire West | Pre Market Reform | Pre Market Reform | Consent | Pre Market Reform
12803 | 1 | Low Risk Consent | Balfour Beatty Rail Limited | 5 | Churchill Place | Canary Wharf | London | - | E14 5HU | Old Railway Works |  | Newtown Road | Ashford |  | TN24 0PN | 2008-04-18 | 1.09 | 0.15 | 07.30 - 18.00 | ASHFORD WTW | Newtown Road | Chemical Oxygen Demand Settled as 0 | - | 800 | mg/l | 31.3 | Vehicle and plant washing (Low Impact) | Kent East | Pre Market Reform | Pre Market Reform | Consent | -
12803 | 1 | Low Risk Consent | Balfour Beatty Rail Limited | 5 | Churchill Place | Canary Wharf | London | - | E14 5HU | Old Railway Works |  | Newtown Road | Ashford |  | TN24 0PN | 2008-04-18 | 1.09 | 0.15 | 07.30 - 18.00 | ASHFORD WTW | Newtown Road | Chemical Oxygen Demand Shaken as 0 | - | 800 | mg/l | 31.3 | Vehicle and plant washing (Low Impact) | Kent East | Pre Market Reform | Pre Market Reform | Consent | -
12803 | 1 | Low Risk Consent | Balfour Beatty Rail Limited | 5 | Churchill Place | Canary Wharf | London | - | E14 5HU | Old Railway Works |  | Newtown Road | Ashford |  | TN24 0PN | 2008-04-18 | 1.09 | 0.15 | 07.30 - 18.00 | ASHFORD WTW | Newtown Road | Solids Suspended 105 Degrees C | - | 400 | mg/l | 31.3 | Vehicle and plant washing (Low Impact) | Kent East | Pre Market Reform | Pre Market Reform | Consent | -
12803 | 1 | Low Risk Consent | Balfour Beatty Rail Limited | 5 | Churchill Place | Canary Wharf | London | - | E14 5HU | Old Railway Works |  | Newtown Road | Ashford |  | TN24 0PN | 2008-04-18 | 1.09 | 0.15 | 07.30 - 18.00 | ASHFORD WTW | Newtown Road | Solids Suspended 105C at pH7 | - | 400 | mg/l | 31.3 | Vehicle and plant washing (Low Impact) | Kent East | Pre Market Reform | Pre Market Reform | Consent | -
12810 | 1 | Tier 1 Consent | Roko Portsmouth Ltd | Roko Health Club | Wilford Lane | West Bridgford | Nottingham | - | NG2 7RN | 442 | COPNOR ROAD |  | PORTSMOUTH | HA | PO3 5EW | 2002-07-16 | 50 | 5 | At all times | BUDDS FARM HAVANT WTW | Copnor Road | Chemical Oxygen Demand Shaken as 0 | - | 800 | mg/l | 32.1 | Leisure facilities | Hampshire East | Commercial Swimming pool - Leisure facilities | Commercial Swimming pool - Leisure facilities | Consent | -
12810 | 1 | Tier 1 Consent | Roko Portsmouth Ltd | Roko Health Club | Wilford Lane | West Bridgford | Nottingham | - | NG2 7RN | 442 | COPNOR ROAD |  | PORTSMOUTH | HA | PO3 5EW | 2002-07-16 | 50 | 5 | At all times | BUDDS FARM HAVANT WTW | Copnor Road | pH | 6 | 10 | pH Units | 32.1 | Leisure facilities | Hampshire East | Commercial Swimming pool - Leisure facilities | Commercial Swimming pool - Leisure facilities | Consent | -
12810 | 1 | Tier 1 Consent | Roko Portsmouth Ltd | Roko Health Club | Wilford Lane | West Bridgford | Nottingham | - | NG2 7RN | 442 | COPNOR ROAD |  | PORTSMOUTH | HA | PO3 5EW | 2002-07-16 | 50 | 5 | At all times | BUDDS FARM HAVANT WTW | Copnor Road | Solids Suspended 105 Degrees C | - | 400 | mg/l | 32.1 | Leisure facilities | Hampshire East | Commercial Swimming pool - Leisure facilities | Commercial Swimming pool - Leisure facilities | Consent | -
12816 | 2 | Tier 1 Consent | Portsmouth Water Limited | PO Box 8 | West Street |  | Havant | Hampshire | PO9 1LG | LOVEDEAN WATER TREATMENT WORKS | LOVEDEAN LANE | - | WATERLOOVILLE | HA | PO8 9RY | 2002-07-29 | 480 | 5.6 | At all times | BUDDS FARM HAVANT WTW | Lovedean Lane | Chemical Oxygen Demand Shaken as 0 | - | 800 | mg/l | 39.4 | Water treatment; softener plants; heating system flushing | Hampshire East | Waste water from the operation of a membrane filtration plant for removal of cryptosporidium | Drinking water Company | Consent | -
12816 | 2 | Tier 1 Consent | Portsmouth Water Limited | PO Box 8 | West Street |  | Havant | Hampshire | PO9 1LG | LOVEDEAN WATER TREATMENT WORKS | LOVEDEAN LANE | - | WATERLOOVILLE | HA | PO8 9RY | 2002-07-29 | 480 | 5.6 | At all times | BUDDS FARM HAVANT WTW | Lovedean Lane | Chlorine Free as Cl2 | - | 1.5 | mg/l | 39.4 | Water treatment; softener plants; heating system flushing | Hampshire East | Waste water from the operation of a membrane filtration plant for removal of cryptosporidium | Drinking water Company | Consent | -
12816 | 2 | Tier 1 Consent | Portsmouth Water Limited | PO Box 8 | West Street |  | Havant | Hampshire | PO9 1LG | LOVEDEAN WATER TREATMENT WORKS | LOVEDEAN LANE | - | WATERLOOVILLE | HA | PO8 9RY | 2002-07-29 | 480 | 5.6 | At all times | BUDDS FARM HAVANT WTW | Lovedean Lane | pH | 6 | 10 | pH Units | 39.4 | Water treatment; softener plants; heating system flushing | Hampshire East | Waste water from the operation of a membrane filtration plant for removal of cryptosporidium | Drinking water Company | Consent | -
12816 | 2 | Tier 1 Consent | Portsmouth Water Limited | PO Box 8 | West Street |  | Havant | Hampshire | PO9 1LG | LOVEDEAN WATER TREATMENT WORKS | LOVEDEAN LANE | - | WATERLOOVILLE | HA | PO8 9RY | 2002-07-29 | 480 | 5.6 | At all times | BUDDS FARM HAVANT WTW | Lovedean Lane | Solids Suspended 105 Degrees C | - | 400 | mg/l | 39.4 | Water treatment; softener plants; heating system flushing | Hampshire East | Waste water from the operation of a membrane filtration plant for removal of cryptosporidium | Drinking water Company | Consent | -
12825 | 4 | Tier 1 Consent | South East Water | South East Water | Rocfort Road |  | Snodland | Kent | ME6 5AH | GREATHAM PS | FOREST ROAD | - | LISS | HA | GU33 7BX | 2002-04-01 | 191 | 3 | At all times | LISS WTW | Forest Road | Chemical Oxygen Demand Shaken as 0 | - | 2000 | mg/l | 39.4 | Water treatment; softener plants; heating system flushing | Hampshire East | Backwash of Pumping Station | Water Company | Consent | -
12825 | 4 | Tier 1 Consent | South East Water | South East Water | Rocfort Road |  | Snodland | Kent | ME6 5AH | GREATHAM PS | FOREST ROAD | - | LISS | HA | GU33 7BX | 2002-04-01 | 191 | 3 | At all times | LISS WTW | Forest Road | Oil and Grease | - | 200 | mg/l | 39.4 | Water treatment; softener plants; heating system flushing | Hampshire East | Backwash of Pumping Station | Water Company | Consent | -
12825 | 4 | Tier 1 Consent | South East Water | South East Water | Rocfort Road |  | Snodland | Kent | ME6 5AH | GREATHAM PS | FOREST ROAD | - | LISS | HA | GU33 7BX | 2002-04-01 | 191 | 3 | At all times | LISS WTW | Forest Road | pH | 6 | 10 | pH Units | 39.4 | Water treatment; softener plants; heating system flushing | Hampshire East | Backwash of Pumping Station | Water Company | Consent | -
12825 | 4 | Tier 1 Consent | South East Water | South East Water | Rocfort Road |  | Snodland | Kent | ME6 5AH | GREATHAM PS | FOREST ROAD | - | LISS | HA | GU33 7BX | 2002-04-01 | 191 | 3 | At all times | LISS WTW | Forest Road | Solids Suspended 105 Degrees C | - | 400 | mg/l | 39.4 | Water treatment; softener plants; heating system flushing | Hampshire East | Backwash of Pumping Station | Water Company | Consent | -
12827 | 2 | Tier 1 Consent | Active Life Limited | Minerva House | 5 Montague Close | - | London | - | SE1 9BB | KINGSMEAD SWIMMING POOL | KINGSMEAD ROAD | - | CANTERBURY | KE | CT2 7PH | 2002-04-01 | 87.3 | 0.5 |  | CANTERBURY WTW | Kingsmead Road | Chemical Oxygen Demand Shaken as 0 | - | 800 | mg/l | 32.1 | Leisure facilities | Kent East | Swimming Pools: Commercial Swimming Pools process | Pre Market Reform | Consent | -
12827 | 2 | Tier 1 Consent | Active Life Limited | Minerva House | 5 Montague Close | - | London | - | SE1 9BB | KINGSMEAD SWIMMING POOL | KINGSMEAD ROAD | - | CANTERBURY | KE | CT2 7PH | 2002-04-01 | 87.3 | 0.5 |  | CANTERBURY WTW | Kingsmead Road | Detergents Anionic | - | 20 | mg/l | 32.1 | Leisure facilities | Kent East | Swimming Pools: Commercial Swimming Pools process | Pre Market Reform | Consent | -
12827 | 2 | Tier 1 Consent | Active Life Limited | Minerva House | 5 Montague Close | - | London | - | SE1 9BB | KINGSMEAD SWIMMING POOL | KINGSMEAD ROAD | - | CANTERBURY | KE | CT2 7PH | 2002-04-01 | 87.3 | 0.5 |  | CANTERBURY WTW | Kingsmead Road | Detergents Non-Ionic | - | 20 | mg/l | 32.1 | Leisure facilities | Kent East | Swimming Pools: Commercial Swimming Pools process | Pre Market Reform | Consent | -
12827 | 2 | Tier 1 Consent | Active Life Limited | Minerva House | 5 Montague Close | - | London | - | SE1 9BB | KINGSMEAD SWIMMING POOL | KINGSMEAD ROAD | - | CANTERBURY | KE | CT2 7PH | 2002-04-01 | 87.3 | 0.5 |  | CANTERBURY WTW | Kingsmead Road | pH | 6 | 10 | pH Units | 32.1 | Leisure facilities | Kent East | Swimming Pools: Commercial Swimming Pools process | Pre Market Reform | Consent | -
12827 | 2 | Tier 1 Consent | Active Life Limited | Minerva House | 5 Montague Close | - | London | - | SE1 9BB | KINGSMEAD SWIMMING POOL | KINGSMEAD ROAD | - | CANTERBURY | KE | CT2 7PH | 2002-04-01 | 87.3 | 0.5 |  | CANTERBURY WTW | Kingsmead Road | Solids Suspended 105 Degrees C | - | 400 | mg/l | 32.1 | Leisure facilities | Kent East | Swimming Pools: Commercial Swimming Pools process | Pre Market Reform | Consent | -
12827 | 2 | Tier 1 Consent | Active Life Limited | Minerva House | 5 Montague Close | - | London | - | SE1 9BB | KINGSMEAD SWIMMING POOL | KINGSMEAD ROAD | - | CANTERBURY | KE | CT2 7PH | 2002-04-01 | 87.3 | 0.5 |  | CANTERBURY WTW | Kingsmead Road | Sulphate as S04 | - | 500 | mg/l | 32.1 | Leisure facilities | Kent East | Swimming Pools: Commercial Swimming Pools process | Pre Market Reform | Consent | -
12828 | 2 | Tier 2 Consent | Active Life Limited | Minerva House | 5 Montague Close | - | London | - | SE1 9BB | Heron's Pool | WILLIAM STREET | - | HERNE BAY | KE | CT6 5NX | 2002-04-01 | 15 | 0.5 | At all times | MAY STREET HERNE BAY WTW | William Street | Chemical Oxygen Demand Shaken as 0 | - | 1000 | mg/l | 32.1 | Leisure facilities | Kent East | Swimming Pools: Commercial Swimming Pools process | Pre Market Reform | Consent | -
12828 | 2 | Tier 2 Consent | Active Life Limited | Minerva House | 5 Montague Close | - | London | - | SE1 9BB | Heron's Pool | WILLIAM STREET | - | HERNE BAY | KE | CT6 5NX | 2002-04-01 | 15 | 0.5 | At all times | MAY STREET HERNE BAY WTW | William Street | Oil and Grease | - | 200 | mg/l | 32.1 | Leisure facilities | Kent East | Swimming Pools: Commercial Swimming Pools process | Pre Market Reform | Consent | -
12828 | 2 | Tier 2 Consent | Active Life Limited | Minerva House | 5 Montague Close | - | London | - | SE1 9BB | Heron's Pool | WILLIAM STREET | - | HERNE BAY | KE | CT6 5NX | 2002-04-01 | 15 | 0.5 | At all times | MAY STREET HERNE BAY WTW | William Street | pH | 6 | 10 | pH Units | 32.1 | Leisure facilities | Kent East | Swimming Pools: Commercial Swimming Pools process | Pre Market Reform | Consent | -
12828 | 2 | Tier 2 Consent | Active Life Limited | Minerva House | 5 Montague Close | - | London | - | SE1 9BB | Heron's Pool | WILLIAM STREET | - | HERNE BAY | KE | CT6 5NX | 2002-04-01 | 15 | 0.5 | At all times | MAY STREET HERNE BAY WTW | William Street | Solids Suspended 105 Degrees C | - | 500 | mg/l | 32.1 | Leisure facilities | Kent East | Swimming Pools: Commercial Swimming Pools process | Pre Market Reform | Consent | -
12828 | 2 | Tier 2 Consent | Active Life Limited | Minerva House | 5 Montague Close | - | London | - | SE1 9BB | Heron's Pool | WILLIAM STREET | - | HERNE BAY | KE | CT6 5NX | 2002-04-01 | 15 | 0.5 | At all times | MAY STREET HERNE BAY WTW | William Street | Sulphate as S04 | - | 500 | mg/l | 32.1 | Leisure facilities | Kent East | Swimming Pools: Commercial Swimming Pools process | Pre Market Reform | Consent | -
12829 | 2 | Tier 2 Consent | Active Life Limited | Minerva House | 5 Montague Close | - | London | - | SE1 9BB | Whitsable Pool | Tower Parade | - | Whistable | KE | CT5 2BJ | 2002-04-01 | 15 | 0.5 | At all times | SWALECLIFFE WTW | Beach Walk | Chemical Oxygen Demand Shaken as 0 | - | 1000 | mg/l | 32.1 | Leisure facilities | Kent East | Swimming Pools: Commercial Swimming Pools process | Pre Market Reform | Consent | -
12829 | 2 | Tier 2 Consent | Active Life Limited | Minerva House | 5 Montague Close | - | London | - | SE1 9BB | Whitsable Pool | Tower Parade | - | Whistable | KE | CT5 2BJ | 2002-04-01 | 15 | 0.5 | At all times | SWALECLIFFE WTW | Beach Walk | Oil and Grease | - | 200 | mg/l | 32.1 | Leisure facilities | Kent East | Swimming Pools: Commercial Swimming Pools process | Pre Market Reform | Consent | -
12829 | 2 | Tier 2 Consent | Active Life Limited | Minerva House | 5 Montague Close | - | London | - | SE1 9BB | Whitsable Pool | Tower Parade | - | Whistable | KE | CT5 2BJ | 2002-04-01 | 15 | 0.5 | At all times | SWALECLIFFE WTW | Beach Walk | pH | 6 | 10 | pH Units | 32.1 | Leisure facilities | Kent East | Swimming Pools: Commercial Swimming Pools process | Pre Market Reform | Consent | -
12829 | 2 | Tier 2 Consent | Active Life Limited | Minerva House | 5 Montague Close | - | London | - | SE1 9BB | Whitsable Pool | Tower Parade | - | Whistable | KE | CT5 2BJ | 2002-04-01 | 15 | 0.5 | At all times | SWALECLIFFE WTW | Beach Walk | Solids Suspended 105 Degrees C | - | 500 | mg/l | 32.1 | Leisure facilities | Kent East | Swimming Pools: Commercial Swimming Pools process | Pre Market Reform | Consent | -
12829 | 2 | Tier 2 Consent | Active Life Limited | Minerva House | 5 Montague Close | - | London | - | SE1 9BB | Whitsable Pool | Tower Parade | - | Whistable | KE | CT5 2BJ | 2002-04-01 | 15 | 0.5 | At all times | SWALECLIFFE WTW | Beach Walk | Sulphate as S04 | - | 500 | mg/l | 32.1 | Leisure facilities | Kent East | Swimming Pools: Commercial Swimming Pools process | Pre Market Reform | Consent | -
12836 | 2 | Tier 2 Consent | Tomburn Limited |  | Gunstore Road | Hilsea | Portsmouth | Hampshire | PO3 5HL | WAREHOUSE | GUNSTORE ROAD |  | PORTSMOUTH |  | PO3 5HL | 2002-04-01 | 50 | 2 | At all times | BUDDS FARM HAVANT WTW | Gunstore Road | Aluminium Total | - | 5 | ug/l | 22.2 | Plating and metal finishing (Medium Impact) | Hampshire East | Metal plating company | Metal Plating company | Consent | ACKWORTH ROAD HILSEA WPS
12836 | 2 | Tier 2 Consent | Tomburn Limited |  | Gunstore Road | Hilsea | Portsmouth | Hampshire | PO3 5HL | WAREHOUSE | GUNSTORE ROAD |  | PORTSMOUTH |  | PO3 5HL | 2002-04-01 | 50 | 2 | At all times | BUDDS FARM HAVANT WTW | Gunstore Road | Chemical Oxygen Demand Shaken as 0 | - | 500 | mg/l | 22.2 | Plating and metal finishing (Medium Impact) | Hampshire East | Metal plating company | Metal Plating company | Consent | ACKWORTH ROAD HILSEA WPS
12836 | 2 | Tier 2 Consent | Tomburn Limited |  | Gunstore Road | Hilsea | Portsmouth | Hampshire | PO3 5HL | WAREHOUSE | GUNSTORE ROAD |  | PORTSMOUTH |  | PO3 5HL | 2002-04-01 | 50 | 2 | At all times | BUDDS FARM HAVANT WTW | Gunstore Road | Chloride | - | 1400 | mg/l | 22.2 | Plating and metal finishing (Medium Impact) | Hampshire East | Metal plating company | Metal Plating company | Consent | ACKWORTH ROAD HILSEA WPS
12836 | 2 | Tier 2 Consent | Tomburn Limited |  | Gunstore Road | Hilsea | Portsmouth | Hampshire | PO3 5HL | WAREHOUSE | GUNSTORE ROAD |  | PORTSMOUTH |  | PO3 5HL | 2002-04-01 | 50 | 2 | At all times | BUDDS FARM HAVANT WTW | Gunstore Road | Chromium Total mg/l | - | 3 | ug/l | 22.2 | Plating and metal finishing (Medium Impact) | Hampshire East | Metal plating company | Metal Plating company | Consent | ACKWORTH ROAD HILSEA WPS
12836 | 2 | Tier 2 Consent | Tomburn Limited |  | Gunstore Road | Hilsea | Portsmouth | Hampshire | PO3 5HL | WAREHOUSE | GUNSTORE ROAD |  | PORTSMOUTH |  | PO3 5HL | 2002-04-01 | 50 | 2 | At all times | BUDDS FARM HAVANT WTW | Gunstore Road | Nitrogen Ammoniacal as N | - | 200 | mg/l | 22.2 | Plating and metal finishing (Medium Impact) | Hampshire East | Metal plating company | Metal Plating company | Consent | ACKWORTH ROAD HILSEA WPS
12836 | 2 | Tier 2 Consent | Tomburn Limited |  | Gunstore Road | Hilsea | Portsmouth | Hampshire | PO3 5HL | WAREHOUSE | GUNSTORE ROAD |  | PORTSMOUTH |  | PO3 5HL | 2002-04-01 | 50 | 2 | At all times | BUDDS FARM HAVANT WTW | Gunstore Road | pH | 6 | 10 | pH Units | 22.2 | Plating and metal finishing (Medium Impact) | Hampshire East | Metal plating company | Metal Plating company | Consent | ACKWORTH ROAD HILSEA WPS
12836 | 2 | Tier 2 Consent | Tomburn Limited |  | Gunstore Road | Hilsea | Portsmouth | Hampshire | PO3 5HL | WAREHOUSE | GUNSTORE ROAD |  | PORTSMOUTH |  | PO3 5HL | 2002-04-01 | 50 | 2 | At all times | BUDDS FARM HAVANT WTW | Gunstore Road | Phosphate Total as P. | - | 30 | mg/l | 22.2 | Plating and metal finishing (Medium Impact) | Hampshire East | Metal plating company | Metal Plating company | Consent | ACKWORTH ROAD HILSEA WPS
12836 | 2 | Tier 2 Consent | Tomburn Limited |  | Gunstore Road | Hilsea | Portsmouth | Hampshire | PO3 5HL | WAREHOUSE | GUNSTORE ROAD |  | PORTSMOUTH |  | PO3 5HL | 2002-04-01 | 50 | 2 | At all times | BUDDS FARM HAVANT WTW | Gunstore Road | Solids Suspended 105 Degrees C | - | 200 | mg/l | 22.2 | Plating and metal finishing (Medium Impact) | Hampshire East | Metal plating company | Metal Plating company | Consent | ACKWORTH ROAD HILSEA WPS
12836 | 2 | Tier 2 Consent | Tomburn Limited |  | Gunstore Road | Hilsea | Portsmouth | Hampshire | PO3 5HL | WAREHOUSE | GUNSTORE ROAD |  | PORTSMOUTH |  | PO3 5HL | 2002-04-01 | 50 | 2 | At all times | BUDDS FARM HAVANT WTW | Gunstore Road | Sulphate as S04 | - | 1800 | mg/l | 22.2 | Plating and metal finishing (Medium Impact) | Hampshire East | Metal plating company | Metal Plating company | Consent | ACKWORTH ROAD HILSEA WPS
12836 | 2 | Tier 2 Consent | Tomburn Limited |  | Gunstore Road | Hilsea | Portsmouth | Hampshire | PO3 5HL | WAREHOUSE | GUNSTORE ROAD |  | PORTSMOUTH |  | PO3 5HL | 2002-04-01 | 50 | 2 | At all times | BUDDS FARM HAVANT WTW | Gunstore Road | Sulphide as S | - | 6 | mg/l | 22.2 | Plating and metal finishing (Medium Impact) | Hampshire East | Metal plating company | Metal Plating company | Consent | ACKWORTH ROAD HILSEA WPS
12836 | 2 | Tier 2 Consent | Tomburn Limited |  | Gunstore Road | Hilsea | Portsmouth | Hampshire | PO3 5HL | WAREHOUSE | GUNSTORE ROAD |  | PORTSMOUTH |  | PO3 5HL | 2002-04-01 | 50 | 2 | At all times | BUDDS FARM HAVANT WTW | Gunstore Road | Zinc Total mg/l | - | 2 | ug/l | 22.2 | Plating and metal finishing (Medium Impact) | Hampshire East | Metal plating company | Metal Plating company | Consent | ACKWORTH ROAD HILSEA WPS
12838 | 1 | Tier 2 Consent | Selwood Ltd | 32-36 | Bournemouth Road | Chandler's Ford | Eastleigh | - | SO53 3ZL | 32-36 | BOURNEMOUTH ROAD | - | EASTLEIGH | HA | SO53 3ZL | 2002-04-01 | 3 | 0.1 | At all times | CHICKENHALL EASTLEIGH WTW | School Lane | Chemical Oxygen Demand Shaken as 0 | - | 2000 | mg/l | 31.3 | Vehicle and plant washing (Low Impact) | Hampshire West | Vehicle Washing process | Pre Market Reform | Consent | -
12838 | 1 | Tier 2 Consent | Selwood Ltd | 32-36 | Bournemouth Road | Chandler's Ford | Eastleigh | - | SO53 3ZL | 32-36 | BOURNEMOUTH ROAD | - | EASTLEIGH | HA | SO53 3ZL | 2002-04-01 | 3 | 0.1 | At all times | CHICKENHALL EASTLEIGH WTW | School Lane | Oil and Grease | - | 200 | mg/l | 31.3 | Vehicle and plant washing (Low Impact) | Hampshire West | Vehicle Washing process | Pre Market Reform | Consent | -
12838 | 1 | Tier 2 Consent | Selwood Ltd | 32-36 | Bournemouth Road | Chandler's Ford | Eastleigh | - | SO53 3ZL | 32-36 | BOURNEMOUTH ROAD | - | EASTLEIGH | HA | SO53 3ZL | 2002-04-01 | 3 | 0.1 | At all times | CHICKENHALL EASTLEIGH WTW | School Lane | pH | 6 | 10 | pH Units | 31.3 | Vehicle and plant washing (Low Impact) | Hampshire West | Vehicle Washing process | Pre Market Reform | Consent | -
12838 | 1 | Tier 2 Consent | Selwood Ltd | 32-36 | Bournemouth Road | Chandler's Ford | Eastleigh | - | SO53 3ZL | 32-36 | BOURNEMOUTH ROAD | - | EASTLEIGH | HA | SO53 3ZL | 2002-04-01 | 3 | 0.1 | At all times | CHICKENHALL EASTLEIGH WTW | School Lane | Solids Suspended 105 Degrees C | - | 400 | mg/l | 31.3 | Vehicle and plant washing (Low Impact) | Hampshire West | Vehicle Washing process | Pre Market Reform | Consent | -
12840 | 2 | Low Risk Consent | Whitstable Brewery | Little Telpitts Farm | Woodcock Lane | Grafty Green | Maidstone | Kent | ME17 2AY | Little Telpitts Farm | Woodcock Lane | Grafty Green | Maidstone | Kent | ME17 2AY | 2002-08-05 | 1 | 0.5 | 0000-2400 | ULCOMBE WTW | Lenham Road | Chemical Oxygen Demand Settled as 0 | - | 800 | mg/l | 1.3 | Alcoholic beverages (Low Impact) | Kent East | Pre Market Reform | Pre Market Reform | Consent | -
12840 | 2 | Low Risk Consent | Whitstable Brewery | Little Telpitts Farm | Woodcock Lane | Grafty Green | Maidstone | Kent | ME17 2AY | Little Telpitts Farm | Woodcock Lane | Grafty Green | Maidstone | Kent | ME17 2AY | 2002-08-05 | 1 | 0.5 | 0000-2400 | ULCOMBE WTW | Lenham Road | Chemical Oxygen Demand Shaken as 0 | - | 800 | mg/l | 1.3 | Alcoholic beverages (Low Impact) | Kent East | Pre Market Reform | Pre Market Reform | Consent | -
12840 | 2 | Low Risk Consent | Whitstable Brewery | Little Telpitts Farm | Woodcock Lane | Grafty Green | Maidstone | Kent | ME17 2AY | Little Telpitts Farm | Woodcock Lane | Grafty Green | Maidstone | Kent | ME17 2AY | 2002-08-05 | 1 | 0.5 | 0000-2400 | ULCOMBE WTW | Lenham Road | Solids Suspended 105 Degrees C | - | 400 | mg/l | 1.3 | Alcoholic beverages (Low Impact) | Kent East | Pre Market Reform | Pre Market Reform | Consent | -
12840 | 2 | Low Risk Consent | Whitstable Brewery | Little Telpitts Farm | Woodcock Lane | Grafty Green | Maidstone | Kent | ME17 2AY | Little Telpitts Farm | Woodcock Lane | Grafty Green | Maidstone | Kent | ME17 2AY | 2002-08-05 | 1 | 0.5 | 0000-2400 | ULCOMBE WTW | Lenham Road | Solids Suspended 105C at pH7 | - | 400 | mg/l | 1.3 | Alcoholic beverages (Low Impact) | Kent East | Pre Market Reform | Pre Market Reform | Consent | -
12841 | 1 | Low Risk Consent | East Kent Hospitals Trust | QEQM Hospital | St Peters Road | - | Margate | Kent | CT9 4AN | QUEEN ELIZABETH THE QUEEN MOTHERS HOSPIT | ST. PETERS ROAD | - | MARGATE | KE | CT9 4AN | 2002-08-01 | 1.2 | 0.2 |  | WEATHERLEES HILL B (MGATE &amp; BSTAIRS) WTW | College Road | Chemical Oxygen Demand Settled as 0 | - | 800 | mg/l | 39.2 | Boiler blowdown | Kent East | Pre Market Reform | Pre Market Reform | Consent | -
12841 | 1 | Low Risk Consent | East Kent Hospitals Trust | QEQM Hospital | St Peters Road | - | Margate | Kent | CT9 4AN | QUEEN ELIZABETH THE QUEEN MOTHERS HOSPIT | ST. PETERS ROAD | - | MARGATE | KE | CT9 4AN | 2002-08-01 | 1.2 | 0.2 |  | WEATHERLEES HILL B (MGATE &amp; BSTAIRS) WTW | College Road | Chemical Oxygen Demand Shaken as 0 | - | 800 | mg/l | 39.2 | Boiler blowdown | Kent East | Pre Market Reform | Pre Market Reform | Consent | -
12841 | 1 | Low Risk Consent | East Kent Hospitals Trust | QEQM Hospital | St Peters Road | - | Margate | Kent | CT9 4AN | QUEEN ELIZABETH THE QUEEN MOTHERS HOSPIT | ST. PETERS ROAD | - | MARGATE | KE | CT9 4AN | 2002-08-01 | 1.2 | 0.2 |  | WEATHERLEES HILL B (MGATE &amp; BSTAIRS) WTW | College Road | Solids Suspended 105 Degrees C | - | 400 | mg/l | 39.2 | Boiler blowdown | Kent East | Pre Market Reform | Pre Market Reform | Consent | -
12841 | 1 | Low Risk Consent | East Kent Hospitals Trust | QEQM Hospital | St Peters Road | - | Margate | Kent | CT9 4AN | QUEEN ELIZABETH THE QUEEN MOTHERS HOSPIT | ST. PETERS ROAD | - | MARGATE | KE | CT9 4AN | 2002-08-01 | 1.2 | 0.2 |  | WEATHERLEES HILL B (MGATE &amp; BSTAIRS) WTW | College Road | Solids Suspended 105C at pH7 | - | 400 | mg/l | 39.2 | Boiler blowdown | Kent East | Pre Market Reform | Pre Market Reform | Consent | -
12844 | 3 | Low Risk Consent | The Weald Smokery Ltd | Mount Farm | - | Flimwell | - | East Sussex | TN5 7QL | WEALD SMOKERY | MOUNT FARM THE MOUNT | - | WADHURST | SE | TN5 7QL | 2002-08-02 | 2 | 5 | at all times | TICEHURST WTW | Hawkhurst Road | Chemical Oxygen Demand Settled as 0 | - | 800 | mg/l | 9.2 | Food processing - General | Sussex East | Pre Market Reform | Pre Market Reform | Consent | MAIN STREET FLIMWELL WPS
12844 | 3 | Low Risk Consent | The Weald Smokery Ltd | Mount Farm | - | Flimwell | - | East Sussex | TN5 7QL | WEALD SMOKERY | MOUNT FARM THE MOUNT | - | WADHURST | SE | TN5 7QL | 2002-08-02 | 2 | 5 | at all times | TICEHURST WTW | Hawkhurst Road | Chemical Oxygen Demand Shaken as 0 | - | 800 | mg/l | 9.2 | Food processing - General | Sussex East | Pre Market Reform | Pre Market Reform | Consent | MAIN STREET FLIMWELL WPS
12844 | 3 | Low Risk Consent | The Weald Smokery Ltd | Mount Farm | - | Flimwell | - | East Sussex | TN5 7QL | WEALD SMOKERY | MOUNT FARM THE MOUNT | - | WADHURST | SE | TN5 7QL | 2002-08-02 | 2 | 5 | at all times | TICEHURST WTW | Hawkhurst Road | Solids Suspended 105 Degrees C | - | 400 | mg/l | 9.2 | Food processing - General | Sussex East | Pre Market Reform | Pre Market Reform | Consent | MAIN STREET FLIMWELL WPS
12844 | 3 | Low Risk Consent | The Weald Smokery Ltd | Mount Farm | - | Flimwell | - | East Sussex | TN5 7QL | WEALD SMOKERY | MOUNT FARM THE MOUNT | - | WADHURST | SE | TN5 7QL | 2002-08-02 | 2 | 5 | at all times | TICEHURST WTW | Hawkhurst Road | Solids Suspended 105C at pH7 | - | 400 | mg/l | 9.2 | Food processing - General | Sussex East | Pre Market Reform | Pre Market Reform | Consent | MAIN STREET FLIMWELL WPS
12847 | 1 | Tier 2 Consent | A1 Launderette |  | 65 Ordnance Street |  | Chatham | Kent | ME4 6SB | 65 | ORDNANCE STREET | - | CHATHAM | MW | ME4 6SB | 2002-10-17 | 5 | 0.1 | At all times | MOTNEY HILL WTW |  | Chemical Oxygen Demand Shaken as 0 | - | 800 | mg/l | 15.2 | Laundering (Small-scale/Coin-Op) | Kent West | Launderettes: Launderettes process | Pre Market Reform | Consent | -
12847 | 1 | Tier 2 Consent | A1 Launderette |  | 65 Ordnance Street |  | Chatham | Kent | ME4 6SB | 65 | ORDNANCE STREET | - | CHATHAM | MW | ME4 6SB | 2002-10-17 | 5 | 0.1 | At all times | MOTNEY HILL WTW |  | pH | 5 | 11 | pH Units | 15.2 | Laundering (Small-scale/Coin-Op) | Kent West | Launderettes: Launderettes process | Pre Market Reform | Consent | -
12847 | 1 | Tier 2 Consent | A1 Launderette |  | 65 Ordnance Street |  | Chatham | Kent | ME4 6SB | 65 | ORDNANCE STREET | - | CHATHAM | MW | ME4 6SB | 2002-10-17 | 5 | 0.1 | At all times | MOTNEY HILL WTW |  | Solids Suspended 105 Degrees C | - | 400 | mg/l | 15.2 | Laundering (Small-scale/Coin-Op) | Kent West | Launderettes: Launderettes process | Pre Market Reform | Consent | -
12847 | 1 | Tier 2 Consent | A1 Launderette |  | 65 Ordnance Street |  | Chatham | Kent | ME4 6SB | 65 | ORDNANCE STREET | - | CHATHAM | MW | ME4 6SB | 2002-10-17 | 5 | 0.1 | At all times | MOTNEY HILL WTW |  | Sulphate as S04 | - | 500 | mg/l | 15.2 | Laundering (Small-scale/Coin-Op) | Kent West | Launderettes: Launderettes process | Pre Market Reform | Consent | -
12851 | 1 | Tier 2 Consent | Channel Commercials plc |  | Brunswick Road | Cobbs Wood Industrial Estate | Ashford | Kent | TN23 1EH | Unit 6 | BRUNSWICK ROAD | - | ASHFORD | KE | TN23 1EH | 2004-04-01 | 22 | 0.25 | At all times | ASHFORD WTW | Brunswick Road | Chemical Oxygen Demand Shaken as 0 | - | 800 | mg/l | 31.2 | Vehicle and plant washing (Low Impact) | Kent East | Vehicle Washing : Jet wash process | Commercial vehicle distribution | Consent | HENWOOD INDUSTRIAL ESTATE ASHFORD WPS
12851 | 1 | Tier 2 Consent | Channel Commercials plc |  | Brunswick Road | Cobbs Wood Industrial Estate | Ashford | Kent | TN23 1EH | Unit 6 | BRUNSWICK ROAD | - | ASHFORD | KE | TN23 1EH | 2004-04-01 | 22 | 0.25 | At all times | ASHFORD WTW | Brunswick Road | Detergents Anionic | - | 20 | mg/l | 31.2 | Vehicle and plant washing (Low Impact) | Kent East | Vehicle Washing : Jet wash process | Commercial vehicle distribution | Consent | HENWOOD INDUSTRIAL ESTATE ASHFORD WPS
12851 | 1 | Tier 2 Consent | Channel Commercials plc |  | Brunswick Road | Cobbs Wood Industrial Estate | Ashford | Kent | TN23 1EH | Unit 6 | BRUNSWICK ROAD | - | ASHFORD | KE | TN23 1EH | 2004-04-01 | 22 | 0.25 | At all times | ASHFORD WTW | Brunswick Road | Detergents Non-Ionic | - | 20 | mg/l | 31.2 | Vehicle and plant washing (Low Impact) | Kent East | Vehicle Washing : Jet wash process | Commercial vehicle distribution | Consent | HENWOOD INDUSTRIAL ESTATE ASHFORD WPS
12851 | 1 | Tier 2 Consent | Channel Commercials plc |  | Brunswick Road | Cobbs Wood Industrial Estate | Ashford | Kent | TN23 1EH | Unit 6 | BRUNSWICK ROAD | - | ASHFORD | KE | TN23 1EH | 2004-04-01 | 22 | 0.25 | At all times | ASHFORD WTW | Brunswick Road | Oil and Grease | - | 200 | mg/l | 31.2 | Vehicle and plant washing (Low Impact) | Kent East | Vehicle Washing : Jet wash process | Commercial vehicle distribution | Consent | HENWOOD INDUSTRIAL ESTATE ASHFORD WPS
12851 | 1 | Tier 2 Consent | Channel Commercials plc |  | Brunswick Road | Cobbs Wood Industrial Estate | Ashford | Kent | TN23 1EH | Unit 6 | BRUNSWICK ROAD | - | ASHFORD | KE | TN23 1EH | 2004-04-01 | 22 | 0.25 | At all times | ASHFORD WTW | Brunswick Road | pH | 6 | 10 | pH Units | 31.2 | Vehicle and plant washing (Low Impact) | Kent East | Vehicle Washing : Jet wash process | Commercial vehicle distribution | Consent | HENWOOD INDUSTRIAL ESTATE ASHFORD WPS
12851 | 1 | Tier 2 Consent | Channel Commercials plc |  | Brunswick Road | Cobbs Wood Industrial Estate | Ashford | Kent | TN23 1EH | Unit 6 | BRUNSWICK ROAD | - | ASHFORD | KE | TN23 1EH | 2004-04-01 | 22 | 0.25 | At all times | ASHFORD WTW | Brunswick Road | Solids Suspended 105 Degrees C | - | 400 | mg/l | 31.2 | Vehicle and plant washing (Low Impact) | Kent East | Vehicle Washing : Jet wash process | Commercial vehicle distribution | Consent | HENWOOD INDUSTRIAL ESTATE ASHFORD WPS
12851 | 1 | Tier 2 Consent | Channel Commercials plc |  | Brunswick Road | Cobbs Wood Industrial Estate | Ashford | Kent | TN23 1EH | Unit 6 | BRUNSWICK ROAD | - | ASHFORD | KE | TN23 1EH | 2004-04-01 | 22 | 0.25 | At all times | ASHFORD WTW | Brunswick Road | Sulphate as S04 | - | 500 | mg/l | 31.2 | Vehicle and plant washing (Low Impact) | Kent East | Vehicle Washing : Jet wash process | Commercial vehicle distribution | Consent | HENWOOD INDUSTRIAL ESTATE ASHFORD WPS
12855 | 1 | Tier 2 Consent | Wash-Inn Limited | 53 | Gildredge Road | - | Eastbourne | East Sussex | BN21 4SF | 44 | HIGH STREET | - | HASTINGS | SE | TN34 3EN | 2002-02-05 | 15 | 2 | At all times | BEXHILL & HASTINGS WTW | Courthouse Street | Chemical Oxygen Demand Shaken as 0 | - | 800 | mg/l | 15.2 | Laundering (Small-scale/Coin-Op) | Sussex East | Launderettes: Launderettes process | Pre Market Reform | Consent | BULVERHYTHE WPS
12855 | 1 | Tier 2 Consent | Wash-Inn Limited | 53 | Gildredge Road | - | Eastbourne | East Sussex | BN21 4SF | 44 | HIGH STREET | - | HASTINGS | SE | TN34 3EN | 2002-02-05 | 15 | 2 | At all times | BEXHILL & HASTINGS WTW | Courthouse Street | Detergents Anionic | - | 100 | mg/l | 15.2 | Laundering (Small-scale/Coin-Op) | Sussex East | Launderettes: Launderettes process | Pre Market Reform | Consent | BULVERHYTHE WPS
12855 | 1 | Tier 2 Consent | Wash-Inn Limited | 53 | Gildredge Road | - | Eastbourne | East Sussex | BN21 4SF | 44 | HIGH STREET | - | HASTINGS | SE | TN34 3EN | 2002-02-05 | 15 | 2 | At all times | BEXHILL & HASTINGS WTW | Courthouse Street | pH | 6 | 10 | pH Units | 15.2 | Laundering (Small-scale/Coin-Op) | Sussex East | Launderettes: Launderettes process | Pre Market Reform | Consent | BULVERHYTHE WPS
12855 | 1 | Tier 2 Consent | Wash-Inn Limited | 53 | Gildredge Road | - | Eastbourne | East Sussex | BN21 4SF | 44 | HIGH STREET | - | HASTINGS | SE | TN34 3EN | 2002-02-05 | 15 | 2 | At all times | BEXHILL & HASTINGS WTW | Courthouse Street | Solids Suspended 105 Degrees C | - | 400 | mg/l | 15.2 | Laundering (Small-scale/Coin-Op) | Sussex East | Launderettes: Launderettes process | Pre Market Reform | Consent | BULVERHYTHE WPS
12856 | 1 | Tier 2 Consent | Flo Limited | 53 | Gildredge Road | - | Eastbourne | East Sussex | BN21 4SF | 42 | LONDON ROAD | - | ST LEONARDS-ON-SEA | SE | TN37 6AN | 2002-02-08 | 6 | 2 | At all Times | BEXHILL & HASTINGS WTW | North Street | Chemical Oxygen Demand Shaken as 0 | - | 800 | mg/l | 15.2 | Laundering (Small-scale/Coin-Op) | Sussex East | Launderettes: Launderettes process | Pre Market Reform | Consent | BULVERHYTHE WPS
12856 | 1 | Tier 2 Consent | Flo Limited | 53 | Gildredge Road | - | Eastbourne | East Sussex | BN21 4SF | 42 | LONDON ROAD | - | ST LEONARDS-ON-SEA | SE | TN37 6AN | 2002-02-08 | 6 | 2 | At all Times | BEXHILL & HASTINGS WTW | North Street | Detergents Anionic | - | 100 | mg/l | 15.2 | Laundering (Small-scale/Coin-Op) | Sussex East | Launderettes: Launderettes process | Pre Market Reform | Consent | BULVERHYTHE WPS
12856 | 1 | Tier 2 Consent | Flo Limited | 53 | Gildredge Road | - | Eastbourne | East Sussex | BN21 4SF | 42 | LONDON ROAD | - | ST LEONARDS-ON-SEA | SE | TN37 6AN | 2002-02-08 | 6 | 2 | At all Times | BEXHILL & HASTINGS WTW | North Street | pH | 6 | 10 | pH Units | 15.2 | Laundering (Small-scale/Coin-Op) | Sussex East | Launderettes: Launderettes process | Pre Market Reform | Consent | BULVERHYTHE WPS
12856 | 1 | Tier 2 Consent | Flo Limited | 53 | Gildredge Road | - | Eastbourne | East Sussex | BN21 4SF | 42 | LONDON ROAD | - | ST LEONARDS-ON-SEA | SE | TN37 6AN | 2002-02-08 | 6 | 2 | At all Times | BEXHILL & HASTINGS WTW | North Street | Solids Suspended 105 Degrees C | - | 400 | mg/l | 15.2 | Laundering (Small-scale/Coin-Op) | Sussex East | Launderettes: Launderettes process | Pre Market Reform | Consent | BULVERHYTHE WPS
12857 | 1 | Tier 2 Consent | Kleen-it Limited | 53 | Gildredge Road | - | Eastbourne | East Sussex | BN21 4SF | 22 | SILCHESTER ROAD | - | ST. LEONARDS-ON-SEA | SE | TN38 0JB | 2002-02-08 | 10 | 2 | At all times | BEXHILL & HASTINGS WTW | Silchester Road | Chemical Oxygen Demand Shaken as 0 | - | 800 | mg/l | 15.2 | Laundering (Small-scale/Coin-Op) | Sussex East | Launderettes: Launderettes process | Pre Market Reform | Consent | BULVERHYTHE WPS
12857 | 1 | Tier 2 Consent | Kleen-it Limited | 53 | Gildredge Road | - | Eastbourne | East Sussex | BN21 4SF | 22 | SILCHESTER ROAD | - | ST. LEONARDS-ON-SEA | SE | TN38 0JB | 2002-02-08 | 10 | 2 | At all times | BEXHILL & HASTINGS WTW | Silchester Road | Detergents Anionic | - | 100 | mg/l | 15.2 | Laundering (Small-scale/Coin-Op) | Sussex East | Launderettes: Launderettes process | Pre Market Reform | Consent | BULVERHYTHE WPS
12857 | 1 | Tier 2 Consent | Kleen-it Limited | 53 | Gildredge Road | - | Eastbourne | East Sussex | BN21 4SF | 22 | SILCHESTER ROAD | - | ST. LEONARDS-ON-SEA | SE | TN38 0JB | 2002-02-08 | 10 | 2 | At all times | BEXHILL & HASTINGS WTW | Silchester Road | pH | 6 | 10 | pH Units | 15.2 | Laundering (Small-scale/Coin-Op) | Sussex East | Launderettes: Launderettes process | Pre Market Reform | Consent | BULVERHYTHE WPS
12857 | 1 | Tier 2 Consent | Kleen-it Limited | 53 | Gildredge Road | - | Eastbourne | East Sussex | BN21 4SF | 22 | SILCHESTER ROAD | - | ST. LEONARDS-ON-SEA | SE | TN38 0JB | 2002-02-08 | 10 | 2 | At all times | BEXHILL & HASTINGS WTW | Silchester Road | Solids Suspended 105 Degrees C | - | 400 | mg/l | 15.2 | Laundering (Small-scale/Coin-Op) | Sussex East | Launderettes: Launderettes process | Pre Market Reform | Consent | BULVERHYTHE WPS
12861 | 1 | Tier 2 Consent | Green Road Service Station Limited | Woolmer Service Station | Woolmer Way | - | Bordon | - | GU35 9QE | Green Road Service Station | 43 Green Road | - | Southsea |  | PO5 4DY | 2002-09-09 | 20 | 1 | At all times | BUDDS FARM HAVANT WTW | Belmont Street | Chemical Oxygen Demand Shaken as 0 | - | 800 | mg/l | 31.2 | Vehicle and plant washing (Low Impact) | Hampshire East | Vehicle Washing process | Pre Market Reform | Consent | -
12861 | 1 | Tier 2 Consent | Green Road Service Station Limited | Woolmer Service Station | Woolmer Way | - | Bordon | - | GU35 9QE | Green Road Service Station | 43 Green Road | - | Southsea |  | PO5 4DY | 2002-09-09 | 20 | 1 | At all times | BUDDS FARM HAVANT WTW | Belmont Street | Oil and Grease | - | 200 | mg/l | 31.2 | Vehicle and plant washing (Low Impact) | Hampshire East | Vehicle Washing process | Pre Market Reform | Consent | -
12861 | 1 | Tier 2 Consent | Green Road Service Station Limited | Woolmer Service Station | Woolmer Way | - | Bordon | - | GU35 9QE | Green Road Service Station | 43 Green Road | - | Southsea |  | PO5 4DY | 2002-09-09 | 20 | 1 | At all times | BUDDS FARM HAVANT WTW | Belmont Street | pH | 6 | 10 | pH Units | 31.2 | Vehicle and plant washing (Low Impact) | Hampshire East | Vehicle Washing process | Pre Market Reform | Consent | -
12861 | 1 | Tier 2 Consent | Green Road Service Station Limited | Woolmer Service Station | Woolmer Way | - | Bordon | - | GU35 9QE | Green Road Service Station | 43 Green Road | - | Southsea |  | PO5 4DY | 2002-09-09 | 20 | 1 | At all times | BUDDS FARM HAVANT WTW | Belmont Street | Solids Suspended 105 Degrees C | - | 400 | mg/l | 31.2 | Vehicle and plant washing (Low Impact) | Hampshire East | Vehicle Washing process | Pre Market Reform | Consent | -
12869 | 1 | Low Risk Consent | Eriks Industrial Services Limited | Eriks | Seven Stars Road | Oldbury | - | West Midlands | B69 4JR | 144 | COMMERCIAL ROAD | - | SOUTHAMPTON | HA | SO40 3AA | 2002-09-23 | 3 | 0.01 | 08:00 to 00:00 | SLOWHILL COPSE MARCHWOOD WTW | Commercial Road | Chemical Oxygen Demand Settled as 0 | - | 800 | mg/l | 31.2 | Vehicle and plant washing (Low Impact) | Hampshire West | Pre Market Reform | Pre Market Reform | Consent | -
12869 | 1 | Low Risk Consent | Eriks Industrial Services Limited | Eriks | Seven Stars Road | Oldbury | - | West Midlands | B69 4JR | 144 | COMMERCIAL ROAD | - | SOUTHAMPTON | HA | SO40 3AA | 2002-09-23 | 3 | 0.01 | 08:00 to 00:00 | SLOWHILL COPSE MARCHWOOD WTW | Commercial Road | Chemical Oxygen Demand Shaken as 0 | - | 800 | mg/l | 31.2 | Vehicle and plant washing (Low Impact) | Hampshire West | Pre Market Reform | Pre Market Reform | Consent | -
12869 | 1 | Low Risk Consent | Eriks Industrial Services Limited | Eriks | Seven Stars Road | Oldbury | - | West Midlands | B69 4JR | 144 | COMMERCIAL ROAD | - | SOUTHAMPTON | HA | SO40 3AA | 2002-09-23 | 3 | 0.01 | 08:00 to 00:00 | SLOWHILL COPSE MARCHWOOD WTW | Commercial Road | Solids Suspended 105 Degrees C | - | 400 | mg/l | 31.2 | Vehicle and plant washing (Low Impact) | Hampshire West | Pre Market Reform | Pre Market Reform | Consent | -
12869 | 1 | Low Risk Consent | Eriks Industrial Services Limited | Eriks | Seven Stars Road | Oldbury | - | West Midlands | B69 4JR | 144 | COMMERCIAL ROAD | - | SOUTHAMPTON | HA | SO40 3AA | 2002-09-23 | 3 | 0.01 | 08:00 to 00:00 | SLOWHILL COPSE MARCHWOOD WTW | Commercial Road | Solids Suspended 105C at pH7 | - | 400 | mg/l | 31.2 | Vehicle and plant washing (Low Impact) | Hampshire West | Pre Market Reform | Pre Market Reform | Consent | -
12871 | 4 | Tier 1 Consent | Horsham & District Laundry Ltd. | Garrards | Cowfold Road | West Grinstead | Horsham | West Sussex | RH13 8LY | UNIT D | FOUNDRY CLOSE | - | HORSHAM |  | RH13 5TX | 2002-10-16 | 100 | 6 | at all times | HORSHAM NEW WTW | Foundry Close | Chemical Oxygen Demand Shaken as 0 | - | 3000 | mg/l | 15.1 | Laundering (Large-scale) | Sussex West | Commercial Laundry process | Pre Market Reform | Consent | -
12871 | 4 | Tier 1 Consent | Horsham & District Laundry Ltd. | Garrards | Cowfold Road | West Grinstead | Horsham | West Sussex | RH13 8LY | UNIT D | FOUNDRY CLOSE | - | HORSHAM |  | RH13 5TX | 2002-10-16 | 100 | 6 | at all times | HORSHAM NEW WTW | Foundry Close | Detergents Anionic | - | 100 | mg/l | 15.1 | Laundering (Large-scale) | Sussex West | Commercial Laundry process | Pre Market Reform | Consent | -
12871 | 4 | Tier 1 Consent | Horsham & District Laundry Ltd. | Garrards | Cowfold Road | West Grinstead | Horsham | West Sussex | RH13 8LY | UNIT D | FOUNDRY CLOSE | - | HORSHAM |  | RH13 5TX | 2002-10-16 | 100 | 6 | at all times | HORSHAM NEW WTW | Foundry Close | Nitrogen Ammoniacal as N | - | 35 | mg/l | 15.1 | Laundering (Large-scale) | Sussex West | Commercial Laundry process | Pre Market Reform | Consent | -
12871 | 4 | Tier 1 Consent | Horsham & District Laundry Ltd. | Garrards | Cowfold Road | West Grinstead | Horsham | West Sussex | RH13 8LY | UNIT D | FOUNDRY CLOSE | - | HORSHAM |  | RH13 5TX | 2002-10-16 | 100 | 6 | at all times | HORSHAM NEW WTW | Foundry Close | pH | 5 | 11 | pH Units | 15.1 | Laundering (Large-scale) | Sussex West | Commercial Laundry process | Pre Market Reform | Consent | -
12871 | 4 | Tier 1 Consent | Horsham & District Laundry Ltd. | Garrards | Cowfold Road | West Grinstead | Horsham | West Sussex | RH13 8LY | UNIT D | FOUNDRY CLOSE | - | HORSHAM |  | RH13 5TX | 2002-10-16 | 100 | 6 | at all times | HORSHAM NEW WTW | Foundry Close | Solids Suspended 105 Degrees C | - | 500 | mg/l | 15.1 | Laundering (Large-scale) | Sussex West | Commercial Laundry process | Pre Market Reform | Consent | -
12874 | 1 | Low Risk Consent | Gemini Data Loggers (U.K.) Limited | Scientific House | Terminus Road |  | Chichester | West Sussex | PO19 2UJ | WORKS | TERMINUS ROAD | - | CHICHESTER | SW | PO19 8UH | 2002-10-01 | 1 | 1 | at all times | CHICHESTER WTW | Terminus Road | Chemical Oxygen Demand Settled as 0 | - | 800 | mg/l | 22.3 | Plating and metal finishing (Low Impact) | Sussex West | Pre Market Reform | Pre Market Reform | Consent | -
12874 | 1 | Low Risk Consent | Gemini Data Loggers (U.K.) Limited | Scientific House | Terminus Road |  | Chichester | West Sussex | PO19 2UJ | WORKS | TERMINUS ROAD | - | CHICHESTER | SW | PO19 8UH | 2002-10-01 | 1 | 1 | at all times | CHICHESTER WTW | Terminus Road | Chemical Oxygen Demand Shaken as 0 | - | 800 | mg/l | 22.3 | Plating and metal finishing (Low Impact) | Sussex West | Pre Market Reform | Pre Market Reform | Consent | -
12874 | 1 | Low Risk Consent | Gemini Data Loggers (U.K.) Limited | Scientific House | Terminus Road |  | Chichester | West Sussex | PO19 2UJ | WORKS | TERMINUS ROAD | - | CHICHESTER | SW | PO19 8UH | 2002-10-01 | 1 | 1 | at all times | CHICHESTER WTW | Terminus Road | Solids Suspended 105 Degrees C | - | 400 | mg/l | 22.3 | Plating and metal finishing (Low Impact) | Sussex West | Pre Market Reform | Pre Market Reform | Consent | -
12874 | 1 | Low Risk Consent | Gemini Data Loggers (U.K.) Limited | Scientific House | Terminus Road |  | Chichester | West Sussex | PO19 2UJ | WORKS | TERMINUS ROAD | - | CHICHESTER | SW | PO19 8UH | 2002-10-01 | 1 | 1 | at all times | CHICHESTER WTW | Terminus Road | Solids Suspended 105C at pH7 | - | 400 | mg/l | 22.3 | Plating and metal finishing (Low Impact) | Sussex West | Pre Market Reform | Pre Market Reform | Consent | -
12879 | 2 | Low Risk Consent | Horsham District Council | Park House | North Street | - | Horsham | West Sussex | RH12 1RL | Storrington Refuse Depot | Hurston Lane | - | Storrington | West Sussex | RH20 4HF | 2002-10-11 | 4 | 0.22 | at all times | STORRINGTON WTW | Storrington WTW Inlet | Chemical Oxygen Demand Settled as 0 | - | 800 | mg/l | 31.2 | Vehicle and plant washing (Low Impact) | Sussex West | Pre Market Reform | Pre Market Reform | Consent | -
12879 | 2 | Low Risk Consent | Horsham District Council | Park House | North Street | - | Horsham | West Sussex | RH12 1RL | Storrington Refuse Depot | Hurston Lane | - | Storrington | West Sussex | RH20 4HF | 2002-10-11 | 4 | 0.22 | at all times | STORRINGTON WTW | Storrington WTW Inlet | Chemical Oxygen Demand Shaken as 0 | - | 800 | mg/l | 31.2 | Vehicle and plant washing (Low Impact) | Sussex West | Pre Market Reform | Pre Market Reform | Consent | -
12879 | 2 | Low Risk Consent | Horsham District Council | Park House | North Street | - | Horsham | West Sussex | RH12 1RL | Storrington Refuse Depot | Hurston Lane | - | Storrington | West Sussex | RH20 4HF | 2002-10-11 | 4 | 0.22 | at all times | STORRINGTON WTW | Storrington WTW Inlet | Solids Suspended 105 Degrees C | - | 400 | mg/l | 31.2 | Vehicle and plant washing (Low Impact) | Sussex West | Pre Market Reform | Pre Market Reform | Consent | -
12879 | 2 | Low Risk Consent | Horsham District Council | Park House | North Street | - | Horsham | West Sussex | RH12 1RL | Storrington Refuse Depot | Hurston Lane | - | Storrington | West Sussex | RH20 4HF | 2002-10-11 | 4 | 0.22 | at all times | STORRINGTON WTW | Storrington WTW Inlet | Solids Suspended 105C at pH7 | - | 400 | mg/l | 31.2 | Vehicle and plant washing (Low Impact) | Sussex West | Pre Market Reform | Pre Market Reform | Consent | -
12883 | 1 | Low Risk Consent | Fareham College | - | - | - | - | - | - | FAREHAM COLLEGE | BISHOPSFIELD ROAD | - | FAREHAM | HA | PO14 1NH | 2002-10-14 | 6 | - | 0830 - 1900 | PEEL COMMON WTW | Bishopsfield Road | Chemical Oxygen Demand Settled as 0 | - | 800 | mg/l | 38.2 | Laboratory and research activities (Low Impact) | Hampshire East | Pre Market Reform | Pre Market Reform | Consent | -
12883 | 1 | Low Risk Consent | Fareham College | - | - | - | - | - | - | FAREHAM COLLEGE | BISHOPSFIELD ROAD | - | FAREHAM | HA | PO14 1NH | 2002-10-14 | 6 | - | 0830 - 1900 | PEEL COMMON WTW | Bishopsfield Road | Chemical Oxygen Demand Shaken as 0 | - | 800 | mg/l | 38.2 | Laboratory and research activities (Low Impact) | Hampshire East | Pre Market Reform | Pre Market Reform | Consent | -
12883 | 1 | Low Risk Consent | Fareham College | - | - | - | - | - | - | FAREHAM COLLEGE | BISHOPSFIELD ROAD | - | FAREHAM | HA | PO14 1NH | 2002-10-14 | 6 | - | 0830 - 1900 | PEEL COMMON WTW | Bishopsfield Road | Solids Suspended 105 Degrees C | - | 400 | mg/l | 38.2 | Laboratory and research activities (Low Impact) | Hampshire East | Pre Market Reform | Pre Market Reform | Consent | -
12883 | 1 | Low Risk Consent | Fareham College | - | - | - | - | - | - | FAREHAM COLLEGE | BISHOPSFIELD ROAD | - | FAREHAM | HA | PO14 1NH | 2002-10-14 | 6 | - | 0830 - 1900 | PEEL COMMON WTW | Bishopsfield Road | Solids Suspended 105C at pH7 | - | 400 | mg/l | 38.2 | Laboratory and research activities (Low Impact) | Hampshire East | Pre Market Reform | Pre Market Reform | Consent | -
12885 | 1 | Low Risk Consent | Southern Paper | The Paper Company | Units 1 & 2, Bricklayers Arms | Mandela Way | London | - | SE51 5SP | UNIT 3 NELSON IND ESTATE | HERALD INDUSTRIAL ESTATE | - | SOUTHAMPTON | HA | SO30 2JW | 2002-10-15 | 1 | 1 | 0400 - 1830 | PEEL COMMON WTW | - | Chemical Oxygen Demand Settled as 0 | - | 800 | mg/l | 31.3 | Vehicle and plant washing (Low Impact) | Hampshire East | Pre Market Reform | Pre Market Reform | Consent | -
12885 | 1 | Low Risk Consent | Southern Paper | The Paper Company | Units 1 & 2, Bricklayers Arms | Mandela Way | London | - | SE51 5SP | UNIT 3 NELSON IND ESTATE | HERALD INDUSTRIAL ESTATE | - | SOUTHAMPTON | HA | SO30 2JW | 2002-10-15 | 1 | 1 | 0400 - 1830 | PEEL COMMON WTW | - | Chemical Oxygen Demand Shaken as 0 | - | 800 | mg/l | 31.3 | Vehicle and plant washing (Low Impact) | Hampshire East | Pre Market Reform | Pre Market Reform | Consent | -
12885 | 1 | Low Risk Consent | Southern Paper | The Paper Company | Units 1 & 2, Bricklayers Arms | Mandela Way | London | - | SE51 5SP | UNIT 3 NELSON IND ESTATE | HERALD INDUSTRIAL ESTATE | - | SOUTHAMPTON | HA | SO30 2JW | 2002-10-15 | 1 | 1 | 0400 - 1830 | PEEL COMMON WTW | - | Solids Suspended 105 Degrees C | - | 400 | mg/l | 31.3 | Vehicle and plant washing (Low Impact) | Hampshire East | Pre Market Reform | Pre Market Reform | Consent | -
12885 | 1 | Low Risk Consent | Southern Paper | The Paper Company | Units 1 & 2, Bricklayers Arms | Mandela Way | London | - | SE51 5SP | UNIT 3 NELSON IND ESTATE | HERALD INDUSTRIAL ESTATE | - | SOUTHAMPTON | HA | SO30 2JW | 2002-10-15 | 1 | 1 | 0400 - 1830 | PEEL COMMON WTW | - | Solids Suspended 105C at pH7 | - | 400 | mg/l | 31.3 | Vehicle and plant washing (Low Impact) | Hampshire East | Pre Market Reform | Pre Market Reform | Consent | -
12893 | 1 | Low Risk Consent | B-N Group Limited | Bembridge Airport | - | Bembridge | - | Isle Of Wight | PO35 5PR | WORKSHOPS OFFICES BEMBRIDGE AIRP | SANDOWN ROAD | - | BEMBRIDGE | IW | PO35 5PW | 2002-10-28 | 4.5 | 1 | 24 hours | SANDOWN NEW WTW | Sandown Road | Chemical Oxygen Demand Settled as 0 | - | 800 | mg/l | 22.3 | Plating and metal finishing (Low Impact) | Hampshire East | Pre Market Reform | Pre Market Reform | Consent | -
12893 | 1 | Low Risk Consent | B-N Group Limited | Bembridge Airport | - | Bembridge | - | Isle Of Wight | PO35 5PR | WORKSHOPS OFFICES BEMBRIDGE AIRP | SANDOWN ROAD | - | BEMBRIDGE | IW | PO35 5PW | 2002-10-28 | 4.5 | 1 | 24 hours | SANDOWN NEW WTW | Sandown Road | Chemical Oxygen Demand Shaken as 0 | - | 800 | mg/l | 22.3 | Plating and metal finishing (Low Impact) | Hampshire East | Pre Market Reform | Pre Market Reform | Consent | -
12893 | 1 | Low Risk Consent | B-N Group Limited | Bembridge Airport | - | Bembridge | - | Isle Of Wight | PO35 5PR | WORKSHOPS OFFICES BEMBRIDGE AIRP | SANDOWN ROAD | - | BEMBRIDGE | IW | PO35 5PW | 2002-10-28 | 4.5 | 1 | 24 hours | SANDOWN NEW WTW | Sandown Road | Solids Suspended 105 Degrees C | - | 400 | mg/l | 22.3 | Plating and metal finishing (Low Impact) | Hampshire East | Pre Market Reform | Pre Market Reform | Consent | -
12893 | 1 | Low Risk Consent | B-N Group Limited | Bembridge Airport | - | Bembridge | - | Isle Of Wight | PO35 5PR | WORKSHOPS OFFICES BEMBRIDGE AIRP | SANDOWN ROAD | - | BEMBRIDGE | IW | PO35 5PW | 2002-10-28 | 4.5 | 1 | 24 hours | SANDOWN NEW WTW | Sandown Road | Solids Suspended 105C at pH7 | - | 400 | mg/l | 22.3 | Plating and metal finishing (Low Impact) | Hampshire East | Pre Market Reform | Pre Market Reform | Consent | -
12895 | 1 | Low Risk Consent | Tesco Stores Limited | Tesco House | Shire Park | Kestrel Way | Welwyn Garden City |  | AL7 1GA | Tesco Superstore | River Way | - | Andover | HA | SP10 1UZ | 2002-10-31 | 25 | 1.5 | At all times | FULLERTON WTW | River Way, Andover | Chemical Oxygen Demand Shaken as 0 | - | 800 | mg/l | 31.2 | Vehicle and plant washing (Low Impact) | Hampshire West | Vehicle Washing: Automatic Vehicle Washing process | Pre Market Reform | Consent | -
12895 | 1 | Low Risk Consent | Tesco Stores Limited | Tesco House | Shire Park | Kestrel Way | Welwyn Garden City |  | AL7 1GA | Tesco Superstore | River Way | - | Andover | HA | SP10 1UZ | 2002-10-31 | 25 | 1.5 | At all times | FULLERTON WTW | River Way, Andover | Oil and Grease | - | 200 | mg/l | 31.2 | Vehicle and plant washing (Low Impact) | Hampshire West | Vehicle Washing: Automatic Vehicle Washing process | Pre Market Reform | Consent | -
12895 | 1 | Low Risk Consent | Tesco Stores Limited | Tesco House | Shire Park | Kestrel Way | Welwyn Garden City |  | AL7 1GA | Tesco Superstore | River Way | - | Andover | HA | SP10 1UZ | 2002-10-31 | 25 | 1.5 | At all times | FULLERTON WTW | River Way, Andover | pH | 6 | 10 | pH Units | 31.2 | Vehicle and plant washing (Low Impact) | Hampshire West | Vehicle Washing: Automatic Vehicle Washing process | Pre Market Reform | Consent | -
12895 | 1 | Low Risk Consent | Tesco Stores Limited | Tesco House | Shire Park | Kestrel Way | Welwyn Garden City |  | AL7 1GA | Tesco Superstore | River Way | - | Andover | HA | SP10 1UZ | 2002-10-31 | 25 | 1.5 | At all times | FULLERTON WTW | River Way, Andover | Solids Suspended 105 Degrees C | - | 400 | mg/l | 31.2 | Vehicle and plant washing (Low Impact) | Hampshire West | Vehicle Washing: Automatic Vehicle Washing process | Pre Market Reform | Consent | -
12898 | 1 | Tier 1 Consent | David Lloyd Leisure Limited | The Hanger | Mosquito Way | Hatfield Business Park | Hatfield | Hertfordshire | AL10 9AX |  | BRIGHTON MARINA | - | BRIGHTON | SE | BN2 5UF | 2000-05-15 | 25 | 4 | at all times | PEACEHAVEN WTW | Brighton Marina | Chemical Oxygen Demand Shaken as 0 | - | 800 | mg/l | 32.1 | Leisure facilities | Sussex East | Swimming Pools: Commercial Swimming Pools process | Pre Market Reform | Consent | -
12898 | 1 | Tier 1 Consent | David Lloyd Leisure Limited | The Hanger | Mosquito Way | Hatfield Business Park | Hatfield | Hertfordshire | AL10 9AX |  | BRIGHTON MARINA | - | BRIGHTON | SE | BN2 5UF | 2000-05-15 | 25 | 4 | at all times | PEACEHAVEN WTW | Brighton Marina | pH | 6 | 10 | pH Units | 32.1 | Leisure facilities | Sussex East | Swimming Pools: Commercial Swimming Pools process | Pre Market Reform | Consent | -
12898 | 1 | Tier 1 Consent | David Lloyd Leisure Limited | The Hanger | Mosquito Way | Hatfield Business Park | Hatfield | Hertfordshire | AL10 9AX |  | BRIGHTON MARINA | - | BRIGHTON | SE | BN2 5UF | 2000-05-15 | 25 | 4 | at all times | PEACEHAVEN WTW | Brighton Marina | Solids Suspended 105 Degrees C | - | 400 | mg/l | 32.1 | Leisure facilities | Sussex East | Swimming Pools: Commercial Swimming Pools process | Pre Market Reform | Consent | -
12900 | 1 | Tier 2 Consent | The Launderette | - | - | - | - | - | - | 1 LAUNDRETTE | MILL HILL ROAD | - | COWES | IW | PO31 7EA | 2001-12-07 | 20 | 1 | At all times | SANDOWN NEW WTW | Mill Hill Road | Chemical Oxygen Demand Shaken as 0 | - | 1000 | mg/l | 15.2 | Laundering (Small-scale/Coin-Op) | Hampshire East | Waste water from wash and rinse waters from laundering | Pre Market Reform | Consent | -
12900 | 1 | Tier 2 Consent | The Launderette | - | - | - | - | - | - | 1 LAUNDRETTE | MILL HILL ROAD | - | COWES | IW | PO31 7EA | 2001-12-07 | 20 | 1 | At all times | SANDOWN NEW WTW | Mill Hill Road | pH | 6 | 10 | pH Units | 15.2 | Laundering (Small-scale/Coin-Op) | Hampshire East | Waste water from wash and rinse waters from laundering | Pre Market Reform | Consent | -
12900 | 1 | Tier 2 Consent | The Launderette | - | - | - | - | - | - | 1 LAUNDRETTE | MILL HILL ROAD | - | COWES | IW | PO31 7EA | 2001-12-07 | 20 | 1 | At all times | SANDOWN NEW WTW | Mill Hill Road | Solids Suspended 105 Degrees C | - | 400 | mg/l | 15.2 | Laundering (Small-scale/Coin-Op) | Hampshire East | Waste water from wash and rinse waters from laundering | Pre Market Reform | Consent | -
12901 | 1 | Low Risk Consent | Tenkay Electronics Limited | Unit 2 | 25 Marlborugh Road | Lancing Business Park | Lancing | Sussex | BN15 8TR |  |  |  | Lancing |  | BN15 8TR | 2002-11-11 | 0.025 | 1 | at all times | EAST WORTHING WTW | Sheridan Terrace | Chemical Oxygen Demand Settled as 0 | - | 800 | mg/l | 34.1 | Electrical, electronic and instrument manufacture | Sussex West | Pre Market Reform | Pre Market Reform | Consent | -
12901 | 1 | Low Risk Consent | Tenkay Electronics Limited | Unit 2 | 25 Marlborugh Road | Lancing Business Park | Lancing | Sussex | BN15 8TR |  |  |  | Lancing |  | BN15 8TR | 2002-11-11 | 0.025 | 1 | at all times | EAST WORTHING WTW | Sheridan Terrace | Chemical Oxygen Demand Shaken as 0 | - | 800 | mg/l | 34.1 | Electrical, electronic and instrument manufacture | Sussex West | Pre Market Reform | Pre Market Reform | Consent | -
12901 | 1 | Low Risk Consent | Tenkay Electronics Limited | Unit 2 | 25 Marlborugh Road | Lancing Business Park | Lancing | Sussex | BN15 8TR |  |  |  | Lancing |  | BN15 8TR | 2002-11-11 | 0.025 | 1 | at all times | EAST WORTHING WTW | Sheridan Terrace | Solids Suspended 105 Degrees C | - | 400 | mg/l | 34.1 | Electrical, electronic and instrument manufacture | Sussex West | Pre Market Reform | Pre Market Reform | Consent | -
12901 | 1 | Low Risk Consent | Tenkay Electronics Limited | Unit 2 | 25 Marlborugh Road | Lancing Business Park | Lancing | Sussex | BN15 8TR |  |  |  | Lancing |  | BN15 8TR | 2002-11-11 | 0.025 | 1 | at all times | EAST WORTHING WTW | Sheridan Terrace | Solids Suspended 105C at pH7 | - | 400 | mg/l | 34.1 | Electrical, electronic and instrument manufacture | Sussex West | Pre Market Reform | Pre Market Reform | Consent | -
12905 | 1 | Low Risk Consent | Travis Perkins Plc | Lodge Way House | Lodge Way | Harlestone Road | Northampton | Northamptonshire | NN5 7UA |  | 9 Bedford Road | - | Petersfield | Hampshire | GU32 3LW | 2002-11-13 | 1 | 0.15 | 0730 - 1700 | PETERSFIELD WTW | Bedford Road | Chemical Oxygen Demand Settled as 0 | - | 800 | mg/l | 31.3 | Vehicle and plant washing (Low Impact) | Hampshire East | Pre Market Reform | Pre Market Reform | Consent | -
12905 | 1 | Low Risk Consent | Travis Perkins Plc | Lodge Way House | Lodge Way | Harlestone Road | Northampton | Northamptonshire | NN5 7UA |  | 9 Bedford Road | - | Petersfield | Hampshire | GU32 3LW | 2002-11-13 | 1 | 0.15 | 0730 - 1700 | PETERSFIELD WTW | Bedford Road | Chemical Oxygen Demand Shaken as 0 | - | 800 | mg/l | 31.3 | Vehicle and plant washing (Low Impact) | Hampshire East | Pre Market Reform | Pre Market Reform | Consent | -
12905 | 1 | Low Risk Consent | Travis Perkins Plc | Lodge Way House | Lodge Way | Harlestone Road | Northampton | Northamptonshire | NN5 7UA |  | 9 Bedford Road | - | Petersfield | Hampshire | GU32 3LW | 2002-11-13 | 1 | 0.15 | 0730 - 1700 | PETERSFIELD WTW | Bedford Road | Solids Suspended 105 Degrees C | - | 400 | mg/l | 31.3 | Vehicle and plant washing (Low Impact) | Hampshire East | Pre Market Reform | Pre Market Reform | Consent | -
12905 | 1 | Low Risk Consent | Travis Perkins Plc | Lodge Way House | Lodge Way | Harlestone Road | Northampton | Northamptonshire | NN5 7UA |  | 9 Bedford Road | - | Petersfield | Hampshire | GU32 3LW | 2002-11-13 | 1 | 0.15 | 0730 - 1700 | PETERSFIELD WTW | Bedford Road | Solids Suspended 105C at pH7 | - | 400 | mg/l | 31.3 | Vehicle and plant washing (Low Impact) | Hampshire East | Pre Market Reform | Pre Market Reform | Consent | -
12908 | 3 | Tier 2 Consent | MC Truck & Bus Limited | Beddow Way | - | Aylesford | Maidstone | Kent | ME20 7BT | The Link Park | Otterpool Lane | - | Hythe | KE | CT21 4LR | 2003-04-01 | 6 | 1 | At all times | SELLINDGE WTW | Otterpool Lane | Chemical Oxygen Demand Shaken as 0 | - | 2500 | mg/l | 31.2 | Vehicle and plant washing (Low Impact) | Kent East | Vehicle Washing: Automatic Vehicle Washing process | Pre Market Reform | Consent | -
12908 | 3 | Tier 2 Consent | MC Truck & Bus Limited | Beddow Way | - | Aylesford | Maidstone | Kent | ME20 7BT | The Link Park | Otterpool Lane | - | Hythe | KE | CT21 4LR | 2003-04-01 | 6 | 1 | At all times | SELLINDGE WTW | Otterpool Lane | Detergents Anionic | - | 20 | mg/l | 31.2 | Vehicle and plant washing (Low Impact) | Kent East | Vehicle Washing: Automatic Vehicle Washing process | Pre Market Reform | Consent | -
12908 | 3 | Tier 2 Consent | MC Truck & Bus Limited | Beddow Way | - | Aylesford | Maidstone | Kent | ME20 7BT | The Link Park | Otterpool Lane | - | Hythe | KE | CT21 4LR | 2003-04-01 | 6 | 1 | At all times | SELLINDGE WTW | Otterpool Lane | Detergents Non-Ionic | - | 20 | mg/l | 31.2 | Vehicle and plant washing (Low Impact) | Kent East | Vehicle Washing: Automatic Vehicle Washing process | Pre Market Reform | Consent | -
12908 | 3 | Tier 2 Consent | MC Truck & Bus Limited | Beddow Way | - | Aylesford | Maidstone | Kent | ME20 7BT | The Link Park | Otterpool Lane | - | Hythe | KE | CT21 4LR | 2003-04-01 | 6 | 1 | At all times | SELLINDGE WTW | Otterpool Lane | Oil and Grease | - | 50 | mg/l | 31.2 | Vehicle and plant washing (Low Impact) | Kent East | Vehicle Washing: Automatic Vehicle Washing process | Pre Market Reform | Consent | -
12908 | 3 | Tier 2 Consent | MC Truck & Bus Limited | Beddow Way | - | Aylesford | Maidstone | Kent | ME20 7BT | The Link Park | Otterpool Lane | - | Hythe | KE | CT21 4LR | 2003-04-01 | 6 | 1 | At all times | SELLINDGE WTW | Otterpool Lane | pH | 6 | 10 | pH Units | 31.2 | Vehicle and plant washing (Low Impact) | Kent East | Vehicle Washing: Automatic Vehicle Washing process | Pre Market Reform | Consent | -
12908 | 3 | Tier 2 Consent | MC Truck & Bus Limited | Beddow Way | - | Aylesford | Maidstone | Kent | ME20 7BT | The Link Park | Otterpool Lane | - | Hythe | KE | CT21 4LR | 2003-04-01 | 6 | 1 | At all times | SELLINDGE WTW | Otterpool Lane | Solids Suspended 105 Degrees C | - | 400 | mg/l | 31.2 | Vehicle and plant washing (Low Impact) | Kent East | Vehicle Washing: Automatic Vehicle Washing process | Pre Market Reform | Consent | -
12908 | 3 | Tier 2 Consent | MC Truck & Bus Limited | Beddow Way | - | Aylesford | Maidstone | Kent | ME20 7BT | The Link Park | Otterpool Lane | - | Hythe | KE | CT21 4LR | 2003-04-01 | 6 | 1 | At all times | SELLINDGE WTW | Otterpool Lane | Sulphate as S04 | - | 500 | mg/l | 31.2 | Vehicle and plant washing (Low Impact) | Kent East | Vehicle Washing: Automatic Vehicle Washing process | Pre Market Reform | Consent | -
12917 | 1 | Low Risk Consent | Bartletts Service Station | - | 5 Langridge Road | Newchurch | Sandown | Isle of Wight | PO36 0NP | LANGBRIDGE FARM SUPPLY | LANGBRIDGE | - | SANDOWN | IW | PO36 0NP | 2002-11-21 | 5 | 2 | At all times | SANDOWN NEW WTW | Newchurch Road | Chemical Oxygen Demand Shaken as 0 | - | 800 | mg/l | 31.2 | Vehicle and plant washing (Low Impact) | Hampshire East | Vehicle Washing: Jet Wash process | Pre Market Reform | Consent | -
12917 | 1 | Low Risk Consent | Bartletts Service Station | - | 5 Langridge Road | Newchurch | Sandown | Isle of Wight | PO36 0NP | LANGBRIDGE FARM SUPPLY | LANGBRIDGE | - | SANDOWN | IW | PO36 0NP | 2002-11-21 | 5 | 2 | At all times | SANDOWN NEW WTW | Newchurch Road | Oil and Grease | - | 200 | mg/l | 31.2 | Vehicle and plant washing (Low Impact) | Hampshire East | Vehicle Washing: Jet Wash process | Pre Market Reform | Consent | -
12917 | 1 | Low Risk Consent | Bartletts Service Station | - | 5 Langridge Road | Newchurch | Sandown | Isle of Wight | PO36 0NP | LANGBRIDGE FARM SUPPLY | LANGBRIDGE | - | SANDOWN | IW | PO36 0NP | 2002-11-21 | 5 | 2 | At all times | SANDOWN NEW WTW | Newchurch Road | pH | 6 | 10 | pH Units | 31.2 | Vehicle and plant washing (Low Impact) | Hampshire East | Vehicle Washing: Jet Wash process | Pre Market Reform | Consent | -
12917 | 1 | Low Risk Consent | Bartletts Service Station | - | 5 Langridge Road | Newchurch | Sandown | Isle of Wight | PO36 0NP | LANGBRIDGE FARM SUPPLY | LANGBRIDGE | - | SANDOWN | IW | PO36 0NP | 2002-11-21 | 5 | 2 | At all times | SANDOWN NEW WTW | Newchurch Road | Solids Suspended 105 Degrees C | - | 400 | mg/l | 31.2 | Vehicle and plant washing (Low Impact) | Hampshire East | Vehicle Washing: Jet Wash process | Pre Market Reform | Consent | -
12934 | 1 | Tier 2 Consent | H+S Aviation Limited |  | Airport Service Road |  | Portsmouth | Hampshire | PO3 5PJ | WORKSHOP OFFICES STORES ETC | AIRPORT SERVICE ROAD | - | PORTSMOUTH | HA | PO3 5PJ | 2003-01-09 | 9 | 1 | At all times | BUDDS FARM HAVANT WTW | Airport Service Road | Chemical Oxygen Demand Shaken as 0 | - | 800 | mg/l | 8.1 | Engineering (High risk) | Hampshire East | Waste water from an engine cleaning process | MOD plane particle company | Consent | ACKWORTH ROAD HILSEA WPS
12934 | 1 | Tier 2 Consent | H+S Aviation Limited |  | Airport Service Road |  | Portsmouth | Hampshire | PO3 5PJ | WORKSHOP OFFICES STORES ETC | AIRPORT SERVICE ROAD | - | PORTSMOUTH | HA | PO3 5PJ | 2003-01-09 | 9 | 1 | At all times | BUDDS FARM HAVANT WTW | Airport Service Road | Chromium Total mg/l | - | 1 | ug/l | 8.1 | Engineering (High risk) | Hampshire East | Waste water from an engine cleaning process | MOD plane particle company | Consent | ACKWORTH ROAD HILSEA WPS
12934 | 1 | Tier 2 Consent | H+S Aviation Limited |  | Airport Service Road |  | Portsmouth | Hampshire | PO3 5PJ | WORKSHOP OFFICES STORES ETC | AIRPORT SERVICE ROAD | - | PORTSMOUTH | HA | PO3 5PJ | 2003-01-09 | 9 | 1 | At all times | BUDDS FARM HAVANT WTW | Airport Service Road | Copper Total | - | 1 | ug/l | 8.1 | Engineering (High risk) | Hampshire East | Waste water from an engine cleaning process | MOD plane particle company | Consent | ACKWORTH ROAD HILSEA WPS
12934 | 1 | Tier 2 Consent | H+S Aviation Limited |  | Airport Service Road |  | Portsmouth | Hampshire | PO3 5PJ | WORKSHOP OFFICES STORES ETC | AIRPORT SERVICE ROAD | - | PORTSMOUTH | HA | PO3 5PJ | 2003-01-09 | 9 | 1 | At all times | BUDDS FARM HAVANT WTW | Airport Service Road | Lead Total | - | 1 | ug/l | 8.1 | Engineering (High risk) | Hampshire East | Waste water from an engine cleaning process | MOD plane particle company | Consent | ACKWORTH ROAD HILSEA WPS
12934 | 1 | Tier 2 Consent | H+S Aviation Limited |  | Airport Service Road |  | Portsmouth | Hampshire | PO3 5PJ | WORKSHOP OFFICES STORES ETC | AIRPORT SERVICE ROAD | - | PORTSMOUTH | HA | PO3 5PJ | 2003-01-09 | 9 | 1 | At all times | BUDDS FARM HAVANT WTW | Airport Service Road | Nickel Total | - | 1 | ug/l | 8.1 | Engineering (High risk) | Hampshire East | Waste water from an engine cleaning process | MOD plane particle company | Consent | ACKWORTH ROAD HILSEA WPS
12934 | 1 | Tier 2 Consent | H+S Aviation Limited |  | Airport Service Road |  | Portsmouth | Hampshire | PO3 5PJ | WORKSHOP OFFICES STORES ETC | AIRPORT SERVICE ROAD | - | PORTSMOUTH | HA | PO3 5PJ | 2003-01-09 | 9 | 1 | At all times | BUDDS FARM HAVANT WTW | Airport Service Road | Oil and Grease | - | 50 | mg/l | 8.1 | Engineering (High risk) | Hampshire East | Waste water from an engine cleaning process | MOD plane particle company | Consent | ACKWORTH ROAD HILSEA WPS
12934 | 1 | Tier 2 Consent | H+S Aviation Limited |  | Airport Service Road |  | Portsmouth | Hampshire | PO3 5PJ | WORKSHOP OFFICES STORES ETC | AIRPORT SERVICE ROAD | - | PORTSMOUTH | HA | PO3 5PJ | 2003-01-09 | 9 | 1 | At all times | BUDDS FARM HAVANT WTW | Airport Service Road | pH | 6 | 10 | pH Units | 8.1 | Engineering (High risk) | Hampshire East | Waste water from an engine cleaning process | MOD plane particle company | Consent | ACKWORTH ROAD HILSEA WPS
12934 | 1 | Tier 2 Consent | H+S Aviation Limited |  | Airport Service Road |  | Portsmouth | Hampshire | PO3 5PJ | WORKSHOP OFFICES STORES ETC | AIRPORT SERVICE ROAD | - | PORTSMOUTH | HA | PO3 5PJ | 2003-01-09 | 9 | 1 | At all times | BUDDS FARM HAVANT WTW | Airport Service Road | Solids Suspended 105 Degrees C | - | 400 | mg/l | 8.1 | Engineering (High risk) | Hampshire East | Waste water from an engine cleaning process | MOD plane particle company | Consent | ACKWORTH ROAD HILSEA WPS
12934 | 1 | Tier 2 Consent | H+S Aviation Limited |  | Airport Service Road |  | Portsmouth | Hampshire | PO3 5PJ | WORKSHOP OFFICES STORES ETC | AIRPORT SERVICE ROAD | - | PORTSMOUTH | HA | PO3 5PJ | 2003-01-09 | 9 | 1 | At all times | BUDDS FARM HAVANT WTW | Airport Service Road | Zinc Total mg/l | - | 1 | ug/l | 8.1 | Engineering (High risk) | Hampshire East | Waste water from an engine cleaning process | MOD plane particle company | Consent | ACKWORTH ROAD HILSEA WPS
12941 | 1 | Tier 2 Consent | Anduff Car Wash Limited | 35-37 | Amersham Hill |  | High Wycombe | Buckinghamshire | HP13 6NU | MILTON TRADE PARK UNIT 5 | MILL WAY | - | SITTINGBOURNE | KE | ME10 2GZ | 2003-05-01 | 20 | 2 | At all times | SITTINGBOURNE WTW | Mill Lane | Chemical Oxygen Demand Shaken as 0 | - | 800 | mg/l | 31.2 | Vehicle and plant washing (Low Impact) | Kent West | Waste water from vehicle washing | Pre Market Reform | Consent | -
12941 | 1 | Tier 2 Consent | Anduff Car Wash Limited | 35-37 | Amersham Hill |  | High Wycombe | Buckinghamshire | HP13 6NU | MILTON TRADE PARK UNIT 5 | MILL WAY | - | SITTINGBOURNE | KE | ME10 2GZ | 2003-05-01 | 20 | 2 | At all times | SITTINGBOURNE WTW | Mill Lane | Detergents Anionic | - | 20 | mg/l | 31.2 | Vehicle and plant washing (Low Impact) | Kent West | Waste water from vehicle washing | Pre Market Reform | Consent | -
12941 | 1 | Tier 2 Consent | Anduff Car Wash Limited | 35-37 | Amersham Hill |  | High Wycombe | Buckinghamshire | HP13 6NU | MILTON TRADE PARK UNIT 5 | MILL WAY | - | SITTINGBOURNE | KE | ME10 2GZ | 2003-05-01 | 20 | 2 | At all times | SITTINGBOURNE WTW | Mill Lane | Detergents Non-Ionic | - | 20 | mg/l | 31.2 | Vehicle and plant washing (Low Impact) | Kent West | Waste water from vehicle washing | Pre Market Reform | Consent | -
12941 | 1 | Tier 2 Consent | Anduff Car Wash Limited | 35-37 | Amersham Hill |  | High Wycombe | Buckinghamshire | HP13 6NU | MILTON TRADE PARK UNIT 5 | MILL WAY | - | SITTINGBOURNE | KE | ME10 2GZ | 2003-05-01 | 20 | 2 | At all times | SITTINGBOURNE WTW | Mill Lane | Oil and Grease | - | 200 | mg/l | 31.2 | Vehicle and plant washing (Low Impact) | Kent West | Waste water from vehicle washing | Pre Market Reform | Consent | -
12941 | 1 | Tier 2 Consent | Anduff Car Wash Limited | 35-37 | Amersham Hill |  | High Wycombe | Buckinghamshire | HP13 6NU | MILTON TRADE PARK UNIT 5 | MILL WAY | - | SITTINGBOURNE | KE | ME10 2GZ | 2003-05-01 | 20 | 2 | At all times | SITTINGBOURNE WTW | Mill Lane | pH | 6 | 10 | pH Units | 31.2 | Vehicle and plant washing (Low Impact) | Kent West | Waste water from vehicle washing | Pre Market Reform | Consent | -
12941 | 1 | Tier 2 Consent | Anduff Car Wash Limited | 35-37 | Amersham Hill |  | High Wycombe | Buckinghamshire | HP13 6NU | MILTON TRADE PARK UNIT 5 | MILL WAY | - | SITTINGBOURNE | KE | ME10 2GZ | 2003-05-01 | 20 | 2 | At all times | SITTINGBOURNE WTW | Mill Lane | Solids Suspended 105 Degrees C | - | 400 | mg/l | 31.2 | Vehicle and plant washing (Low Impact) | Kent West | Waste water from vehicle washing | Pre Market Reform | Consent | -
12941 | 1 | Tier 2 Consent | Anduff Car Wash Limited | 35-37 | Amersham Hill |  | High Wycombe | Buckinghamshire | HP13 6NU | MILTON TRADE PARK UNIT 5 | MILL WAY | - | SITTINGBOURNE | KE | ME10 2GZ | 2003-05-01 | 20 | 2 | At all times | SITTINGBOURNE WTW | Mill Lane | Sulphate as S04 | - | 500 | mg/l | 31.2 | Vehicle and plant washing (Low Impact) | Kent West | Waste water from vehicle washing | Pre Market Reform | Consent | -
12943 | 1 | Tier 2 Consent | Nuffield Health Wellbeing Limited | Epsom Gateway | Ashley Avenue | - | Epsom | Surrey | KT18 5AL | CANNONS HEALTH CLUB ALEXANDRA PK | NORTHERN PARADE | - | PORTSMOUTH | HA | PO2 9PB | 2003-01-08 | 30 | 3 | At all times | BUDDS FARM HAVANT WTW | Northern Parade | Chemical Oxygen Demand Shaken as 0 | - | 800 | mg/l | 32.1 | Leisure facilities | Hampshire East | Waste water from filter backwash water | Pre Market Reform | Consent | -
12943 | 1 | Tier 2 Consent | Nuffield Health Wellbeing Limited | Epsom Gateway | Ashley Avenue | - | Epsom | Surrey | KT18 5AL | CANNONS HEALTH CLUB ALEXANDRA PK | NORTHERN PARADE | - | PORTSMOUTH | HA | PO2 9PB | 2003-01-08 | 30 | 3 | At all times | BUDDS FARM HAVANT WTW | Northern Parade | pH | 6 | 10 | pH Units | 32.1 | Leisure facilities | Hampshire East | Waste water from filter backwash water | Pre Market Reform | Consent | -
12943 | 1 | Tier 2 Consent | Nuffield Health Wellbeing Limited | Epsom Gateway | Ashley Avenue | - | Epsom | Surrey | KT18 5AL | CANNONS HEALTH CLUB ALEXANDRA PK | NORTHERN PARADE | - | PORTSMOUTH | HA | PO2 9PB | 2003-01-08 | 30 | 3 | At all times | BUDDS FARM HAVANT WTW | Northern Parade | Solids Suspended 105 Degrees C | - | 400 | mg/l | 32.1 | Leisure facilities | Hampshire East | Waste water from filter backwash water | Pre Market Reform | Consent | -
12945 | 1 | Low Risk Consent | Flowserve GB Limited | One St Peter's Square | - | - | Manchester | - | M2 3DE | FACTORY | BURRELL ROAD |  | HAYWARDS HEATH | SW | RH16 1TN | 2003-02-07 | 0.03 | 1 | at all times | SCAYNES HILL WTW | Burrell Road | Chemical Oxygen Demand Settled as 0 | - | 800 | mg/l | 8.2 | Engineering (Low risk) | Sussex West | Pre Market Reform | Pre Market Reform | Consent | -
12945 | 1 | Low Risk Consent | Flowserve GB Limited | One St Peter's Square | - | - | Manchester | - | M2 3DE | FACTORY | BURRELL ROAD |  | HAYWARDS HEATH | SW | RH16 1TN | 2003-02-07 | 0.03 | 1 | at all times | SCAYNES HILL WTW | Burrell Road | Chemical Oxygen Demand Shaken as 0 | - | 800 | mg/l | 8.2 | Engineering (Low risk) | Sussex West | Pre Market Reform | Pre Market Reform | Consent | -
12945 | 1 | Low Risk Consent | Flowserve GB Limited | One St Peter's Square | - | - | Manchester | - | M2 3DE | FACTORY | BURRELL ROAD |  | HAYWARDS HEATH | SW | RH16 1TN | 2003-02-07 | 0.03 | 1 | at all times | SCAYNES HILL WTW | Burrell Road | Solids Suspended 105 Degrees C | - | 400 | mg/l | 8.2 | Engineering (Low risk) | Sussex West | Pre Market Reform | Pre Market Reform | Consent | -
12945 | 1 | Low Risk Consent | Flowserve GB Limited | One St Peter's Square | - | - | Manchester | - | M2 3DE | FACTORY | BURRELL ROAD |  | HAYWARDS HEATH | SW | RH16 1TN | 2003-02-07 | 0.03 | 1 | at all times | SCAYNES HILL WTW | Burrell Road | Solids Suspended 105C at pH7 | - | 400 | mg/l | 8.2 | Engineering (Low risk) | Sussex West | Pre Market Reform | Pre Market Reform | Consent | -
12946 | 1 | Low Risk Consent | Flowserve GB Limited | One St Peter's Square | - | - | Manchester | - | M2 3DE | FACTORY | BURRELL ROAD | - | HAYWARDS HEATH | SW | RH16 1TN | 2003-02-07 | 1 | 1 | at all times | SCAYNES HILL WTW | Burrell Road | Chemical Oxygen Demand Settled as 0 | - | 800 | mg/l | 8.1 | Engineering (High risk) | Sussex West | Pre Market Reform | Pre Market Reform | Consent | -
12946 | 1 | Low Risk Consent | Flowserve GB Limited | One St Peter's Square | - | - | Manchester | - | M2 3DE | FACTORY | BURRELL ROAD | - | HAYWARDS HEATH | SW | RH16 1TN | 2003-02-07 | 1 | 1 | at all times | SCAYNES HILL WTW | Burrell Road | Chemical Oxygen Demand Shaken as 0 | - | 800 | mg/l | 8.1 | Engineering (High risk) | Sussex West | Pre Market Reform | Pre Market Reform | Consent | -
12946 | 1 | Low Risk Consent | Flowserve GB Limited | One St Peter's Square | - | - | Manchester | - | M2 3DE | FACTORY | BURRELL ROAD | - | HAYWARDS HEATH | SW | RH16 1TN | 2003-02-07 | 1 | 1 | at all times | SCAYNES HILL WTW | Burrell Road | Solids Suspended 105 Degrees C | - | 400 | mg/l | 8.1 | Engineering (High risk) | Sussex West | Pre Market Reform | Pre Market Reform | Consent | -
12946 | 1 | Low Risk Consent | Flowserve GB Limited | One St Peter's Square | - | - | Manchester | - | M2 3DE | FACTORY | BURRELL ROAD | - | HAYWARDS HEATH | SW | RH16 1TN | 2003-02-07 | 1 | 1 | at all times | SCAYNES HILL WTW | Burrell Road | Solids Suspended 105C at pH7 | - | 400 | mg/l | 8.1 | Engineering (High risk) | Sussex West | Pre Market Reform | Pre Market Reform | Consent | -
12967 | 1 | Low Risk Consent | Talley Group Limited | 6-10 Withey Court | Western Industrial Estate | - | Caerphilly | Mid Glamorgan | CF83 1BF | GORDLETON IND ESTATE | HANNAH WAY |  | LYMINGTON | HA | SO41 8JD | 2003-03-13 | 1 | 2 | 00:00 to 23:59 | ROMSEY WTW | premier way | Chemical Oxygen Demand Settled as 0 | - | 800 | mg/l | 15.3 | Sterilization/medical equipment cleaning, hygiene bin cleaning, low risk cleaning of items | Hampshire West | Pre Market Reform | Pre Market Reform | Consent | -
12967 | 1 | Low Risk Consent | Talley Group Limited | 6-10 Withey Court | Western Industrial Estate | - | Caerphilly | Mid Glamorgan | CF83 1BF | GORDLETON IND ESTATE | HANNAH WAY |  | LYMINGTON | HA | SO41 8JD | 2003-03-13 | 1 | 2 | 00:00 to 23:59 | ROMSEY WTW | premier way | Chemical Oxygen Demand Shaken as 0 | - | 800 | mg/l | 15.3 | Sterilization/medical equipment cleaning, hygiene bin cleaning, low risk cleaning of items | Hampshire West | Pre Market Reform | Pre Market Reform | Consent | -
12967 | 1 | Low Risk Consent | Talley Group Limited | 6-10 Withey Court | Western Industrial Estate | - | Caerphilly | Mid Glamorgan | CF83 1BF | GORDLETON IND ESTATE | HANNAH WAY |  | LYMINGTON | HA | SO41 8JD | 2003-03-13 | 1 | 2 | 00:00 to 23:59 | ROMSEY WTW | premier way | Solids Suspended 105 Degrees C | - | 400 | mg/l | 15.3 | Sterilization/medical equipment cleaning, hygiene bin cleaning, low risk cleaning of items | Hampshire West | Pre Market Reform | Pre Market Reform | Consent | -
12967 | 1 | Low Risk Consent | Talley Group Limited | 6-10 Withey Court | Western Industrial Estate | - | Caerphilly | Mid Glamorgan | CF83 1BF | GORDLETON IND ESTATE | HANNAH WAY |  | LYMINGTON | HA | SO41 8JD | 2003-03-13 | 1 | 2 | 00:00 to 23:59 | ROMSEY WTW | premier way | Solids Suspended 105C at pH7 | - | 400 | mg/l | 15.3 | Sterilization/medical equipment cleaning, hygiene bin cleaning, low risk cleaning of items | Hampshire West | Pre Market Reform | Pre Market Reform | Consent | -
12971 | 1 | Tier 2 Consent | Prestige & Dolly Tub Launderette |  | 1 Arden street | - | Gillingham | Kent | ME7 1HG | 1 | ARDEN STREET | - | GILLINGHAM | KE | ME7 1HG | 2003-02-12 | 15 | 2 | At all times | MOTNEY HILL WTW | Arden Street | Chemical Oxygen Demand Shaken as 0 | - | 800 | mg/l | 15.2 | Laundering (Small-scale/Coin-Op) | Kent West | Wastewater from a launderette | Pre Market Reform | Consent | -
12971 | 1 | Tier 2 Consent | Prestige & Dolly Tub Launderette |  | 1 Arden street | - | Gillingham | Kent | ME7 1HG | 1 | ARDEN STREET | - | GILLINGHAM | KE | ME7 1HG | 2003-02-12 | 15 | 2 | At all times | MOTNEY HILL WTW | Arden Street | Detergents Anionic | - | 50 | mg/l | 15.2 | Laundering (Small-scale/Coin-Op) | Kent West | Wastewater from a launderette | Pre Market Reform | Consent | -
12971 | 1 | Tier 2 Consent | Prestige & Dolly Tub Launderette |  | 1 Arden street | - | Gillingham | Kent | ME7 1HG | 1 | ARDEN STREET | - | GILLINGHAM | KE | ME7 1HG | 2003-02-12 | 15 | 2 | At all times | MOTNEY HILL WTW | Arden Street | Detergents Non-Ionic | - | 50 | mg/l | 15.2 | Laundering (Small-scale/Coin-Op) | Kent West | Wastewater from a launderette | Pre Market Reform | Consent | -
12971 | 1 | Tier 2 Consent | Prestige & Dolly Tub Launderette |  | 1 Arden street | - | Gillingham | Kent | ME7 1HG | 1 | ARDEN STREET | - | GILLINGHAM | KE | ME7 1HG | 2003-02-12 | 15 | 2 | At all times | MOTNEY HILL WTW | Arden Street | Oil and Grease | - | 200 | mg/l | 15.2 | Laundering (Small-scale/Coin-Op) | Kent West | Wastewater from a launderette | Pre Market Reform | Consent | -
12971 | 1 | Tier 2 Consent | Prestige & Dolly Tub Launderette |  | 1 Arden street | - | Gillingham | Kent | ME7 1HG | 1 | ARDEN STREET | - | GILLINGHAM | KE | ME7 1HG | 2003-02-12 | 15 | 2 | At all times | MOTNEY HILL WTW | Arden Street | pH | 5 | 11 | pH Units | 15.2 | Laundering (Small-scale/Coin-Op) | Kent West | Wastewater from a launderette | Pre Market Reform | Consent | -
12971 | 1 | Tier 2 Consent | Prestige & Dolly Tub Launderette |  | 1 Arden street | - | Gillingham | Kent | ME7 1HG | 1 | ARDEN STREET | - | GILLINGHAM | KE | ME7 1HG | 2003-02-12 | 15 | 2 | At all times | MOTNEY HILL WTW | Arden Street | Solids Suspended 105 Degrees C | - | 400 | mg/l | 15.2 | Laundering (Small-scale/Coin-Op) | Kent West | Wastewater from a launderette | Pre Market Reform | Consent | -
12971 | 1 | Tier 2 Consent | Prestige & Dolly Tub Launderette |  | 1 Arden street | - | Gillingham | Kent | ME7 1HG | 1 | ARDEN STREET | - | GILLINGHAM | KE | ME7 1HG | 2003-02-12 | 15 | 2 | At all times | MOTNEY HILL WTW | Arden Street | Sulphate as S04 | - | 500 | mg/l | 15.2 | Laundering (Small-scale/Coin-Op) | Kent West | Wastewater from a launderette | Pre Market Reform | Consent | -
12972 | 1 | Tier 2 Consent | Scania (Great Britain) Limited |  | Delaware Drive | Tongwell | Milton Keynes | Buckinghamshire | MK15 8HB | SCANIA SOUTHWAY | ANDES ROAD | - | SOUTHAMPTON | HA | SO16 0YZ | 2002-04-01 | 16 | 0.3 | At all times | MILLBROOK WTW | andes road | Chemical Oxygen Demand Shaken as 0 | - | 2000 | mg/l | 31.2 | Vehicle and plant washing (Low Impact) | Hampshire West | Vehicle Washing: Automatic Vehicle Washing process | Pre Market Reform | Consent | ANDES ROAD NURSLING WPS
12972 | 1 | Tier 2 Consent | Scania (Great Britain) Limited |  | Delaware Drive | Tongwell | Milton Keynes | Buckinghamshire | MK15 8HB | SCANIA SOUTHWAY | ANDES ROAD | - | SOUTHAMPTON | HA | SO16 0YZ | 2002-04-01 | 16 | 0.3 | At all times | MILLBROOK WTW | andes road | Oil and Grease | - | 200 | mg/l | 31.2 | Vehicle and plant washing (Low Impact) | Hampshire West | Vehicle Washing: Automatic Vehicle Washing process | Pre Market Reform | Consent | ANDES ROAD NURSLING WPS
12972 | 1 | Tier 2 Consent | Scania (Great Britain) Limited |  | Delaware Drive | Tongwell | Milton Keynes | Buckinghamshire | MK15 8HB | SCANIA SOUTHWAY | ANDES ROAD | - | SOUTHAMPTON | HA | SO16 0YZ | 2002-04-01 | 16 | 0.3 | At all times | MILLBROOK WTW | andes road | pH | 6 | 10 | pH Units | 31.2 | Vehicle and plant washing (Low Impact) | Hampshire West | Vehicle Washing: Automatic Vehicle Washing process | Pre Market Reform | Consent | ANDES ROAD NURSLING WPS
12972 | 1 | Tier 2 Consent | Scania (Great Britain) Limited |  | Delaware Drive | Tongwell | Milton Keynes | Buckinghamshire | MK15 8HB | SCANIA SOUTHWAY | ANDES ROAD | - | SOUTHAMPTON | HA | SO16 0YZ | 2002-04-01 | 16 | 0.3 | At all times | MILLBROOK WTW | andes road | Solids Suspended 105 Degrees C | - | 400 | mg/l | 31.2 | Vehicle and plant washing (Low Impact) | Hampshire West | Vehicle Washing: Automatic Vehicle Washing process | Pre Market Reform | Consent | ANDES ROAD NURSLING WPS
12973 | 1 | Low Risk Consent | Trant Engineering Limited | Rushington House | Rushington |  | Southampton | Hampshire | SO40 9LT | RUSSINGTON HOUSE | RUSHINGTON BUSINESS PARK | - | TOTTON SOUTHAMPTON | HA | SO40 9LT | 2003-04-11 | 3 | 1 | At all times | SLOWHILL COPSE MARCHWOOD WTW | Chapel Lane | Chemical Oxygen Demand Shaken as 0 | - | 800 | mg/l | 31.3 | Vehicle and plant washing (Low Impact) | Hampshire West | plant/vehicle wash | Construction | Consent | ASHURST BRIDGE WPS
12973 | 1 | Low Risk Consent | Trant Engineering Limited | Rushington House | Rushington |  | Southampton | Hampshire | SO40 9LT | RUSSINGTON HOUSE | RUSHINGTON BUSINESS PARK | - | TOTTON SOUTHAMPTON | HA | SO40 9LT | 2003-04-11 | 3 | 1 | At all times | SLOWHILL COPSE MARCHWOOD WTW | Chapel Lane | Oil and Grease | - | 200 | mg/l | 31.3 | Vehicle and plant washing (Low Impact) | Hampshire West | plant/vehicle wash | Construction | Consent | ASHURST BRIDGE WPS
12973 | 1 | Low Risk Consent | Trant Engineering Limited | Rushington House | Rushington |  | Southampton | Hampshire | SO40 9LT | RUSSINGTON HOUSE | RUSHINGTON BUSINESS PARK | - | TOTTON SOUTHAMPTON | HA | SO40 9LT | 2003-04-11 | 3 | 1 | At all times | SLOWHILL COPSE MARCHWOOD WTW | Chapel Lane | pH | 6 | 10 | pH Units | 31.3 | Vehicle and plant washing (Low Impact) | Hampshire West | plant/vehicle wash | Construction | Consent | ASHURST BRIDGE WPS
12973 | 1 | Low Risk Consent | Trant Engineering Limited | Rushington House | Rushington |  | Southampton | Hampshire | SO40 9LT | RUSSINGTON HOUSE | RUSHINGTON BUSINESS PARK | - | TOTTON SOUTHAMPTON | HA | SO40 9LT | 2003-04-11 | 3 | 1 | At all times | SLOWHILL COPSE MARCHWOOD WTW | Chapel Lane | Solids Suspended 105 Degrees C | - | 400 | mg/l | 31.3 | Vehicle and plant washing (Low Impact) | Hampshire West | plant/vehicle wash | Construction | Consent | ASHURST BRIDGE WPS
12981 | 2 | Tier 2 Consent | SRCL Limited | Indigo House | Sussex Avenue |  | Leeds | West Yorkshire | LS10 2LF | UNIT7 LARKFIELD MILL | BELLINGHAM WAY |  | AYLESFORD | KE | ME20 6SQ | 2003-05-23 | 25 | 1 | At all times | HAM HILL WTW | New Hythe Lane | Chemical Oxygen Demand Shaken as 0 | - | 800 | mg/l | 36.2 | Refuse Containers (Industrial) | Kent West | Washing of bins and boiler blowdown. | Pre Market Reform | Consent | NEW HYTHE LANE LARKFIELD WPS
12981 | 2 | Tier 2 Consent | SRCL Limited | Indigo House | Sussex Avenue |  | Leeds | West Yorkshire | LS10 2LF | UNIT7 LARKFIELD MILL | BELLINGHAM WAY |  | AYLESFORD | KE | ME20 6SQ | 2003-05-23 | 25 | 1 | At all times | HAM HILL WTW | New Hythe Lane | Nitrogen Ammoniacal as N | - | 15 | mg/l | 36.2 | Refuse Containers (Industrial) | Kent West | Washing of bins and boiler blowdown. | Pre Market Reform | Consent | NEW HYTHE LANE LARKFIELD WPS
12981 | 2 | Tier 2 Consent | SRCL Limited | Indigo House | Sussex Avenue |  | Leeds | West Yorkshire | LS10 2LF | UNIT7 LARKFIELD MILL | BELLINGHAM WAY |  | AYLESFORD | KE | ME20 6SQ | 2003-05-23 | 25 | 1 | At all times | HAM HILL WTW | New Hythe Lane | pH | 6 | 10 | pH Units | 36.2 | Refuse Containers (Industrial) | Kent West | Washing of bins and boiler blowdown. | Pre Market Reform | Consent | NEW HYTHE LANE LARKFIELD WPS
12981 | 2 | Tier 2 Consent | SRCL Limited | Indigo House | Sussex Avenue |  | Leeds | West Yorkshire | LS10 2LF | UNIT7 LARKFIELD MILL | BELLINGHAM WAY |  | AYLESFORD | KE | ME20 6SQ | 2003-05-23 | 25 | 1 | At all times | HAM HILL WTW | New Hythe Lane | Solids Suspended 105 Degrees C | - | 400 | mg/l | 36.2 | Refuse Containers (Industrial) | Kent West | Washing of bins and boiler blowdown. | Pre Market Reform | Consent | NEW HYTHE LANE LARKFIELD WPS
12997 | 1 | Low Risk Consent | BFS Group Limited | 814 | Leigh Road |  | Slough |  | SL1 4BD | Ready Steady Store Ltd | KING EDWARD AVENUE | - | WORTHING | SW | BN14 8DH | 2003-06-01 | 2 | 0.5 | at all times | EAST WORTHING WTW | Ivy Arch Road | Chemical Oxygen Demand Settled as 0 | - | 800 | mg/l | 31.2 | Vehicle and plant washing (Low Impact) | Sussex West | Pre Market Reform | Pre Market Reform | Consent | -
12997 | 1 | Low Risk Consent | BFS Group Limited | 814 | Leigh Road |  | Slough |  | SL1 4BD | Ready Steady Store Ltd | KING EDWARD AVENUE | - | WORTHING | SW | BN14 8DH | 2003-06-01 | 2 | 0.5 | at all times | EAST WORTHING WTW | Ivy Arch Road | Chemical Oxygen Demand Shaken as 0 | - | 800 | mg/l | 31.2 | Vehicle and plant washing (Low Impact) | Sussex West | Pre Market Reform | Pre Market Reform | Consent | -
12997 | 1 | Low Risk Consent | BFS Group Limited | 814 | Leigh Road |  | Slough |  | SL1 4BD | Ready Steady Store Ltd | KING EDWARD AVENUE | - | WORTHING | SW | BN14 8DH | 2003-06-01 | 2 | 0.5 | at all times | EAST WORTHING WTW | Ivy Arch Road | Solids Suspended 105 Degrees C | - | 400 | mg/l | 31.2 | Vehicle and plant washing (Low Impact) | Sussex West | Pre Market Reform | Pre Market Reform | Consent | -
12997 | 1 | Low Risk Consent | BFS Group Limited | 814 | Leigh Road |  | Slough |  | SL1 4BD | Ready Steady Store Ltd | KING EDWARD AVENUE | - | WORTHING | SW | BN14 8DH | 2003-06-01 | 2 | 0.5 | at all times | EAST WORTHING WTW | Ivy Arch Road | Solids Suspended 105C at pH7 | - | 400 | mg/l | 31.2 | Vehicle and plant washing (Low Impact) | Sussex West | Pre Market Reform | Pre Market Reform | Consent | -
13004 | 4 | Tier 2 Consent | Howletts And Port Lympne Estates Limited | Port Lympne Wild Animal Park |  | Port Lympne | Hythe | Kent | CT21 4PD | HOWLETTS ZOO PARK ELEPHANT HSE | BEKESBOURNE |  | CANTERBURY | KE | CT4 5EL | 2007-04-01 | 4.3 | 2 | At all times | NEWNHAM VALLEY PRESTON WTW | Bekesbourne Lane | Biochemical Oxygen Demand 5 day+ATU as 0 | - | 1500 | mg/l | 30.1 | Farming, livestock markets, horticulture and related activities | Kent East | Washdown of elephant houses | Wildlife park | Consent | LOCKENDEN COTTAGES BEKESBOURNE WPS
13004 | 4 | Tier 2 Consent | Howletts And Port Lympne Estates Limited | Port Lympne Wild Animal Park |  | Port Lympne | Hythe | Kent | CT21 4PD | HOWLETTS ZOO PARK ELEPHANT HSE | BEKESBOURNE |  | CANTERBURY | KE | CT4 5EL | 2007-04-01 | 4.3 | 2 | At all times | NEWNHAM VALLEY PRESTON WTW | Bekesbourne Lane | Chemical Oxygen Demand Shaken as 0 | - | 4000 | mg/l | 30.1 | Farming, livestock markets, horticulture and related activities | Kent East | Washdown of elephant houses | Wildlife park | Consent | LOCKENDEN COTTAGES BEKESBOURNE WPS
13004 | 4 | Tier 2 Consent | Howletts And Port Lympne Estates Limited | Port Lympne Wild Animal Park |  | Port Lympne | Hythe | Kent | CT21 4PD | HOWLETTS ZOO PARK ELEPHANT HSE | BEKESBOURNE |  | CANTERBURY | KE | CT4 5EL | 2007-04-01 | 4.3 | 2 | At all times | NEWNHAM VALLEY PRESTON WTW | Bekesbourne Lane | Nitrogen Ammoniacal as N | - | 500 | mg/l | 30.1 | Farming, livestock markets, horticulture and related activities | Kent East | Washdown of elephant houses | Wildlife park | Consent | LOCKENDEN COTTAGES BEKESBOURNE WPS
13004 | 4 | Tier 2 Consent | Howletts And Port Lympne Estates Limited | Port Lympne Wild Animal Park |  | Port Lympne | Hythe | Kent | CT21 4PD | HOWLETTS ZOO PARK ELEPHANT HSE | BEKESBOURNE |  | CANTERBURY | KE | CT4 5EL | 2007-04-01 | 4.3 | 2 | At all times | NEWNHAM VALLEY PRESTON WTW | Bekesbourne Lane | pH | 6 | 10 | pH Units | 30.1 | Farming, livestock markets, horticulture and related activities | Kent East | Washdown of elephant houses | Wildlife park | Consent | LOCKENDEN COTTAGES BEKESBOURNE WPS
13004 | 4 | Tier 2 Consent | Howletts And Port Lympne Estates Limited | Port Lympne Wild Animal Park |  | Port Lympne | Hythe | Kent | CT21 4PD | HOWLETTS ZOO PARK ELEPHANT HSE | BEKESBOURNE |  | CANTERBURY | KE | CT4 5EL | 2007-04-01 | 4.3 | 2 | At all times | NEWNHAM VALLEY PRESTON WTW | Bekesbourne Lane | Solids Suspended 105 Degrees C | - | 1000 | mg/l | 30.1 | Farming, livestock markets, horticulture and related activities | Kent East | Washdown of elephant houses | Wildlife park | Consent | LOCKENDEN COTTAGES BEKESBOURNE WPS
13004 | 4 | Tier 2 Consent | Howletts And Port Lympne Estates Limited | Port Lympne Wild Animal Park |  | Port Lympne | Hythe | Kent | CT21 4PD | HOWLETTS ZOO PARK ELEPHANT HSE | BEKESBOURNE |  | CANTERBURY | KE | CT4 5EL | 2007-04-01 | 4.3 | 2 | At all times | NEWNHAM VALLEY PRESTON WTW | Bekesbourne Lane | Sulphate as S04 | - | 500 | mg/l | 30.1 | Farming, livestock markets, horticulture and related activities | Kent East | Washdown of elephant houses | Wildlife park | Consent | LOCKENDEN COTTAGES BEKESBOURNE WPS
13006 | 1 | Low Risk Consent | Sytner Cars Limited | 2 | Penman Way | Grove Park | Leicester | Leicestershire | LE19 1ST | PORSCHE CENTRE | INNOVATION DRIVE |  | BURGESS HILL | SW | RH15 9TW | 2003-06-04 | 4 | 1 | at all times | GODDARDS GREEN WTW | Innovation Drive | Chemical Oxygen Demand Settled as 0 | - | 800 | mg/l | 31.2 | Vehicle and plant washing (Low Impact) | Sussex West | Pre Market Reform | Pre Market Reform | Consent | MALTHOUSE LANE BURGESS HILL WPS
13006 | 1 | Low Risk Consent | Sytner Cars Limited | 2 | Penman Way | Grove Park | Leicester | Leicestershire | LE19 1ST | PORSCHE CENTRE | INNOVATION DRIVE |  | BURGESS HILL | SW | RH15 9TW | 2003-06-04 | 4 | 1 | at all times | GODDARDS GREEN WTW | Innovation Drive | Chemical Oxygen Demand Shaken as 0 | - | 800 | mg/l | 31.2 | Vehicle and plant washing (Low Impact) | Sussex West | Pre Market Reform | Pre Market Reform | Consent | MALTHOUSE LANE BURGESS HILL WPS
13006 | 1 | Low Risk Consent | Sytner Cars Limited | 2 | Penman Way | Grove Park | Leicester | Leicestershire | LE19 1ST | PORSCHE CENTRE | INNOVATION DRIVE |  | BURGESS HILL | SW | RH15 9TW | 2003-06-04 | 4 | 1 | at all times | GODDARDS GREEN WTW | Innovation Drive | Solids Suspended 105 Degrees C | - | 400 | mg/l | 31.2 | Vehicle and plant washing (Low Impact) | Sussex West | Pre Market Reform | Pre Market Reform | Consent | MALTHOUSE LANE BURGESS HILL WPS
13006 | 1 | Low Risk Consent | Sytner Cars Limited | 2 | Penman Way | Grove Park | Leicester | Leicestershire | LE19 1ST | PORSCHE CENTRE | INNOVATION DRIVE |  | BURGESS HILL | SW | RH15 9TW | 2003-06-04 | 4 | 1 | at all times | GODDARDS GREEN WTW | Innovation Drive | Solids Suspended 105C at pH7 | - | 400 | mg/l | 31.2 | Vehicle and plant washing (Low Impact) | Sussex West | Pre Market Reform | Pre Market Reform | Consent | MALTHOUSE LANE BURGESS HILL WPS
13016 | 1 | Low Risk Consent | Priory School | - | Mountfield Road | - | Lewes | East Sussex | BN7 2XN |  | Head Of Science | Mountfield Road | Lewes | East Sussex | BN7 2XN | 2003-06-20 | 0.02 | 1 | at all times | NEWHAVEN MAIN WTW | Mountfield Road | Chemical Oxygen Demand Settled as 0 | - | 800 | mg/l | 24.2 | Printing and related activities (Low impact) | Sussex East | Pre Market Reform | Pre Market Reform | Consent | -
13016 | 1 | Low Risk Consent | Priory School | - | Mountfield Road | - | Lewes | East Sussex | BN7 2XN |  | Head Of Science | Mountfield Road | Lewes | East Sussex | BN7 2XN | 2003-06-20 | 0.02 | 1 | at all times | NEWHAVEN MAIN WTW | Mountfield Road | Chemical Oxygen Demand Shaken as 0 | - | 800 | mg/l | 24.2 | Printing and related activities (Low impact) | Sussex East | Pre Market Reform | Pre Market Reform | Consent | -
13016 | 1 | Low Risk Consent | Priory School | - | Mountfield Road | - | Lewes | East Sussex | BN7 2XN |  | Head Of Science | Mountfield Road | Lewes | East Sussex | BN7 2XN | 2003-06-20 | 0.02 | 1 | at all times | NEWHAVEN MAIN WTW | Mountfield Road | Solids Suspended 105 Degrees C | - | 400 | mg/l | 24.2 | Printing and related activities (Low impact) | Sussex East | Pre Market Reform | Pre Market Reform | Consent | -
13016 | 1 | Low Risk Consent | Priory School | - | Mountfield Road | - | Lewes | East Sussex | BN7 2XN |  | Head Of Science | Mountfield Road | Lewes | East Sussex | BN7 2XN | 2003-06-20 | 0.02 | 1 | at all times | NEWHAVEN MAIN WTW | Mountfield Road | Solids Suspended 105C at pH7 | - | 400 | mg/l | 24.2 | Printing and related activities (Low impact) | Sussex East | Pre Market Reform | Pre Market Reform | Consent | -
13018 | 1 | Low Risk Consent | Orthopaedic Manufacturing Company Limited | Quadrant House | 4 Thomas More Square | - | London | - | E1W 1YW | UNIT 11 | THORGATE ROAD | - | LITTLEHAMPTON | SW | BN17 7LU | 2003-06-26 | 0.01 | 0.003 | at all times | FORD WTW | Thorgate Road | Chemical Oxygen Demand Settled as 0 | - | 800 | mg/l | 8.2 | Engineering (Low risk) | Sussex West | Pre Market Reform | Pre Market Reform | Consent | -
13018 | 1 | Low Risk Consent | Orthopaedic Manufacturing Company Limited | Quadrant House | 4 Thomas More Square | - | London | - | E1W 1YW | UNIT 11 | THORGATE ROAD | - | LITTLEHAMPTON | SW | BN17 7LU | 2003-06-26 | 0.01 | 0.003 | at all times | FORD WTW | Thorgate Road | Chemical Oxygen Demand Shaken as 0 | - | 800 | mg/l | 8.2 | Engineering (Low risk) | Sussex West | Pre Market Reform | Pre Market Reform | Consent | -
13018 | 1 | Low Risk Consent | Orthopaedic Manufacturing Company Limited | Quadrant House | 4 Thomas More Square | - | London | - | E1W 1YW | UNIT 11 | THORGATE ROAD | - | LITTLEHAMPTON | SW | BN17 7LU | 2003-06-26 | 0.01 | 0.003 | at all times | FORD WTW | Thorgate Road | Solids Suspended 105 Degrees C | - | 400 | mg/l | 8.2 | Engineering (Low risk) | Sussex West | Pre Market Reform | Pre Market Reform | Consent | -
13018 | 1 | Low Risk Consent | Orthopaedic Manufacturing Company Limited | Quadrant House | 4 Thomas More Square | - | London | - | E1W 1YW | UNIT 11 | THORGATE ROAD | - | LITTLEHAMPTON | SW | BN17 7LU | 2003-06-26 | 0.01 | 0.003 | at all times | FORD WTW | Thorgate Road | Solids Suspended 105C at pH7 | - | 400 | mg/l | 8.2 | Engineering (Low risk) | Sussex West | Pre Market Reform | Pre Market Reform | Consent | -
13019 | 1 | Tier 2 Consent | London & Kent Metals Limited | Brooker House | Symonds Drive | Eurolink Industrial Estate | Sittingbourne | Kent | ME10 3SY | UNIT D9 | EUROLINK BUSINESS PARK | - | SITTINGBOURNE | KE | ME10 3SY | 2003-06-18 | 7 | 0.1 | At all times | SITTINGBOURNE WTW | Symonds Drive | Chemical Oxygen Demand Shaken as 0 | - | 800 | mg/l | 40.1 | Rainwater and surface water run-off (Medium Impact). Fire fighting foam training | Kent West | Effluent discharged via a full retention interceptor | Pre Market Reform | Consent | -
13019 | 1 | Tier 2 Consent | London & Kent Metals Limited | Brooker House | Symonds Drive | Eurolink Industrial Estate | Sittingbourne | Kent | ME10 3SY | UNIT D9 | EUROLINK BUSINESS PARK | - | SITTINGBOURNE | KE | ME10 3SY | 2003-06-18 | 7 | 0.1 | At all times | SITTINGBOURNE WTW | Symonds Drive | Iron Total | - | 5 | ug/l | 40.1 | Rainwater and surface water run-off (Medium Impact). Fire fighting foam training | Kent West | Effluent discharged via a full retention interceptor | Pre Market Reform | Consent | -
13019 | 1 | Tier 2 Consent | London & Kent Metals Limited | Brooker House | Symonds Drive | Eurolink Industrial Estate | Sittingbourne | Kent | ME10 3SY | UNIT D9 | EUROLINK BUSINESS PARK | - | SITTINGBOURNE | KE | ME10 3SY | 2003-06-18 | 7 | 0.1 | At all times | SITTINGBOURNE WTW | Symonds Drive | Oil and Grease | - | 200 | mg/l | 40.1 | Rainwater and surface water run-off (Medium Impact). Fire fighting foam training | Kent West | Effluent discharged via a full retention interceptor | Pre Market Reform | Consent | -
13019 | 1 | Tier 2 Consent | London & Kent Metals Limited | Brooker House | Symonds Drive | Eurolink Industrial Estate | Sittingbourne | Kent | ME10 3SY | UNIT D9 | EUROLINK BUSINESS PARK | - | SITTINGBOURNE | KE | ME10 3SY | 2003-06-18 | 7 | 0.1 | At all times | SITTINGBOURNE WTW | Symonds Drive | pH | 5 | 11 | pH Units | 40.1 | Rainwater and surface water run-off (Medium Impact). Fire fighting foam training | Kent West | Effluent discharged via a full retention interceptor | Pre Market Reform | Consent | -
13019 | 1 | Tier 2 Consent | London & Kent Metals Limited | Brooker House | Symonds Drive | Eurolink Industrial Estate | Sittingbourne | Kent | ME10 3SY | UNIT D9 | EUROLINK BUSINESS PARK | - | SITTINGBOURNE | KE | ME10 3SY | 2003-06-18 | 7 | 0.1 | At all times | SITTINGBOURNE WTW | Symonds Drive | Solids Suspended 105 Degrees C | - | 400 | mg/l | 40.1 | Rainwater and surface water run-off (Medium Impact). Fire fighting foam training | Kent West | Effluent discharged via a full retention interceptor | Pre Market Reform | Consent | -
13019 | 1 | Tier 2 Consent | London & Kent Metals Limited | Brooker House | Symonds Drive | Eurolink Industrial Estate | Sittingbourne | Kent | ME10 3SY | UNIT D9 | EUROLINK BUSINESS PARK | - | SITTINGBOURNE | KE | ME10 3SY | 2003-06-18 | 7 | 0.1 | At all times | SITTINGBOURNE WTW | Symonds Drive | Sulphate as S04 | - | 500 | mg/l | 40.1 | Rainwater and surface water run-off (Medium Impact). Fire fighting foam training | Kent West | Effluent discharged via a full retention interceptor | Pre Market Reform | Consent | -
13021 | 2 | Low Risk Consent | Hovat Limited | West Point | New Hythe Lane | Larkfield | Maidstone | Kent | ME20 6XJ | WESTMEAD UNIT 1-3 | NEW HYTHE LANE | - | AYLESFORD | KE | ME20 6XJ | 2003-11-14 | 1 | 0.5 | At all times | HAM HILL WTW | New Hythe Lane | Chemical Oxygen Demand Shaken as 0 | - | 2000 | mg/l | 24.1 | Printing and related activities (High impact) | Kent West | Reprographics: Printing process | Pre Market Reform | Consent | NEW HYTHE LANE LARKFIELD WPS
13021 | 2 | Low Risk Consent | Hovat Limited | West Point | New Hythe Lane | Larkfield | Maidstone | Kent | ME20 6XJ | WESTMEAD UNIT 1-3 | NEW HYTHE LANE | - | AYLESFORD | KE | ME20 6XJ | 2003-11-14 | 1 | 0.5 | At all times | HAM HILL WTW | New Hythe Lane | Chromium Total mg/l | - | 1 | ug/l | 24.1 | Printing and related activities (High impact) | Kent West | Reprographics: Printing process | Pre Market Reform | Consent | NEW HYTHE LANE LARKFIELD WPS
13021 | 2 | Low Risk Consent | Hovat Limited | West Point | New Hythe Lane | Larkfield | Maidstone | Kent | ME20 6XJ | WESTMEAD UNIT 1-3 | NEW HYTHE LANE | - | AYLESFORD | KE | ME20 6XJ | 2003-11-14 | 1 | 0.5 | At all times | HAM HILL WTW | New Hythe Lane | Copper Total | - | 1 | ug/l | 24.1 | Printing and related activities (High impact) | Kent West | Reprographics: Printing process | Pre Market Reform | Consent | NEW HYTHE LANE LARKFIELD WPS
13021 | 2 | Low Risk Consent | Hovat Limited | West Point | New Hythe Lane | Larkfield | Maidstone | Kent | ME20 6XJ | WESTMEAD UNIT 1-3 | NEW HYTHE LANE | - | AYLESFORD | KE | ME20 6XJ | 2003-11-14 | 1 | 0.5 | At all times | HAM HILL WTW | New Hythe Lane | Iron Total | - | 10 | ug/l | 24.1 | Printing and related activities (High impact) | Kent West | Reprographics: Printing process | Pre Market Reform | Consent | NEW HYTHE LANE LARKFIELD WPS
13021 | 2 | Low Risk Consent | Hovat Limited | West Point | New Hythe Lane | Larkfield | Maidstone | Kent | ME20 6XJ | WESTMEAD UNIT 1-3 | NEW HYTHE LANE | - | AYLESFORD | KE | ME20 6XJ | 2003-11-14 | 1 | 0.5 | At all times | HAM HILL WTW | New Hythe Lane | Lead Total | - | 1 | ug/l | 24.1 | Printing and related activities (High impact) | Kent West | Reprographics: Printing process | Pre Market Reform | Consent | NEW HYTHE LANE LARKFIELD WPS
13021 | 2 | Low Risk Consent | Hovat Limited | West Point | New Hythe Lane | Larkfield | Maidstone | Kent | ME20 6XJ | WESTMEAD UNIT 1-3 | NEW HYTHE LANE | - | AYLESFORD | KE | ME20 6XJ | 2003-11-14 | 1 | 0.5 | At all times | HAM HILL WTW | New Hythe Lane | Nickel Total | - | 1 | ug/l | 24.1 | Printing and related activities (High impact) | Kent West | Reprographics: Printing process | Pre Market Reform | Consent | NEW HYTHE LANE LARKFIELD WPS
13021 | 2 | Low Risk Consent | Hovat Limited | West Point | New Hythe Lane | Larkfield | Maidstone | Kent | ME20 6XJ | WESTMEAD UNIT 1-3 | NEW HYTHE LANE | - | AYLESFORD | KE | ME20 6XJ | 2003-11-14 | 1 | 0.5 | At all times | HAM HILL WTW | New Hythe Lane | pH | 5 | 11 | pH Units | 24.1 | Printing and related activities (High impact) | Kent West | Reprographics: Printing process | Pre Market Reform | Consent | NEW HYTHE LANE LARKFIELD WPS
13021 | 2 | Low Risk Consent | Hovat Limited | West Point | New Hythe Lane | Larkfield | Maidstone | Kent | ME20 6XJ | WESTMEAD UNIT 1-3 | NEW HYTHE LANE | - | AYLESFORD | KE | ME20 6XJ | 2003-11-14 | 1 | 0.5 | At all times | HAM HILL WTW | New Hythe Lane | Solids Suspended 105 Degrees C | - | 500 | mg/l | 24.1 | Printing and related activities (High impact) | Kent West | Reprographics: Printing process | Pre Market Reform | Consent | NEW HYTHE LANE LARKFIELD WPS
13021 | 2 | Low Risk Consent | Hovat Limited | West Point | New Hythe Lane | Larkfield | Maidstone | Kent | ME20 6XJ | WESTMEAD UNIT 1-3 | NEW HYTHE LANE | - | AYLESFORD | KE | ME20 6XJ | 2003-11-14 | 1 | 0.5 | At all times | HAM HILL WTW | New Hythe Lane | Sulphate as S04 | - | 500 | mg/l | 24.1 | Printing and related activities (High impact) | Kent West | Reprographics: Printing process | Pre Market Reform | Consent | NEW HYTHE LANE LARKFIELD WPS
13021 | 2 | Low Risk Consent | Hovat Limited | West Point | New Hythe Lane | Larkfield | Maidstone | Kent | ME20 6XJ | WESTMEAD UNIT 1-3 | NEW HYTHE LANE | - | AYLESFORD | KE | ME20 6XJ | 2003-11-14 | 1 | 0.5 | At all times | HAM HILL WTW | New Hythe Lane | Zinc Total mg/l | - | 1 | ug/l | 24.1 | Printing and related activities (High impact) | Kent West | Reprographics: Printing process | Pre Market Reform | Consent | NEW HYTHE LANE LARKFIELD WPS
13034 | 1 | Low Risk Consent | Pentagon Limited | Airport House | The Airport | - | Cambridge | - | CB5 8RY | Mercedes Benz of Southampton | George Curl Way | Southampton International Airport | Southampton | HA | SO18 2BJ | 2003-07-28 | 5 | 0.2 | At all times | PORTSWOOD WTW | George Curl Way | Chemical Oxygen Demand Shaken as 0 | - | 1000 | mg/l | 31.2 | Vehicle and plant washing (Low Impact) | Hampshire West | Vehicle washing: Jet Wash process | Pre Market Reform | Consent | -
13034 | 1 | Low Risk Consent | Pentagon Limited | Airport House | The Airport | - | Cambridge | - | CB5 8RY | Mercedes Benz of Southampton | George Curl Way | Southampton International Airport | Southampton | HA | SO18 2BJ | 2003-07-28 | 5 | 0.2 | At all times | PORTSWOOD WTW | George Curl Way | Oil and Grease | - | 200 | mg/l | 31.2 | Vehicle and plant washing (Low Impact) | Hampshire West | Vehicle washing: Jet Wash process | Pre Market Reform | Consent | -
13034 | 1 | Low Risk Consent | Pentagon Limited | Airport House | The Airport | - | Cambridge | - | CB5 8RY | Mercedes Benz of Southampton | George Curl Way | Southampton International Airport | Southampton | HA | SO18 2BJ | 2003-07-28 | 5 | 0.2 | At all times | PORTSWOOD WTW | George Curl Way | pH | 6 | 10 | pH Units | 31.2 | Vehicle and plant washing (Low Impact) | Hampshire West | Vehicle washing: Jet Wash process | Pre Market Reform | Consent | -
13034 | 1 | Low Risk Consent | Pentagon Limited | Airport House | The Airport | - | Cambridge | - | CB5 8RY | Mercedes Benz of Southampton | George Curl Way | Southampton International Airport | Southampton | HA | SO18 2BJ | 2003-07-28 | 5 | 0.2 | At all times | PORTSWOOD WTW | George Curl Way | Solids Suspended 105 Degrees C | - | 400 | mg/l | 31.2 | Vehicle and plant washing (Low Impact) | Hampshire West | Vehicle washing: Jet Wash process | Pre Market Reform | Consent | -
13042 | 1 | Tier 2 Consent | Launderama | - | - | - | - | - | - | 61 | MARLBOROUGH ROAD | - | RYDE | IW | PO33 1AF | 2003-07-31 | 11 | 1 | At all times | SANDOWN NEW WTW | Marlborough Road | Chemical Oxygen Demand Shaken as 0 | - | 1000 | mg/l | 15.2 | Laundering (Small-scale/Coin-Op) | Hampshire East | Launderettes process | Pre Market Reform | Consent | -
13042 | 1 | Tier 2 Consent | Launderama | - | - | - | - | - | - | 61 | MARLBOROUGH ROAD | - | RYDE | IW | PO33 1AF | 2003-07-31 | 11 | 1 | At all times | SANDOWN NEW WTW | Marlborough Road | pH | 6 | 10 | pH Units | 15.2 | Laundering (Small-scale/Coin-Op) | Hampshire East | Launderettes process | Pre Market Reform | Consent | -
13042 | 1 | Tier 2 Consent | Launderama | - | - | - | - | - | - | 61 | MARLBOROUGH ROAD | - | RYDE | IW | PO33 1AF | 2003-07-31 | 11 | 1 | At all times | SANDOWN NEW WTW | Marlborough Road | Solids Suspended 105 Degrees C | - | 400 | mg/l | 15.2 | Laundering (Small-scale/Coin-Op) | Hampshire East | Launderettes process | Pre Market Reform | Consent | -
13044 | 1 | Low Risk Consent | REL Limited | Kings House | 1st Floor 68 Victoria Road | - | Burgess Hill | West Sussex | RH15 9LH | ROSSETTS COMMERCIALS | DALE ROAD | - | WORTHING | SW | BN11 2RU | 2003-08-01 | 0.3 | 0.2 | at all times | EAST WORTHING WTW | Dale Road | Chemical Oxygen Demand Settled as 0 | - | 800 | mg/l | 31.2 | Vehicle and plant washing (Low Impact) | Sussex West | Pre Market Reform | Pre Market Reform | Consent | -
13044 | 1 | Low Risk Consent | REL Limited | Kings House | 1st Floor 68 Victoria Road | - | Burgess Hill | West Sussex | RH15 9LH | ROSSETTS COMMERCIALS | DALE ROAD | - | WORTHING | SW | BN11 2RU | 2003-08-01 | 0.3 | 0.2 | at all times | EAST WORTHING WTW | Dale Road | Chemical Oxygen Demand Shaken as 0 | - | 800 | mg/l | 31.2 | Vehicle and plant washing (Low Impact) | Sussex West | Pre Market Reform | Pre Market Reform | Consent | -
13044 | 1 | Low Risk Consent | REL Limited | Kings House | 1st Floor 68 Victoria Road | - | Burgess Hill | West Sussex | RH15 9LH | ROSSETTS COMMERCIALS | DALE ROAD | - | WORTHING | SW | BN11 2RU | 2003-08-01 | 0.3 | 0.2 | at all times | EAST WORTHING WTW | Dale Road | Solids Suspended 105 Degrees C | - | 400 | mg/l | 31.2 | Vehicle and plant washing (Low Impact) | Sussex West | Pre Market Reform | Pre Market Reform | Consent | -
13044 | 1 | Low Risk Consent | REL Limited | Kings House | 1st Floor 68 Victoria Road | - | Burgess Hill | West Sussex | RH15 9LH | ROSSETTS COMMERCIALS | DALE ROAD | - | WORTHING | SW | BN11 2RU | 2003-08-01 | 0.3 | 0.2 | at all times | EAST WORTHING WTW | Dale Road | Solids Suspended 105C at pH7 | - | 400 | mg/l | 31.2 | Vehicle and plant washing (Low Impact) | Sussex West | Pre Market Reform | Pre Market Reform | Consent | -
13050 | 1 | Low Risk Consent | Wash-a-Wheelie | - | 60 Cedar Drive | Southwater | Horsham | West Sussex | RH13 7UF |  | 74 Corsletts Avenue | Broadbridge Heath | Horsham | West Sussex | RH12 3NZ | 2003-02-01 | 0.1 | 0.1 | 0800-1700 | HORSHAM NEW WTW | Corsletts Avenue | Chemical Oxygen Demand Settled as 0 | - | 800 | mg/l | 36.1 | Refuse containers (Wheelie bins / low risk commercial) | Sussex West | Pre Market Reform | Pre Market Reform | Consent | -
13050 | 1 | Low Risk Consent | Wash-a-Wheelie | - | 60 Cedar Drive | Southwater | Horsham | West Sussex | RH13 7UF |  | 74 Corsletts Avenue | Broadbridge Heath | Horsham | West Sussex | RH12 3NZ | 2003-02-01 | 0.1 | 0.1 | 0800-1700 | HORSHAM NEW WTW | Corsletts Avenue | Chemical Oxygen Demand Shaken as 0 | - | 800 | mg/l | 36.1 | Refuse containers (Wheelie bins / low risk commercial) | Sussex West | Pre Market Reform | Pre Market Reform | Consent | -
13050 | 1 | Low Risk Consent | Wash-a-Wheelie | - | 60 Cedar Drive | Southwater | Horsham | West Sussex | RH13 7UF |  | 74 Corsletts Avenue | Broadbridge Heath | Horsham | West Sussex | RH12 3NZ | 2003-02-01 | 0.1 | 0.1 | 0800-1700 | HORSHAM NEW WTW | Corsletts Avenue | Solids Suspended 105 Degrees C | - | 400 | mg/l | 36.1 | Refuse containers (Wheelie bins / low risk commercial) | Sussex West | Pre Market Reform | Pre Market Reform | Consent | -
13050 | 1 | Low Risk Consent | Wash-a-Wheelie | - | 60 Cedar Drive | Southwater | Horsham | West Sussex | RH13 7UF |  | 74 Corsletts Avenue | Broadbridge Heath | Horsham | West Sussex | RH12 3NZ | 2003-02-01 | 0.1 | 0.1 | 0800-1700 | HORSHAM NEW WTW | Corsletts Avenue | Solids Suspended 105C at pH7 | - | 400 | mg/l | 36.1 | Refuse containers (Wheelie bins / low risk commercial) | Sussex West | Pre Market Reform | Pre Market Reform | Consent | -
13057 | 1 | Tier 2 Consent | Kent Frozen Foods Limited | Enterprise House | Eureka Business Park | - | Ashford | Kent | TN25 4AG | UNIT 5 | MILLS ROAD | - | AYLESFORD | KE | ME20 7PP | 2003-09-23 | 50 | 2 | At all times | AYLESFORD WTW | Priory Park | Chemical Oxygen Demand Shaken as 0 | - | 800 | mg/l | 31.2 | Vehicle and plant washing (Low Impact) | Kent West | Vehicle Washing: Jet Wash process | Pre Market Reform | Consent | -
13057 | 1 | Tier 2 Consent | Kent Frozen Foods Limited | Enterprise House | Eureka Business Park | - | Ashford | Kent | TN25 4AG | UNIT 5 | MILLS ROAD | - | AYLESFORD | KE | ME20 7PP | 2003-09-23 | 50 | 2 | At all times | AYLESFORD WTW | Priory Park | pH | 6 | 10 | pH Units | 31.2 | Vehicle and plant washing (Low Impact) | Kent West | Vehicle Washing: Jet Wash process | Pre Market Reform | Consent | -
13057 | 1 | Tier 2 Consent | Kent Frozen Foods Limited | Enterprise House | Eureka Business Park | - | Ashford | Kent | TN25 4AG | UNIT 5 | MILLS ROAD | - | AYLESFORD | KE | ME20 7PP | 2003-09-23 | 50 | 2 | At all times | AYLESFORD WTW | Priory Park | Solids Suspended 105 Degrees C | - | 400 | mg/l | 31.2 | Vehicle and plant washing (Low Impact) | Kent West | Vehicle Washing: Jet Wash process | Pre Market Reform | Consent | -
13058 | 2 | Tier 2 Consent | Anduff Car Wash Limited | 35-37 | Amersham Hill |  | High Wycombe | Buckinghamshire | HP13 6NU | ARC CAR WASH BRETT SITE | GROVE ROAD | - | GRAVESEND | KE | DA11 9AX | 2003-09-23 | 20 | 0.25 | At all times | NORTHFLEET WTW |  | Chemical Oxygen Demand Shaken as 0 | - | 800 | mg/l | 31.2 | Vehicle and plant washing (Low Impact) | Kent West | Washing the exterior of passenger vehicles | Car washing and Valeting | Consent | STONEBRIDGE ROAD NORTHFLEET WPS
13058 | 2 | Tier 2 Consent | Anduff Car Wash Limited | 35-37 | Amersham Hill |  | High Wycombe | Buckinghamshire | HP13 6NU | ARC CAR WASH BRETT SITE | GROVE ROAD | - | GRAVESEND | KE | DA11 9AX | 2003-09-23 | 20 | 0.25 | At all times | NORTHFLEET WTW |  | pH | 5 | 11 | pH Units | 31.2 | Vehicle and plant washing (Low Impact) | Kent West | Washing the exterior of passenger vehicles | Car washing and Valeting | Consent | STONEBRIDGE ROAD NORTHFLEET WPS
13058 | 2 | Tier 2 Consent | Anduff Car Wash Limited | 35-37 | Amersham Hill |  | High Wycombe | Buckinghamshire | HP13 6NU | ARC CAR WASH BRETT SITE | GROVE ROAD | - | GRAVESEND | KE | DA11 9AX | 2003-09-23 | 20 | 0.25 | At all times | NORTHFLEET WTW |  | Solids Suspended 105 Degrees C | - | 400 | mg/l | 31.2 | Vehicle and plant washing (Low Impact) | Kent West | Washing the exterior of passenger vehicles | Car washing and Valeting | Consent | STONEBRIDGE ROAD NORTHFLEET WPS
13058 | 2 | Tier 2 Consent | Anduff Car Wash Limited | 35-37 | Amersham Hill |  | High Wycombe | Buckinghamshire | HP13 6NU | ARC CAR WASH BRETT SITE | GROVE ROAD | - | GRAVESEND | KE | DA11 9AX | 2003-09-23 | 20 | 0.25 | At all times | NORTHFLEET WTW |  | Sulphate as S04 | - | 500 | mg/l | 31.2 | Vehicle and plant washing (Low Impact) | Kent West | Washing the exterior of passenger vehicles | Car washing and Valeting | Consent | STONEBRIDGE ROAD NORTHFLEET WPS
13060 | 1 | Low Risk Consent | Diamond Isle Cleaning ServicesCES | - | - | - | - | - | - |  | 8B Ash Lane | Gunville | Newport | Isle of Wight | PO30 5LT | 2003-09-15 | 1.8 | - | 1300 - 1900 | SANDOWN NEW WTW | various | Chemical Oxygen Demand Settled as 0 | - | 800 | mg/l | 15.2 | Laundering (Small-scale/Coin-Op) | Hampshire East | Pre Market Reform | Pre Market Reform | Consent | -
13060 | 1 | Low Risk Consent | Diamond Isle Cleaning ServicesCES | - | - | - | - | - | - |  | 8B Ash Lane | Gunville | Newport | Isle of Wight | PO30 5LT | 2003-09-15 | 1.8 | - | 1300 - 1900 | SANDOWN NEW WTW | various | Chemical Oxygen Demand Shaken as 0 | - | 800 | mg/l | 15.2 | Laundering (Small-scale/Coin-Op) | Hampshire East | Pre Market Reform | Pre Market Reform | Consent | -
13060 | 1 | Low Risk Consent | Diamond Isle Cleaning ServicesCES | - | - | - | - | - | - |  | 8B Ash Lane | Gunville | Newport | Isle of Wight | PO30 5LT | 2003-09-15 | 1.8 | - | 1300 - 1900 | SANDOWN NEW WTW | various | Solids Suspended 105 Degrees C | - | 400 | mg/l | 15.2 | Laundering (Small-scale/Coin-Op) | Hampshire East | Pre Market Reform | Pre Market Reform | Consent | -
13060 | 1 | Low Risk Consent | Diamond Isle Cleaning ServicesCES | - | - | - | - | - | - |  | 8B Ash Lane | Gunville | Newport | Isle of Wight | PO30 5LT | 2003-09-15 | 1.8 | - | 1300 - 1900 | SANDOWN NEW WTW | various | Solids Suspended 105C at pH7 | - | 400 | mg/l | 15.2 | Laundering (Small-scale/Coin-Op) | Hampshire East | Pre Market Reform | Pre Market Reform | Consent | -
13065 | 1 | Low Risk Consent | Bexhill College | - | Turkey Road | - | Bexhill on Sea | East Sussex | TN39 5HF | BEXHILL SIXTH FORM COLLEGE | PENLAND ROAD | - | BEXHILL-ON-SEA | SE | TN40 2JG | 2002-10-15 | 1 | 2 | 08:00 to 17:00 | BEXHILL & HASTINGS WTW | Bexhill College | Chemical Oxygen Demand Settled as 0 | - | 800 | mg/l | 33.3 | Photographic and X-ray film processing Non COPPICE | Sussex East | Pre Market Reform | Pre Market Reform | Consent | Pre Market Reform
13065 | 1 | Low Risk Consent | Bexhill College | - | Turkey Road | - | Bexhill on Sea | East Sussex | TN39 5HF | BEXHILL SIXTH FORM COLLEGE | PENLAND ROAD | - | BEXHILL-ON-SEA | SE | TN40 2JG | 2002-10-15 | 1 | 2 | 08:00 to 17:00 | BEXHILL & HASTINGS WTW | Bexhill College | Chemical Oxygen Demand Shaken as 0 | - | 800 | mg/l | 33.3 | Photographic and X-ray film processing Non COPPICE | Sussex East | Pre Market Reform | Pre Market Reform | Consent | Pre Market Reform
13065 | 1 | Low Risk Consent | Bexhill College | - | Turkey Road | - | Bexhill on Sea | East Sussex | TN39 5HF | BEXHILL SIXTH FORM COLLEGE | PENLAND ROAD | - | BEXHILL-ON-SEA | SE | TN40 2JG | 2002-10-15 | 1 | 2 | 08:00 to 17:00 | BEXHILL & HASTINGS WTW | Bexhill College | Solids Suspended 105 Degrees C | - | 400 | mg/l | 33.3 | Photographic and X-ray film processing Non COPPICE | Sussex East | Pre Market Reform | Pre Market Reform | Consent | Pre Market Reform
13065 | 1 | Low Risk Consent | Bexhill College | - | Turkey Road | - | Bexhill on Sea | East Sussex | TN39 5HF | BEXHILL SIXTH FORM COLLEGE | PENLAND ROAD | - | BEXHILL-ON-SEA | SE | TN40 2JG | 2002-10-15 | 1 | 2 | 08:00 to 17:00 | BEXHILL & HASTINGS WTW | Bexhill College | Solids Suspended 105C at pH7 | - | 400 | mg/l | 33.3 | Photographic and X-ray film processing Non COPPICE | Sussex East | Pre Market Reform | Pre Market Reform | Consent | Pre Market Reform
13074 | 1 | Tier 2 Consent | Mr T Osman | The Launderette | 19 St James Road | Upper Shirley | Southampton | Hampshire | SO15 5FB | 19 | ST JAMES ROAD | - | SOUTHAMPTON | SP | SO15 5FB | 2003-09-01 | 5 | 0.2 | At all times | MILLBROOK WTW | St James Road | Chemical Oxygen Demand Shaken as 0 | - | 2000 | mg/l | 15.2 | Laundering (Small-scale/Coin-Op) | Hampshire West | waste water from laundering | small launderette | Consent | ROWNHAMS CARAVAN PARK WPS
13074 | 1 | Tier 2 Consent | Mr T Osman | The Launderette | 19 St James Road | Upper Shirley | Southampton | Hampshire | SO15 5FB | 19 | ST JAMES ROAD | - | SOUTHAMPTON | SP | SO15 5FB | 2003-09-01 | 5 | 0.2 | At all times | MILLBROOK WTW | St James Road | Oil and Grease | - | 200 | mg/l | 15.2 | Laundering (Small-scale/Coin-Op) | Hampshire West | waste water from laundering | small launderette | Consent | ROWNHAMS CARAVAN PARK WPS
13074 | 1 | Tier 2 Consent | Mr T Osman | The Launderette | 19 St James Road | Upper Shirley | Southampton | Hampshire | SO15 5FB | 19 | ST JAMES ROAD | - | SOUTHAMPTON | SP | SO15 5FB | 2003-09-01 | 5 | 0.2 | At all times | MILLBROOK WTW | St James Road | pH | 6 | 10 | pH Units | 15.2 | Laundering (Small-scale/Coin-Op) | Hampshire West | waste water from laundering | small launderette | Consent | ROWNHAMS CARAVAN PARK WPS
13074 | 1 | Tier 2 Consent | Mr T Osman | The Launderette | 19 St James Road | Upper Shirley | Southampton | Hampshire | SO15 5FB | 19 | ST JAMES ROAD | - | SOUTHAMPTON | SP | SO15 5FB | 2003-09-01 | 5 | 0.2 | At all times | MILLBROOK WTW | St James Road | Solids Suspended 105 Degrees C | - | 400 | mg/l | 15.2 | Laundering (Small-scale/Coin-Op) | Hampshire West | waste water from laundering | small launderette | Consent | ROWNHAMS CARAVAN PARK WPS
13104 | 2 | Low Risk Consent | G & G Food Supplies Limited | Vitality House, 2 - 3 | Imberhorne Way |  | East Grinstead | West Sussex | RH19 1RL | VITALITY HOUSE 2-3 | IMBERHORNE LANE | - | EAST GRINSTEAD | SW | RH19 1RL | 2003-10-15 | 1 | 1 | at all times | FELBRIDGE WTW | Imberhorne Way | Chemical Oxygen Demand Settled as 0 | - | 800 | mg/l | 4.2 | Chemical and pharmaceutical manufacture (Low Impact) | Sussex West | Pre Market Reform | Pre Market Reform | Consent | -
13104 | 2 | Low Risk Consent | G & G Food Supplies Limited | Vitality House, 2 - 3 | Imberhorne Way |  | East Grinstead | West Sussex | RH19 1RL | VITALITY HOUSE 2-3 | IMBERHORNE LANE | - | EAST GRINSTEAD | SW | RH19 1RL | 2003-10-15 | 1 | 1 | at all times | FELBRIDGE WTW | Imberhorne Way | Chemical Oxygen Demand Shaken as 0 | - | 800 | mg/l | 4.2 | Chemical and pharmaceutical manufacture (Low Impact) | Sussex West | Pre Market Reform | Pre Market Reform | Consent | -
13104 | 2 | Low Risk Consent | G & G Food Supplies Limited | Vitality House, 2 - 3 | Imberhorne Way |  | East Grinstead | West Sussex | RH19 1RL | VITALITY HOUSE 2-3 | IMBERHORNE LANE | - | EAST GRINSTEAD | SW | RH19 1RL | 2003-10-15 | 1 | 1 | at all times | FELBRIDGE WTW | Imberhorne Way | Solids Suspended 105 Degrees C | - | 400 | mg/l | 4.2 | Chemical and pharmaceutical manufacture (Low Impact) | Sussex West | Pre Market Reform | Pre Market Reform | Consent | -
13104 | 2 | Low Risk Consent | G & G Food Supplies Limited | Vitality House, 2 - 3 | Imberhorne Way |  | East Grinstead | West Sussex | RH19 1RL | VITALITY HOUSE 2-3 | IMBERHORNE LANE | - | EAST GRINSTEAD | SW | RH19 1RL | 2003-10-15 | 1 | 1 | at all times | FELBRIDGE WTW | Imberhorne Way | Solids Suspended 105C at pH7 | - | 400 | mg/l | 4.2 | Chemical and pharmaceutical manufacture (Low Impact) | Sussex West | Pre Market Reform | Pre Market Reform | Consent | -
13105 | 1 | Low Risk Consent | Travis Perkins Plc | Lodge Way House | Lodge Way | Harlestone Road | Northampton | Northamptonshire | NN5 7UA | Littlehampton Branch | Pier Road | - | Littlehampton | West Sussex | BN17 5BB | 2003-10-01 | 1 | 1 | at all times | FORD WTW | Pier Road | Chemical Oxygen Demand Settled as 0 | - | 800 | mg/l | 31.2 | Vehicle and plant washing (Low Impact) | Sussex West | Pre Market Reform | Pre Market Reform | Consent | -
13105 | 1 | Low Risk Consent | Travis Perkins Plc | Lodge Way House | Lodge Way | Harlestone Road | Northampton | Northamptonshire | NN5 7UA | Littlehampton Branch | Pier Road | - | Littlehampton | West Sussex | BN17 5BB | 2003-10-01 | 1 | 1 | at all times | FORD WTW | Pier Road | Chemical Oxygen Demand Shaken as 0 | - | 800 | mg/l | 31.2 | Vehicle and plant washing (Low Impact) | Sussex West | Pre Market Reform | Pre Market Reform | Consent | -
13105 | 1 | Low Risk Consent | Travis Perkins Plc | Lodge Way House | Lodge Way | Harlestone Road | Northampton | Northamptonshire | NN5 7UA | Littlehampton Branch | Pier Road | - | Littlehampton | West Sussex | BN17 5BB | 2003-10-01 | 1 | 1 | at all times | FORD WTW | Pier Road | Solids Suspended 105 Degrees C | - | 400 | mg/l | 31.2 | Vehicle and plant washing (Low Impact) | Sussex West | Pre Market Reform | Pre Market Reform | Consent | -
13105 | 1 | Low Risk Consent | Travis Perkins Plc | Lodge Way House | Lodge Way | Harlestone Road | Northampton | Northamptonshire | NN5 7UA | Littlehampton Branch | Pier Road | - | Littlehampton | West Sussex | BN17 5BB | 2003-10-01 | 1 | 1 | at all times | FORD WTW | Pier Road | Solids Suspended 105C at pH7 | - | 400 | mg/l | 31.2 | Vehicle and plant washing (Low Impact) | Sussex West | Pre Market Reform | Pre Market Reform | Consent | -
13113 | 1 | Tier 2 Consent | Royal Mail Group Limited | 185 | Farringdon Road |  | London |  | EC1A 1AA | DELIVERY OFFICE | GRANVILLE STREET | - | DOVER | KE | CT16 2LG | 2004-04-01 | 5 | 1 | - | BROOMFIELD BANK WTW | Granville Street | Chemical Oxygen Demand Shaken as 0 | - | 800 | mg/l | 31.2 | Vehicle and plant washing (Low Impact) | Kent East | Pre Market Reform | Pre Market Reform | Consent | -
13113 | 1 | Tier 2 Consent | Royal Mail Group Limited | 185 | Farringdon Road |  | London |  | EC1A 1AA | DELIVERY OFFICE | GRANVILLE STREET | - | DOVER | KE | CT16 2LG | 2004-04-01 | 5 | 1 | - | BROOMFIELD BANK WTW | Granville Street | Detergents Anionic | - | 20 | mg/l | 31.2 | Vehicle and plant washing (Low Impact) | Kent East | Pre Market Reform | Pre Market Reform | Consent | -
13113 | 1 | Tier 2 Consent | Royal Mail Group Limited | 185 | Farringdon Road |  | London |  | EC1A 1AA | DELIVERY OFFICE | GRANVILLE STREET | - | DOVER | KE | CT16 2LG | 2004-04-01 | 5 | 1 | - | BROOMFIELD BANK WTW | Granville Street | Detergents Non-Ionic | - | 20 | mg/l | 31.2 | Vehicle and plant washing (Low Impact) | Kent East | Pre Market Reform | Pre Market Reform | Consent | -
13113 | 1 | Tier 2 Consent | Royal Mail Group Limited | 185 | Farringdon Road |  | London |  | EC1A 1AA | DELIVERY OFFICE | GRANVILLE STREET | - | DOVER | KE | CT16 2LG | 2004-04-01 | 5 | 1 | - | BROOMFIELD BANK WTW | Granville Street | Oil and Grease | - | 50 | mg/l | 31.2 | Vehicle and plant washing (Low Impact) | Kent East | Pre Market Reform | Pre Market Reform | Consent | -
13113 | 1 | Tier 2 Consent | Royal Mail Group Limited | 185 | Farringdon Road |  | London |  | EC1A 1AA | DELIVERY OFFICE | GRANVILLE STREET | - | DOVER | KE | CT16 2LG | 2004-04-01 | 5 | 1 | - | BROOMFIELD BANK WTW | Granville Street | pH | 6 | 10 | pH Units | 31.2 | Vehicle and plant washing (Low Impact) | Kent East | Pre Market Reform | Pre Market Reform | Consent | -
13113 | 1 | Tier 2 Consent | Royal Mail Group Limited | 185 | Farringdon Road |  | London |  | EC1A 1AA | DELIVERY OFFICE | GRANVILLE STREET | - | DOVER | KE | CT16 2LG | 2004-04-01 | 5 | 1 | - | BROOMFIELD BANK WTW | Granville Street | Solids Suspended 105 Degrees C | - | 400 | mg/l | 31.2 | Vehicle and plant washing (Low Impact) | Kent East | Pre Market Reform | Pre Market Reform | Consent | -
13113 | 1 | Tier 2 Consent | Royal Mail Group Limited | 185 | Farringdon Road |  | London |  | EC1A 1AA | DELIVERY OFFICE | GRANVILLE STREET | - | DOVER | KE | CT16 2LG | 2004-04-01 | 5 | 1 | - | BROOMFIELD BANK WTW | Granville Street | Sulphate as S04 | - | 500 | mg/l | 31.2 | Vehicle and plant washing (Low Impact) | Kent East | Pre Market Reform | Pre Market Reform | Consent | -
13128 | 1 | Low Risk Consent | Back To The Grain | Brook Street Depot | Brook Street |  | Lewes | West Sussex | BN7 7PW |  | Brook Street Depot | Brook Street | Lewes | East Sussex | BN7 7BA | 2003-12-15 | 1.5 | 1 | at all times | NEWHAVEN MAIN WTW | Brook Street | Chemical Oxygen Demand Settled as 0 | - | 800 | mg/l | 35.1 | Paint stripping / oven cleaning | Sussex East | Pre Market Reform | Pre Market Reform | Consent | -
13128 | 1 | Low Risk Consent | Back To The Grain | Brook Street Depot | Brook Street |  | Lewes | West Sussex | BN7 7PW |  | Brook Street Depot | Brook Street | Lewes | East Sussex | BN7 7BA | 2003-12-15 | 1.5 | 1 | at all times | NEWHAVEN MAIN WTW | Brook Street | Chemical Oxygen Demand Shaken as 0 | - | 800 | mg/l | 35.1 | Paint stripping / oven cleaning | Sussex East | Pre Market Reform | Pre Market Reform | Consent | -
13128 | 1 | Low Risk Consent | Back To The Grain | Brook Street Depot | Brook Street |  | Lewes | West Sussex | BN7 7PW |  | Brook Street Depot | Brook Street | Lewes | East Sussex | BN7 7BA | 2003-12-15 | 1.5 | 1 | at all times | NEWHAVEN MAIN WTW | Brook Street | Solids Suspended 105 Degrees C | - | 400 | mg/l | 35.1 | Paint stripping / oven cleaning | Sussex East | Pre Market Reform | Pre Market Reform | Consent | -
13128 | 1 | Low Risk Consent | Back To The Grain | Brook Street Depot | Brook Street |  | Lewes | West Sussex | BN7 7PW |  | Brook Street Depot | Brook Street | Lewes | East Sussex | BN7 7BA | 2003-12-15 | 1.5 | 1 | at all times | NEWHAVEN MAIN WTW | Brook Street | Solids Suspended 105C at pH7 | - | 400 | mg/l | 35.1 | Paint stripping / oven cleaning | Sussex East | Pre Market Reform | Pre Market Reform | Consent | -
13153 | 2 | Low Risk Consent | Muraspec Decorative Solutions Limited | Zodiac 2 | Boundary Way | Hemel Hempstead Industrial Estate | Hemel Hempstead | - | HP2 7SJ | 223 THE TANNERY | TONBRIDGE ROAD | - | TONBRIDGE | KE | TN12 5JX | 1998-07-21 | 2.5 | 2 | at all times | EAST PECKHAM WTW | Tonbridge Road | Chemical Oxygen Demand Settled as 0 | - | 800 | mg/l | 39.2 | Boiler blowdown | Sussex East | Pre Market Reform | Pre Market Reform | Consent | LITTLE MILL WPS
13153 | 2 | Low Risk Consent | Muraspec Decorative Solutions Limited | Zodiac 2 | Boundary Way | Hemel Hempstead Industrial Estate | Hemel Hempstead | - | HP2 7SJ | 223 THE TANNERY | TONBRIDGE ROAD | - | TONBRIDGE | KE | TN12 5JX | 1998-07-21 | 2.5 | 2 | at all times | EAST PECKHAM WTW | Tonbridge Road | Chemical Oxygen Demand Shaken as 0 | - | 800 | mg/l | 39.2 | Boiler blowdown | Sussex East | Pre Market Reform | Pre Market Reform | Consent | LITTLE MILL WPS
13153 | 2 | Low Risk Consent | Muraspec Decorative Solutions Limited | Zodiac 2 | Boundary Way | Hemel Hempstead Industrial Estate | Hemel Hempstead | - | HP2 7SJ | 223 THE TANNERY | TONBRIDGE ROAD | - | TONBRIDGE | KE | TN12 5JX | 1998-07-21 | 2.5 | 2 | at all times | EAST PECKHAM WTW | Tonbridge Road | Solids Suspended 105 Degrees C | - | 400 | mg/l | 39.2 | Boiler blowdown | Sussex East | Pre Market Reform | Pre Market Reform | Consent | LITTLE MILL WPS
13153 | 2 | Low Risk Consent | Muraspec Decorative Solutions Limited | Zodiac 2 | Boundary Way | Hemel Hempstead Industrial Estate | Hemel Hempstead | - | HP2 7SJ | 223 THE TANNERY | TONBRIDGE ROAD | - | TONBRIDGE | KE | TN12 5JX | 1998-07-21 | 2.5 | 2 | at all times | EAST PECKHAM WTW | Tonbridge Road | Solids Suspended 105C at pH7 | - | 400 | mg/l | 39.2 | Boiler blowdown | Sussex East | Pre Market Reform | Pre Market Reform | Consent | LITTLE MILL WPS
13164 | 1 | Low Risk Consent | Bausch & Lomb U.K. Limited | One | Fleet Place | - | London | - | EC4M 7WS | 20 UNIT C2 | THEAKLEN DRIVE | - | ST. LEONARDS-ON-SEA | SE | TN38 9AZ | 2003-12-15 | 3.5 | 0.1 | at all times | BEXHILL & HASTINGS WTW | Thaeaklen Drive | Chemical Oxygen Demand Settled as 0 | - | 800 | mg/l | 4.3 | Medical equipment manufacture | Sussex East | Pre Market Reform | Pre Market Reform | Consent | Pre Market Reform
13164 | 1 | Low Risk Consent | Bausch & Lomb U.K. Limited | One | Fleet Place | - | London | - | EC4M 7WS | 20 UNIT C2 | THEAKLEN DRIVE | - | ST. LEONARDS-ON-SEA | SE | TN38 9AZ | 2003-12-15 | 3.5 | 0.1 | at all times | BEXHILL & HASTINGS WTW | Thaeaklen Drive | Chemical Oxygen Demand Shaken as 0 | - | 800 | mg/l | 4.3 | Medical equipment manufacture | Sussex East | Pre Market Reform | Pre Market Reform | Consent | Pre Market Reform
13164 | 1 | Low Risk Consent | Bausch & Lomb U.K. Limited | One | Fleet Place | - | London | - | EC4M 7WS | 20 UNIT C2 | THEAKLEN DRIVE | - | ST. LEONARDS-ON-SEA | SE | TN38 9AZ | 2003-12-15 | 3.5 | 0.1 | at all times | BEXHILL & HASTINGS WTW | Thaeaklen Drive | Solids Suspended 105 Degrees C | - | 400 | mg/l | 4.3 | Medical equipment manufacture | Sussex East | Pre Market Reform | Pre Market Reform | Consent | Pre Market Reform
13164 | 1 | Low Risk Consent | Bausch & Lomb U.K. Limited | One | Fleet Place | - | London | - | EC4M 7WS | 20 UNIT C2 | THEAKLEN DRIVE | - | ST. LEONARDS-ON-SEA | SE | TN38 9AZ | 2003-12-15 | 3.5 | 0.1 | at all times | BEXHILL & HASTINGS WTW | Thaeaklen Drive | Solids Suspended 105C at pH7 | - | 400 | mg/l | 4.3 | Medical equipment manufacture | Sussex East | Pre Market Reform | Pre Market Reform | Consent | Pre Market Reform
13165 | 1 | Low Risk Consent | HPC Public Limited Company | 2 | Victoria Gardens | - | Burgess Hill | West Sussex | RH15 9RQ |  | Victoria Gardens | - | Burgess Hill | West Sussex | RH15 9RQ | 2004-02-24 | 2 | 0.1 | at all times | GODDARDS GREEN WTW | Victoria Gardens | Chemical Oxygen Demand Settled as 0 | - | 800 | mg/l | 39.4 | Water treatment; softener plants; heating system flushing | Sussex West | Pre Market Reform | Pre Market Reform | Consent | MALTHOUSE LANE BURGESS HILL WPS
13165 | 1 | Low Risk Consent | HPC Public Limited Company | 2 | Victoria Gardens | - | Burgess Hill | West Sussex | RH15 9RQ |  | Victoria Gardens | - | Burgess Hill | West Sussex | RH15 9RQ | 2004-02-24 | 2 | 0.1 | at all times | GODDARDS GREEN WTW | Victoria Gardens | Chemical Oxygen Demand Shaken as 0 | - | 800 | mg/l | 39.4 | Water treatment; softener plants; heating system flushing | Sussex West | Pre Market Reform | Pre Market Reform | Consent | MALTHOUSE LANE BURGESS HILL WPS
13165 | 1 | Low Risk Consent | HPC Public Limited Company | 2 | Victoria Gardens | - | Burgess Hill | West Sussex | RH15 9RQ |  | Victoria Gardens | - | Burgess Hill | West Sussex | RH15 9RQ | 2004-02-24 | 2 | 0.1 | at all times | GODDARDS GREEN WTW | Victoria Gardens | Solids Suspended 105 Degrees C | - | 400 | mg/l | 39.4 | Water treatment; softener plants; heating system flushing | Sussex West | Pre Market Reform | Pre Market Reform | Consent | MALTHOUSE LANE BURGESS HILL WPS
13165 | 1 | Low Risk Consent | HPC Public Limited Company | 2 | Victoria Gardens | - | Burgess Hill | West Sussex | RH15 9RQ |  | Victoria Gardens | - | Burgess Hill | West Sussex | RH15 9RQ | 2004-02-24 | 2 | 0.1 | at all times | GODDARDS GREEN WTW | Victoria Gardens | Solids Suspended 105C at pH7 | - | 400 | mg/l | 39.4 | Water treatment; softener plants; heating system flushing | Sussex West | Pre Market Reform | Pre Market Reform | Consent | MALTHOUSE LANE BURGESS HILL WPS
13172 | 2 | Low Risk Consent | Royal Botanic Gardens | Wakehurst Place | Selsfield Road | Ardingly |  | West Sussex | RH17 6TN | WAKEHURST PLACE | SELSFIELD ROAD |  | ARDINGLY | SW | RH17 6TN | 2004-03-01 | 2 | 0.03 | at all times | ARDINGLY WTW | Selsfield Road | Chemical Oxygen Demand Shaken as 0 | - | 800 | mg/l | 38.2 | Laboratory and research activities (Low Impact) | Sussex West | Millennium seedbank laboratory operations | Pre Market Reform | Consent | -
13172 | 2 | Low Risk Consent | Royal Botanic Gardens | Wakehurst Place | Selsfield Road | Ardingly |  | West Sussex | RH17 6TN | WAKEHURST PLACE | SELSFIELD ROAD |  | ARDINGLY | SW | RH17 6TN | 2004-03-01 | 2 | 0.03 | at all times | ARDINGLY WTW | Selsfield Road | pH Limit | 6 | 10 |  | 38.2 | Laboratory and research activities (Low Impact) | Sussex West | Millennium seedbank laboratory operations | Pre Market Reform | Consent | -
13172 | 2 | Low Risk Consent | Royal Botanic Gardens | Wakehurst Place | Selsfield Road | Ardingly |  | West Sussex | RH17 6TN | WAKEHURST PLACE | SELSFIELD ROAD |  | ARDINGLY | SW | RH17 6TN | 2004-03-01 | 2 | 0.03 | at all times | ARDINGLY WTW | Selsfield Road | Solids Suspended 105 Degrees C | - | 400 | mg/l | 38.2 | Laboratory and research activities (Low Impact) | Sussex West | Millennium seedbank laboratory operations | Pre Market Reform | Consent | -
13190 | 1 | Low Risk Consent | Palmer & Harvey McLane Ltd | Central Square 8th Floor | 29 Wellington Street | - | Leeds | West Yorkshire | LS1 4DL | PROPERTY | BARNES WALLIS ROAD | - | FAREHAM | HA | PO15 5TT | 2004-03-11 | 1 | 1 | 1500 - 1800 | PEEL COMMON WTW | Barnes Wallis Road | Chemical Oxygen Demand Settled as 0 | - | 800 | mg/l | 31.3 | Vehicle and plant washing (Low Impact) | Hampshire East | Pre Market Reform | Pre Market Reform | Consent | -
13190 | 1 | Low Risk Consent | Palmer & Harvey McLane Ltd | Central Square 8th Floor | 29 Wellington Street | - | Leeds | West Yorkshire | LS1 4DL | PROPERTY | BARNES WALLIS ROAD | - | FAREHAM | HA | PO15 5TT | 2004-03-11 | 1 | 1 | 1500 - 1800 | PEEL COMMON WTW | Barnes Wallis Road | Chemical Oxygen Demand Shaken as 0 | - | 800 | mg/l | 31.3 | Vehicle and plant washing (Low Impact) | Hampshire East | Pre Market Reform | Pre Market Reform | Consent | -
13190 | 1 | Low Risk Consent | Palmer & Harvey McLane Ltd | Central Square 8th Floor | 29 Wellington Street | - | Leeds | West Yorkshire | LS1 4DL | PROPERTY | BARNES WALLIS ROAD | - | FAREHAM | HA | PO15 5TT | 2004-03-11 | 1 | 1 | 1500 - 1800 | PEEL COMMON WTW | Barnes Wallis Road | Solids Suspended 105 Degrees C | - | 400 | mg/l | 31.3 | Vehicle and plant washing (Low Impact) | Hampshire East | Pre Market Reform | Pre Market Reform | Consent | -
13190 | 1 | Low Risk Consent | Palmer & Harvey McLane Ltd | Central Square 8th Floor | 29 Wellington Street | - | Leeds | West Yorkshire | LS1 4DL | PROPERTY | BARNES WALLIS ROAD | - | FAREHAM | HA | PO15 5TT | 2004-03-11 | 1 | 1 | 1500 - 1800 | PEEL COMMON WTW | Barnes Wallis Road | Solids Suspended 105C at pH7 | - | 400 | mg/l | 31.3 | Vehicle and plant washing (Low Impact) | Hampshire East | Pre Market Reform | Pre Market Reform | Consent | -
13196 | 1 | Tier 2 Consent | Arriva International (Southern Europe) Limited | 1 Admiral Way Doxford | International Business Park | - | Sunderland | Tyne & Wear | SR3 3XP | GILLINGHAM BUS STATION | NELSON ROAD | - | GILLINGHAM | MW | ME7 4LN | 2004-04-01 | 15 | 1.7 | At all times | MOTNEY HILL WTW | Nelson Road | Chemical Oxygen Demand Shaken as 0 | - | 1400 | mg/l | 31.2 | Vehicle and plant washing (Low Impact) | Kent West | Vehicle Washing: Automatic Vehicle Washing process | Pre Market Reform | Consent | -
13196 | 1 | Tier 2 Consent | Arriva International (Southern Europe) Limited | 1 Admiral Way Doxford | International Business Park | - | Sunderland | Tyne & Wear | SR3 3XP | GILLINGHAM BUS STATION | NELSON ROAD | - | GILLINGHAM | MW | ME7 4LN | 2004-04-01 | 15 | 1.7 | At all times | MOTNEY HILL WTW | Nelson Road | Oil and Grease | - | 200 | mg/l | 31.2 | Vehicle and plant washing (Low Impact) | Kent West | Vehicle Washing: Automatic Vehicle Washing process | Pre Market Reform | Consent | -
13196 | 1 | Tier 2 Consent | Arriva International (Southern Europe) Limited | 1 Admiral Way Doxford | International Business Park | - | Sunderland | Tyne & Wear | SR3 3XP | GILLINGHAM BUS STATION | NELSON ROAD | - | GILLINGHAM | MW | ME7 4LN | 2004-04-01 | 15 | 1.7 | At all times | MOTNEY HILL WTW | Nelson Road | pH | 6 | 10 | pH Units | 31.2 | Vehicle and plant washing (Low Impact) | Kent West | Vehicle Washing: Automatic Vehicle Washing process | Pre Market Reform | Consent | -
13196 | 1 | Tier 2 Consent | Arriva International (Southern Europe) Limited | 1 Admiral Way Doxford | International Business Park | - | Sunderland | Tyne & Wear | SR3 3XP | GILLINGHAM BUS STATION | NELSON ROAD | - | GILLINGHAM | MW | ME7 4LN | 2004-04-01 | 15 | 1.7 | At all times | MOTNEY HILL WTW | Nelson Road | Solids Suspended 105 Degrees C | - | 400 | mg/l | 31.2 | Vehicle and plant washing (Low Impact) | Kent West | Vehicle Washing: Automatic Vehicle Washing process | Pre Market Reform | Consent | -
13198 | 2 | Tier 2 Consent | Arriva International (Southern Europe) Limited | 1 Admiral Way Doxford | International Business Park | - | Sunderland | Tyne & Wear | SR3 3XP | 60 | LONDON ROAD | - | GRAVESEND | KE | DA11 9LF | 2004-04-01 | 12.5 | 1.7 | At all times | NORTHFLEET WTW | London Road | Chemical Oxygen Demand Shaken as 0 | - | 1400 | mg/l | 31.2 | Vehicle and plant washing (Low Impact) | Kent West | Vehicle Washing: Automatic Vehicle Washing process | Pre Market Reform | Consent | -
13198 | 2 | Tier 2 Consent | Arriva International (Southern Europe) Limited | 1 Admiral Way Doxford | International Business Park | - | Sunderland | Tyne & Wear | SR3 3XP | 60 | LONDON ROAD | - | GRAVESEND | KE | DA11 9LF | 2004-04-01 | 12.5 | 1.7 | At all times | NORTHFLEET WTW | London Road | Oil and Grease | - | 200 | mg/l | 31.2 | Vehicle and plant washing (Low Impact) | Kent West | Vehicle Washing: Automatic Vehicle Washing process | Pre Market Reform | Consent | -
13198 | 2 | Tier 2 Consent | Arriva International (Southern Europe) Limited | 1 Admiral Way Doxford | International Business Park | - | Sunderland | Tyne & Wear | SR3 3XP | 60 | LONDON ROAD | - | GRAVESEND | KE | DA11 9LF | 2004-04-01 | 12.5 | 1.7 | At all times | NORTHFLEET WTW | London Road | pH | 6 | 10 | pH Units | 31.2 | Vehicle and plant washing (Low Impact) | Kent West | Vehicle Washing: Automatic Vehicle Washing process | Pre Market Reform | Consent | -
13198 | 2 | Tier 2 Consent | Arriva International (Southern Europe) Limited | 1 Admiral Way Doxford | International Business Park | - | Sunderland | Tyne & Wear | SR3 3XP | 60 | LONDON ROAD | - | GRAVESEND | KE | DA11 9LF | 2004-04-01 | 12.5 | 1.7 | At all times | NORTHFLEET WTW | London Road | Solids Suspended 105 Degrees C | - | 400 | mg/l | 31.2 | Vehicle and plant washing (Low Impact) | Kent West | Vehicle Washing: Automatic Vehicle Washing process | Pre Market Reform | Consent | -
13198 | 2 | Tier 2 Consent | Arriva International (Southern Europe) Limited | 1 Admiral Way Doxford | International Business Park | - | Sunderland | Tyne & Wear | SR3 3XP | 60 | LONDON ROAD | - | GRAVESEND | KE | DA11 9LF | 2004-04-01 | 12.5 | 1.7 | At all times | NORTHFLEET WTW | London Road | Sulphate as S04 | - | 500 | mg/l | 31.2 | Vehicle and plant washing (Low Impact) | Kent West | Vehicle Washing: Automatic Vehicle Washing process | Pre Market Reform | Consent | -
13205 | 1 | Low Risk Consent | Snow's Body Repair Centre | - | Fort Wallington Ind Estate | - | Fareham | Hampshire | PO16 8TT | FORT WALLINGTON IND EST | UNIT 0,MILITARY ROAD | - | FAREHAM | HA | PO16 8TT | 2004-03-25 | 2 | - | 0800 - 1730 | PEEL COMMON WTW | Fort Wallington | Chemical Oxygen Demand Settled as 0 | - | 800 | mg/l | 31.2 | Vehicle and plant washing (Low Impact) | Hampshire East | Pre Market Reform | Pre Market Reform | Consent | -
13205 | 1 | Low Risk Consent | Snow's Body Repair Centre | - | Fort Wallington Ind Estate | - | Fareham | Hampshire | PO16 8TT | FORT WALLINGTON IND EST | UNIT 0,MILITARY ROAD | - | FAREHAM | HA | PO16 8TT | 2004-03-25 | 2 | - | 0800 - 1730 | PEEL COMMON WTW | Fort Wallington | Chemical Oxygen Demand Shaken as 0 | - | 800 | mg/l | 31.2 | Vehicle and plant washing (Low Impact) | Hampshire East | Pre Market Reform | Pre Market Reform | Consent | -
13205 | 1 | Low Risk Consent | Snow's Body Repair Centre | - | Fort Wallington Ind Estate | - | Fareham | Hampshire | PO16 8TT | FORT WALLINGTON IND EST | UNIT 0,MILITARY ROAD | - | FAREHAM | HA | PO16 8TT | 2004-03-25 | 2 | - | 0800 - 1730 | PEEL COMMON WTW | Fort Wallington | Solids Suspended 105 Degrees C | - | 400 | mg/l | 31.2 | Vehicle and plant washing (Low Impact) | Hampshire East | Pre Market Reform | Pre Market Reform | Consent | -
13205 | 1 | Low Risk Consent | Snow's Body Repair Centre | - | Fort Wallington Ind Estate | - | Fareham | Hampshire | PO16 8TT | FORT WALLINGTON IND EST | UNIT 0,MILITARY ROAD | - | FAREHAM | HA | PO16 8TT | 2004-03-25 | 2 | - | 0800 - 1730 | PEEL COMMON WTW | Fort Wallington | Solids Suspended 105C at pH7 | - | 400 | mg/l | 31.2 | Vehicle and plant washing (Low Impact) | Hampshire East | Pre Market Reform | Pre Market Reform | Consent | -
13211 | 1 | Low Risk Consent | Medex Scientific (U.K.) Limited | The Old Grain Store, 4 | Denne Road | - | Horsham | West Sussex | RH12 1JE | The Old Grain store | 4 Denne Road | - | Horsham | West Sussex | RH12 1JE | 2004-03-26 | 0.5 | 1 | at all times | HORSHAM NEW WTW | Denne Road | Chemical Oxygen Demand Settled as 0 | - | 800 | mg/l | 4.2 | Chemical and pharmaceutical manufacture (Low Impact) | Sussex West | Pre Market Reform | Pre Market Reform | Consent | -
13211 | 1 | Low Risk Consent | Medex Scientific (U.K.) Limited | The Old Grain Store, 4 | Denne Road | - | Horsham | West Sussex | RH12 1JE | The Old Grain store | 4 Denne Road | - | Horsham | West Sussex | RH12 1JE | 2004-03-26 | 0.5 | 1 | at all times | HORSHAM NEW WTW | Denne Road | Chemical Oxygen Demand Shaken as 0 | - | 800 | mg/l | 4.2 | Chemical and pharmaceutical manufacture (Low Impact) | Sussex West | Pre Market Reform | Pre Market Reform | Consent | -
13211 | 1 | Low Risk Consent | Medex Scientific (U.K.) Limited | The Old Grain Store, 4 | Denne Road | - | Horsham | West Sussex | RH12 1JE | The Old Grain store | 4 Denne Road | - | Horsham | West Sussex | RH12 1JE | 2004-03-26 | 0.5 | 1 | at all times | HORSHAM NEW WTW | Denne Road | Solids Suspended 105 Degrees C | - | 400 | mg/l | 4.2 | Chemical and pharmaceutical manufacture (Low Impact) | Sussex West | Pre Market Reform | Pre Market Reform | Consent | -
13211 | 1 | Low Risk Consent | Medex Scientific (U.K.) Limited | The Old Grain Store, 4 | Denne Road | - | Horsham | West Sussex | RH12 1JE | The Old Grain store | 4 Denne Road | - | Horsham | West Sussex | RH12 1JE | 2004-03-26 | 0.5 | 1 | at all times | HORSHAM NEW WTW | Denne Road | Solids Suspended 105C at pH7 | - | 400 | mg/l | 4.2 | Chemical and pharmaceutical manufacture (Low Impact) | Sussex West | Pre Market Reform | Pre Market Reform | Consent | -
13214 | 2 | Tier 2 Consent | C W Finishings Limited | Unit M | Byfield Place | Durban Road | Bognor Regis | West Sussex | PO22 9QT | SITE M | DURBAN ROAD | - | BOGNOR REGIS | SW | PO22 9QT | 2004-04-21 | 7 | 1 | at all times | FORD WTW | Byfield Place | Aluminium Total | - | 3 | ug/l | 22.1 | Plating and metal finishing (High Impact) | Sussex West | Metal Finishing: Electroplating process | Pre Market Reform | Consent | -
13214 | 2 | Tier 2 Consent | C W Finishings Limited | Unit M | Byfield Place | Durban Road | Bognor Regis | West Sussex | PO22 9QT | SITE M | DURBAN ROAD | - | BOGNOR REGIS | SW | PO22 9QT | 2004-04-21 | 7 | 1 | at all times | FORD WTW | Byfield Place | Chemical Oxygen Demand Shaken as 0 | - | 800 | mg/l | 22.1 | Plating and metal finishing (High Impact) | Sussex West | Metal Finishing: Electroplating process | Pre Market Reform | Consent | -
13214 | 2 | Tier 2 Consent | C W Finishings Limited | Unit M | Byfield Place | Durban Road | Bognor Regis | West Sussex | PO22 9QT | SITE M | DURBAN ROAD | - | BOGNOR REGIS | SW | PO22 9QT | 2004-04-21 | 7 | 1 | at all times | FORD WTW | Byfield Place | Chromium Total mg/l | - | 3 | ug/l | 22.1 | Plating and metal finishing (High Impact) | Sussex West | Metal Finishing: Electroplating process | Pre Market Reform | Consent | -
13214 | 2 | Tier 2 Consent | C W Finishings Limited | Unit M | Byfield Place | Durban Road | Bognor Regis | West Sussex | PO22 9QT | SITE M | DURBAN ROAD | - | BOGNOR REGIS | SW | PO22 9QT | 2004-04-21 | 7 | 1 | at all times | FORD WTW | Byfield Place | Copper Total | - | 3 | ug/l | 22.1 | Plating and metal finishing (High Impact) | Sussex West | Metal Finishing: Electroplating process | Pre Market Reform | Consent | -
13214 | 2 | Tier 2 Consent | C W Finishings Limited | Unit M | Byfield Place | Durban Road | Bognor Regis | West Sussex | PO22 9QT | SITE M | DURBAN ROAD | - | BOGNOR REGIS | SW | PO22 9QT | 2004-04-21 | 7 | 1 | at all times | FORD WTW | Byfield Place | Cyanide Total as Cn | - | 1 | ug/l | 22.1 | Plating and metal finishing (High Impact) | Sussex West | Metal Finishing: Electroplating process | Pre Market Reform | Consent | -
13214 | 2 | Tier 2 Consent | C W Finishings Limited | Unit M | Byfield Place | Durban Road | Bognor Regis | West Sussex | PO22 9QT | SITE M | DURBAN ROAD | - | BOGNOR REGIS | SW | PO22 9QT | 2004-04-21 | 7 | 1 | at all times | FORD WTW | Byfield Place | Nickel Total | - | 3 | ug/l | 22.1 | Plating and metal finishing (High Impact) | Sussex West | Metal Finishing: Electroplating process | Pre Market Reform | Consent | -
13214 | 2 | Tier 2 Consent | C W Finishings Limited | Unit M | Byfield Place | Durban Road | Bognor Regis | West Sussex | PO22 9QT | SITE M | DURBAN ROAD | - | BOGNOR REGIS | SW | PO22 9QT | 2004-04-21 | 7 | 1 | at all times | FORD WTW | Byfield Place | Nitrogen Ammoniacal as N | 0 | 35 | mg/l | 22.1 | Plating and metal finishing (High Impact) | Sussex West | Metal Finishing: Electroplating process | Pre Market Reform | Consent | -
13214 | 2 | Tier 2 Consent | C W Finishings Limited | Unit M | Byfield Place | Durban Road | Bognor Regis | West Sussex | PO22 9QT | SITE M | DURBAN ROAD | - | BOGNOR REGIS | SW | PO22 9QT | 2004-04-21 | 7 | 1 | at all times | FORD WTW | Byfield Place | pH | 5 | 11 | pH Units | 22.1 | Plating and metal finishing (High Impact) | Sussex West | Metal Finishing: Electroplating process | Pre Market Reform | Consent | -
13214 | 2 | Tier 2 Consent | C W Finishings Limited | Unit M | Byfield Place | Durban Road | Bognor Regis | West Sussex | PO22 9QT | SITE M | DURBAN ROAD | - | BOGNOR REGIS | SW | PO22 9QT | 2004-04-21 | 7 | 1 | at all times | FORD WTW | Byfield Place | Solids Suspended 105 Degrees C | - | 400 | mg/l | 22.1 | Plating and metal finishing (High Impact) | Sussex West | Metal Finishing: Electroplating process | Pre Market Reform | Consent | -
13214 | 2 | Tier 2 Consent | C W Finishings Limited | Unit M | Byfield Place | Durban Road | Bognor Regis | West Sussex | PO22 9QT | SITE M | DURBAN ROAD | - | BOGNOR REGIS | SW | PO22 9QT | 2004-04-21 | 7 | 1 | at all times | FORD WTW | Byfield Place | Zinc Total mg/l | - | 3 | ug/l | 22.1 | Plating and metal finishing (High Impact) | Sussex West | Metal Finishing: Electroplating process | Pre Market Reform | Consent | -
13219 | 4 | Tier 1 Consent | Premier Foods Group Ltd | Premier House | Centrum Business Park | Griffiths Way | St Albans | Hertfordshire | AL1 2RE | BATCHELORS FACTORY | KENNINGTON ROAD |  | ASHFORD | KE | TN24 0LU | 2004-05-01 | 200 | 25 | At all times | ASHFORD WTW (DIRECT) | Private rising main to WTW | Biochemical Oxygen Demand 5 day+ATU as 0 | - | 2500 | mg/l | 9.2 | Food processing - General | Kent East | Agglomeration, CIP, rainwater & steam distribution. | Manufacturer of soup, pasta and other dry mix products. | Consent | DIRECT TO WTW
13219 | 4 | Tier 1 Consent | Premier Foods Group Ltd | Premier House | Centrum Business Park | Griffiths Way | St Albans | Hertfordshire | AL1 2RE | BATCHELORS FACTORY | KENNINGTON ROAD |  | ASHFORD | KE | TN24 0LU | 2004-05-01 | 200 | 25 | At all times | ASHFORD WTW (DIRECT) | Private rising main to WTW | Chemical Oxygen Demand Shaken as 0 | - | 1500 | mg/l | 9.2 | Food processing - General | Kent East | Agglomeration, CIP, rainwater & steam distribution. | Manufacturer of soup, pasta and other dry mix products. | Consent | DIRECT TO WTW
13219 | 4 | Tier 1 Consent | Premier Foods Group Ltd | Premier House | Centrum Business Park | Griffiths Way | St Albans | Hertfordshire | AL1 2RE | BATCHELORS FACTORY | KENNINGTON ROAD |  | ASHFORD | KE | TN24 0LU | 2004-05-01 | 200 | 25 | At all times | ASHFORD WTW (DIRECT) | Private rising main to WTW | Iron Total | - | 25 | ug/l | 9.2 | Food processing - General | Kent East | Agglomeration, CIP, rainwater & steam distribution. | Manufacturer of soup, pasta and other dry mix products. | Consent | DIRECT TO WTW
13219 | 4 | Tier 1 Consent | Premier Foods Group Ltd | Premier House | Centrum Business Park | Griffiths Way | St Albans | Hertfordshire | AL1 2RE | BATCHELORS FACTORY | KENNINGTON ROAD |  | ASHFORD | KE | TN24 0LU | 2004-05-01 | 200 | 25 | At all times | ASHFORD WTW (DIRECT) | Private rising main to WTW | pH | 6 | 10 | pH Units | 9.2 | Food processing - General | Kent East | Agglomeration, CIP, rainwater & steam distribution. | Manufacturer of soup, pasta and other dry mix products. | Consent | DIRECT TO WTW
13219 | 4 | Tier 1 Consent | Premier Foods Group Ltd | Premier House | Centrum Business Park | Griffiths Way | St Albans | Hertfordshire | AL1 2RE | BATCHELORS FACTORY | KENNINGTON ROAD |  | ASHFORD | KE | TN24 0LU | 2004-05-01 | 200 | 25 | At all times | ASHFORD WTW (DIRECT) | Private rising main to WTW | Solids Suspended 105 Degrees C | - | 2500 | mg/l | 9.2 | Food processing - General | Kent East | Agglomeration, CIP, rainwater & steam distribution. | Manufacturer of soup, pasta and other dry mix products. | Consent | DIRECT TO WTW
13219 | 4 | Tier 1 Consent | Premier Foods Group Ltd | Premier House | Centrum Business Park | Griffiths Way | St Albans | Hertfordshire | AL1 2RE | BATCHELORS FACTORY | KENNINGTON ROAD |  | ASHFORD | KE | TN24 0LU | 2004-05-01 | 200 | 25 | At all times | ASHFORD WTW (DIRECT) | Private rising main to WTW | Sulphate as S04 | - | 500 | mg/l | 9.2 | Food processing - General | Kent East | Agglomeration, CIP, rainwater & steam distribution. | Manufacturer of soup, pasta and other dry mix products. | Consent | DIRECT TO WTW
13219 | 4 | Tier 1 Consent | Premier Foods Group Ltd | Premier House | Centrum Business Park | Griffiths Way | St Albans | Hertfordshire | AL1 2RE | BATCHELORS FACTORY | KENNINGTON ROAD |  | ASHFORD | KE | TN24 0LU | 2004-05-01 | 200 | 25 | At all times | ASHFORD WTW (DIRECT) | Private rising main to WTW | Zinc Total mg/l | - | 3 | ug/l | 9.2 | Food processing - General | Kent East | Agglomeration, CIP, rainwater & steam distribution. | Manufacturer of soup, pasta and other dry mix products. | Consent | DIRECT TO WTW
13224 | 1 | Tier 2 Consent | Brighton & Hove City Council | Environment City Refuse & Clea | Hollingdean Depot | Upper Hollingdean Road | Brighton | East Sussex | BN1 7GA | HOLLINGDEAN DEPOT | UPPER HOLLINGDEAN ROAD | - | BRIGHTON | SE | BN1 7GA | 2004-05-04 | 20 | 1 | at all times | PEACEHAVEN WTW | Hollingdean Road | Chemical Oxygen Demand Settled as 0 | - | 800 | mg/l | 31.2 | Vehicle and plant washing (Low Impact) | Sussex East | Vehicle Washing: General Wash process | Pre Market Reform | Consent | -
13224 | 1 | Tier 2 Consent | Brighton & Hove City Council | Environment City Refuse & Clea | Hollingdean Depot | Upper Hollingdean Road | Brighton | East Sussex | BN1 7GA | HOLLINGDEAN DEPOT | UPPER HOLLINGDEAN ROAD | - | BRIGHTON | SE | BN1 7GA | 2004-05-04 | 20 | 1 | at all times | PEACEHAVEN WTW | Hollingdean Road | Chemical Oxygen Demand Shaken as 0 | - | 800 | mg/l | 31.2 | Vehicle and plant washing (Low Impact) | Sussex East | Vehicle Washing: General Wash process | Pre Market Reform | Consent | -
13224 | 1 | Tier 2 Consent | Brighton & Hove City Council | Environment City Refuse & Clea | Hollingdean Depot | Upper Hollingdean Road | Brighton | East Sussex | BN1 7GA | HOLLINGDEAN DEPOT | UPPER HOLLINGDEAN ROAD | - | BRIGHTON | SE | BN1 7GA | 2004-05-04 | 20 | 1 | at all times | PEACEHAVEN WTW | Hollingdean Road | pH | 5 | 11 | pH Units | 31.2 | Vehicle and plant washing (Low Impact) | Sussex East | Vehicle Washing: General Wash process | Pre Market Reform | Consent | -
13224 | 1 | Tier 2 Consent | Brighton & Hove City Council | Environment City Refuse & Clea | Hollingdean Depot | Upper Hollingdean Road | Brighton | East Sussex | BN1 7GA | HOLLINGDEAN DEPOT | UPPER HOLLINGDEAN ROAD | - | BRIGHTON | SE | BN1 7GA | 2004-05-04 | 20 | 1 | at all times | PEACEHAVEN WTW | Hollingdean Road | Solids Suspended 105 Degrees C | - | 400 | mg/l | 31.2 | Vehicle and plant washing (Low Impact) | Sussex East | Vehicle Washing: General Wash process | Pre Market Reform | Consent | -
13224 | 1 | Tier 2 Consent | Brighton & Hove City Council | Environment City Refuse & Clea | Hollingdean Depot | Upper Hollingdean Road | Brighton | East Sussex | BN1 7GA | HOLLINGDEAN DEPOT | UPPER HOLLINGDEAN ROAD | - | BRIGHTON | SE | BN1 7GA | 2004-05-04 | 20 | 1 | at all times | PEACEHAVEN WTW | Hollingdean Road | Solids Suspended 105C at pH7 | - | 400 | mg/l | 31.2 | Vehicle and plant washing (Low Impact) | Sussex East | Vehicle Washing: General Wash process | Pre Market Reform | Consent | -
13227 | 1 | Low Risk Consent | Barons Automotive Limited | First Point | St. Leonards Road | Allington | Maidstone | Kent | ME16 0LS | V/W CAR SHOWROOM | VICTORIA ROAD |  | PORTSLADE | SE | BN41 1YD | 2004-06-01 | 1 | 1.7 | at all times | SHOREHAM WTW | Victoria Road | Chemical Oxygen Demand Settled as 0 | - | 800 | mg/l | 31.2 | Vehicle and plant washing (Low Impact) | Sussex West | Pre Market Reform | Pre Market Reform | Consent | -
13227 | 1 | Low Risk Consent | Barons Automotive Limited | First Point | St. Leonards Road | Allington | Maidstone | Kent | ME16 0LS | V/W CAR SHOWROOM | VICTORIA ROAD |  | PORTSLADE | SE | BN41 1YD | 2004-06-01 | 1 | 1.7 | at all times | SHOREHAM WTW | Victoria Road | Chemical Oxygen Demand Shaken as 0 | - | 800 | mg/l | 31.2 | Vehicle and plant washing (Low Impact) | Sussex West | Pre Market Reform | Pre Market Reform | Consent | -
13227 | 1 | Low Risk Consent | Barons Automotive Limited | First Point | St. Leonards Road | Allington | Maidstone | Kent | ME16 0LS | V/W CAR SHOWROOM | VICTORIA ROAD |  | PORTSLADE | SE | BN41 1YD | 2004-06-01 | 1 | 1.7 | at all times | SHOREHAM WTW | Victoria Road | Solids Suspended 105 Degrees C | - | 400 | mg/l | 31.2 | Vehicle and plant washing (Low Impact) | Sussex West | Pre Market Reform | Pre Market Reform | Consent | -
13227 | 1 | Low Risk Consent | Barons Automotive Limited | First Point | St. Leonards Road | Allington | Maidstone | Kent | ME16 0LS | V/W CAR SHOWROOM | VICTORIA ROAD |  | PORTSLADE | SE | BN41 1YD | 2004-06-01 | 1 | 1.7 | at all times | SHOREHAM WTW | Victoria Road | Solids Suspended 105C at pH7 | - | 400 | mg/l | 31.2 | Vehicle and plant washing (Low Impact) | Sussex West | Pre Market Reform | Pre Market Reform | Consent | -
13228 | 1 | Low Risk Consent | HPC Public Limited Company | 2 | Victoria Gardens | - | Burgess Hill | West Sussex | RH15 9RQ | H P C ENGINEERING PLC | VICTORIA WAY | - | BURGESS HILL | SW | RH15 9RQ | 2004-05-05 | 0.1 | 0.1 | at all times | GODDARDS GREEN WTW | Victoria Gardens | Chemical Oxygen Demand Settled as 0 | - | 800 | mg/l | 39.3 | Cooling tower bleed | Sussex West | Pre Market Reform | Pre Market Reform | Consent | -
13228 | 1 | Low Risk Consent | HPC Public Limited Company | 2 | Victoria Gardens | - | Burgess Hill | West Sussex | RH15 9RQ | H P C ENGINEERING PLC | VICTORIA WAY | - | BURGESS HILL | SW | RH15 9RQ | 2004-05-05 | 0.1 | 0.1 | at all times | GODDARDS GREEN WTW | Victoria Gardens | Chemical Oxygen Demand Shaken as 0 | - | 800 | mg/l | 39.3 | Cooling tower bleed | Sussex West | Pre Market Reform | Pre Market Reform | Consent | -
13228 | 1 | Low Risk Consent | HPC Public Limited Company | 2 | Victoria Gardens | - | Burgess Hill | West Sussex | RH15 9RQ | H P C ENGINEERING PLC | VICTORIA WAY | - | BURGESS HILL | SW | RH15 9RQ | 2004-05-05 | 0.1 | 0.1 | at all times | GODDARDS GREEN WTW | Victoria Gardens | Solids Suspended 105 Degrees C | - | 400 | mg/l | 39.3 | Cooling tower bleed | Sussex West | Pre Market Reform | Pre Market Reform | Consent | -
13228 | 1 | Low Risk Consent | HPC Public Limited Company | 2 | Victoria Gardens | - | Burgess Hill | West Sussex | RH15 9RQ | H P C ENGINEERING PLC | VICTORIA WAY | - | BURGESS HILL | SW | RH15 9RQ | 2004-05-05 | 0.1 | 0.1 | at all times | GODDARDS GREEN WTW | Victoria Gardens | Solids Suspended 105C at pH7 | - | 400 | mg/l | 39.3 | Cooling tower bleed | Sussex West | Pre Market Reform | Pre Market Reform | Consent | -
13235 | 1 | Low Risk Consent | Herb U.K. Limited | 610 | Ampress Lane | Ampress Park | Lymington | Hampshire | SO41 8LW | UNIT 310 | AMPRESS LANE | - | LYMINGTON | HA | SO41 8JX | 2004-05-19 | 1 | 1 | 0800 - 1830 | MILFORD ROAD PENNINGTON WTW | N/A | Chemical Oxygen Demand Settled as 0 | - | 800 | mg/l | 4.1 | Chemical and pharmaceutical manufacture (High Impact) | Hampshire West | Manufacture of cosmetics | Pre Market Reform | Consent | -
13235 | 1 | Low Risk Consent | Herb U.K. Limited | 610 | Ampress Lane | Ampress Park | Lymington | Hampshire | SO41 8LW | UNIT 310 | AMPRESS LANE | - | LYMINGTON | HA | SO41 8JX | 2004-05-19 | 1 | 1 | 0800 - 1830 | MILFORD ROAD PENNINGTON WTW | N/A | Chemical Oxygen Demand Shaken as 0 | - | 800 | mg/l | 4.1 | Chemical and pharmaceutical manufacture (High Impact) | Hampshire West | Manufacture of cosmetics | Pre Market Reform | Consent | -
13235 | 1 | Low Risk Consent | Herb U.K. Limited | 610 | Ampress Lane | Ampress Park | Lymington | Hampshire | SO41 8LW | UNIT 310 | AMPRESS LANE | - | LYMINGTON | HA | SO41 8JX | 2004-05-19 | 1 | 1 | 0800 - 1830 | MILFORD ROAD PENNINGTON WTW | N/A | Solids Suspended 105 Degrees C | - | 400 | mg/l | 4.1 | Chemical and pharmaceutical manufacture (High Impact) | Hampshire West | Manufacture of cosmetics | Pre Market Reform | Consent | -
13235 | 1 | Low Risk Consent | Herb U.K. Limited | 610 | Ampress Lane | Ampress Park | Lymington | Hampshire | SO41 8LW | UNIT 310 | AMPRESS LANE | - | LYMINGTON | HA | SO41 8JX | 2004-05-19 | 1 | 1 | 0800 - 1830 | MILFORD ROAD PENNINGTON WTW | N/A | Solids Suspended 105C at pH7 | - | 400 | mg/l | 4.1 | Chemical and pharmaceutical manufacture (High Impact) | Hampshire West | Manufacture of cosmetics | Pre Market Reform | Consent | -
13240 | 1 | Low Risk Consent | Tesco Plc | Tesco House | Shire Park | Kestrel Way | Welwyn Garden City | - | AL7 1GA | TESCO CHICHESTER EXTRA | FISHBOURNE ROAD EAST | - | CHICHESTER | SW | PO19 3JT | 2004-06-01 | 22 | 5 | at all times | CHICHESTER WTW | Fishbourne Road East | Chemical Oxygen Demand Settled as 0 | - | 800 | mg/l | 31.2 | Vehicle and plant washing (Low Impact) | Sussex West | Pre Market Reform | Pre Market Reform | Consent | -
13240 | 1 | Low Risk Consent | Tesco Plc | Tesco House | Shire Park | Kestrel Way | Welwyn Garden City | - | AL7 1GA | TESCO CHICHESTER EXTRA | FISHBOURNE ROAD EAST | - | CHICHESTER | SW | PO19 3JT | 2004-06-01 | 22 | 5 | at all times | CHICHESTER WTW | Fishbourne Road East | Chemical Oxygen Demand Shaken as 0 | - | 800 | mg/l | 31.2 | Vehicle and plant washing (Low Impact) | Sussex West | Pre Market Reform | Pre Market Reform | Consent | -
13240 | 1 | Low Risk Consent | Tesco Plc | Tesco House | Shire Park | Kestrel Way | Welwyn Garden City | - | AL7 1GA | TESCO CHICHESTER EXTRA | FISHBOURNE ROAD EAST | - | CHICHESTER | SW | PO19 3JT | 2004-06-01 | 22 | 5 | at all times | CHICHESTER WTW | Fishbourne Road East | Solids Suspended 105 Degrees C | - | 400 | mg/l | 31.2 | Vehicle and plant washing (Low Impact) | Sussex West | Pre Market Reform | Pre Market Reform | Consent | -
13240 | 1 | Low Risk Consent | Tesco Plc | Tesco House | Shire Park | Kestrel Way | Welwyn Garden City | - | AL7 1GA | TESCO CHICHESTER EXTRA | FISHBOURNE ROAD EAST | - | CHICHESTER | SW | PO19 3JT | 2004-06-01 | 22 | 5 | at all times | CHICHESTER WTW | Fishbourne Road East | Solids Suspended 105C at pH7 | - | 400 | mg/l | 31.2 | Vehicle and plant washing (Low Impact) | Sussex West | Pre Market Reform | Pre Market Reform | Consent | -
13242 | 1 | Tier 2 Consent | BP Express Shopping Limited | - | Chertsey Road | - | Sunbury on Thames | Middlesex | TW16 7BP | Petersfield Service Station | WINCHESTER ROAD | - | PETERSFIELD | HA | GU31 4AT | 2004-05-25 | 8 | 1 | At all times | PETERSFIELD WTW | Winchester Road | Chemical Oxygen Demand Shaken as 0 | - | 800 | mg/l | 31.2 | Vehicle and plant washing (Low Impact) | Hampshire East | Waste water arising from washing vehicles | Pre Market Reform | Consent | -
13242 | 1 | Tier 2 Consent | BP Express Shopping Limited | - | Chertsey Road | - | Sunbury on Thames | Middlesex | TW16 7BP | Petersfield Service Station | WINCHESTER ROAD | - | PETERSFIELD | HA | GU31 4AT | 2004-05-25 | 8 | 1 | At all times | PETERSFIELD WTW | Winchester Road | Oil and Grease | - | 200 | mg/l | 31.2 | Vehicle and plant washing (Low Impact) | Hampshire East | Waste water arising from washing vehicles | Pre Market Reform | Consent | -
13242 | 1 | Tier 2 Consent | BP Express Shopping Limited | - | Chertsey Road | - | Sunbury on Thames | Middlesex | TW16 7BP | Petersfield Service Station | WINCHESTER ROAD | - | PETERSFIELD | HA | GU31 4AT | 2004-05-25 | 8 | 1 | At all times | PETERSFIELD WTW | Winchester Road | pH | 6 | 10 | pH Units | 31.2 | Vehicle and plant washing (Low Impact) | Hampshire East | Waste water arising from washing vehicles | Pre Market Reform | Consent | -
13242 | 1 | Tier 2 Consent | BP Express Shopping Limited | - | Chertsey Road | - | Sunbury on Thames | Middlesex | TW16 7BP | Petersfield Service Station | WINCHESTER ROAD | - | PETERSFIELD | HA | GU31 4AT | 2004-05-25 | 8 | 1 | At all times | PETERSFIELD WTW | Winchester Road | Solids Suspended 105 Degrees C | - | 400 | mg/l | 31.2 | Vehicle and plant washing (Low Impact) | Hampshire East | Waste water arising from washing vehicles | Pre Market Reform | Consent | -
13247 | 3 | Tier 2 Consent | Brett Aggregates Limited | Robert Brett House | Ashford Road |  | Canterbury | Kent | CT4 7PP | Charing Sand Pit | Hook Lane | Charing | ASHFORD | KE | TN27 0AN | 2004-11-24 | 18 | 2.5 | At all times | CHARING WTW | Charing Heath Road MH7901 | Chemical Oxygen Demand Shaken as 0 | - | 800 | mg/l | 31.2 | Vehicle and plant washing (Low Impact) | Kent East | Vehicle Washing: Jet Wash process | Pre Market Reform | Consent | -
13247 | 3 | Tier 2 Consent | Brett Aggregates Limited | Robert Brett House | Ashford Road |  | Canterbury | Kent | CT4 7PP | Charing Sand Pit | Hook Lane | Charing | ASHFORD | KE | TN27 0AN | 2004-11-24 | 18 | 2.5 | At all times | CHARING WTW | Charing Heath Road MH7901 | pH | 6 | 10 | pH Units | 31.2 | Vehicle and plant washing (Low Impact) | Kent East | Vehicle Washing: Jet Wash process | Pre Market Reform | Consent | -
13247 | 3 | Tier 2 Consent | Brett Aggregates Limited | Robert Brett House | Ashford Road |  | Canterbury | Kent | CT4 7PP | Charing Sand Pit | Hook Lane | Charing | ASHFORD | KE | TN27 0AN | 2004-11-24 | 18 | 2.5 | At all times | CHARING WTW | Charing Heath Road MH7901 | Solids Suspended 105 Degrees C | - | 400 | mg/l | 31.2 | Vehicle and plant washing (Low Impact) | Kent East | Vehicle Washing: Jet Wash process | Pre Market Reform | Consent | -
13247 | 3 | Tier 2 Consent | Brett Aggregates Limited | Robert Brett House | Ashford Road |  | Canterbury | Kent | CT4 7PP | Charing Sand Pit | Hook Lane | Charing | ASHFORD | KE | TN27 0AN | 2004-11-24 | 18 | 2.5 | At all times | CHARING WTW | Charing Heath Road MH7901 | Sulphate as S04 | - | 500 | mg/l | 31.2 | Vehicle and plant washing (Low Impact) | Kent East | Vehicle Washing: Jet Wash process | Pre Market Reform | Consent | -
13261 | 1 | Low Risk Consent | Biffa Waste Services Limited |  | Coronation Road | Cressex | High Wycombe | Buckinghamshire | HP12 3TZ | Unit 38 |  | Hobbs Industrial Estate | Newchapel | Surrey | RH7 6HN | 2004-05-11 | 1.5 | 0.2 | at all times | FELBRIDGE WTW | Hobbs Industrial Estate | Chemical Oxygen Demand Settled as 0 | - | 800 | mg/l | 31.2 | Vehicle and plant washing (Low Impact) | Sussex West | Pre Market Reform | Pre Market Reform | Consent | -
13261 | 1 | Low Risk Consent | Biffa Waste Services Limited |  | Coronation Road | Cressex | High Wycombe | Buckinghamshire | HP12 3TZ | Unit 38 |  | Hobbs Industrial Estate | Newchapel | Surrey | RH7 6HN | 2004-05-11 | 1.5 | 0.2 | at all times | FELBRIDGE WTW | Hobbs Industrial Estate | Chemical Oxygen Demand Shaken as 0 | - | 800 | mg/l | 31.2 | Vehicle and plant washing (Low Impact) | Sussex West | Pre Market Reform | Pre Market Reform | Consent | -
13261 | 1 | Low Risk Consent | Biffa Waste Services Limited |  | Coronation Road | Cressex | High Wycombe | Buckinghamshire | HP12 3TZ | Unit 38 |  | Hobbs Industrial Estate | Newchapel | Surrey | RH7 6HN | 2004-05-11 | 1.5 | 0.2 | at all times | FELBRIDGE WTW | Hobbs Industrial Estate | Solids Suspended 105 Degrees C | - | 400 | mg/l | 31.2 | Vehicle and plant washing (Low Impact) | Sussex West | Pre Market Reform | Pre Market Reform | Consent | -
13261 | 1 | Low Risk Consent | Biffa Waste Services Limited |  | Coronation Road | Cressex | High Wycombe | Buckinghamshire | HP12 3TZ | Unit 38 |  | Hobbs Industrial Estate | Newchapel | Surrey | RH7 6HN | 2004-05-11 | 1.5 | 0.2 | at all times | FELBRIDGE WTW | Hobbs Industrial Estate | Solids Suspended 105C at pH7 | - | 400 | mg/l | 31.2 | Vehicle and plant washing (Low Impact) | Sussex West | Pre Market Reform | Pre Market Reform | Consent | -
13262 | 1 | Low Risk Consent | HCS | 137 | Wellington Road | Portslade | - | East Sussex | BN41 1DN |  | 137 Wellington Road | Portslade |  | East Sussex | BN41 1DN | 2004-06-07 | 0.5 | 1 | at all times | SHOREHAM WTW | Wellington Street | Chemical Oxygen Demand Settled as 0 | - | 800 | mg/l | 40.2 | Rainwater and surface water run-off (Low Impact) | Sussex West | Pre Market Reform | Pre Market Reform | Consent | -
13262 | 1 | Low Risk Consent | HCS | 137 | Wellington Road | Portslade | - | East Sussex | BN41 1DN |  | 137 Wellington Road | Portslade |  | East Sussex | BN41 1DN | 2004-06-07 | 0.5 | 1 | at all times | SHOREHAM WTW | Wellington Street | Chemical Oxygen Demand Shaken as 0 | - | 800 | mg/l | 40.2 | Rainwater and surface water run-off (Low Impact) | Sussex West | Pre Market Reform | Pre Market Reform | Consent | -
13262 | 1 | Low Risk Consent | HCS | 137 | Wellington Road | Portslade | - | East Sussex | BN41 1DN |  | 137 Wellington Road | Portslade |  | East Sussex | BN41 1DN | 2004-06-07 | 0.5 | 1 | at all times | SHOREHAM WTW | Wellington Street | Solids Suspended 105 Degrees C | - | 400 | mg/l | 40.2 | Rainwater and surface water run-off (Low Impact) | Sussex West | Pre Market Reform | Pre Market Reform | Consent | -
13262 | 1 | Low Risk Consent | HCS | 137 | Wellington Road | Portslade | - | East Sussex | BN41 1DN |  | 137 Wellington Road | Portslade |  | East Sussex | BN41 1DN | 2004-06-07 | 0.5 | 1 | at all times | SHOREHAM WTW | Wellington Street | Solids Suspended 105C at pH7 | - | 400 | mg/l | 40.2 | Rainwater and surface water run-off (Low Impact) | Sussex West | Pre Market Reform | Pre Market Reform | Consent | -
13265 | 1 | Low Risk Consent | C.T.S. Portsmouth Limited | 3 Acorn Business Centre | Northarbour Road | Cosham | Portsmouth | Hampshire | PO6 3TH |  | 92 Osborne Road | Southsea | Portsmouth | - | PO5 3LU | 2004-06-24 | 1 | 1 | 0800 - 1700 | BUDDS FARM HAVANT WTW | Osborne Road | Chemical Oxygen Demand Settled as 0 | - | 800 | mg/l | 33.3 | Photographic and X-ray film processing Non COPPICE | Hampshire East | Pre Market Reform | Pre Market Reform | Consent | -
13265 | 1 | Low Risk Consent | C.T.S. Portsmouth Limited | 3 Acorn Business Centre | Northarbour Road | Cosham | Portsmouth | Hampshire | PO6 3TH |  | 92 Osborne Road | Southsea | Portsmouth | - | PO5 3LU | 2004-06-24 | 1 | 1 | 0800 - 1700 | BUDDS FARM HAVANT WTW | Osborne Road | Chemical Oxygen Demand Shaken as 0 | - | 800 | mg/l | 33.3 | Photographic and X-ray film processing Non COPPICE | Hampshire East | Pre Market Reform | Pre Market Reform | Consent | -
13265 | 1 | Low Risk Consent | C.T.S. Portsmouth Limited | 3 Acorn Business Centre | Northarbour Road | Cosham | Portsmouth | Hampshire | PO6 3TH |  | 92 Osborne Road | Southsea | Portsmouth | - | PO5 3LU | 2004-06-24 | 1 | 1 | 0800 - 1700 | BUDDS FARM HAVANT WTW | Osborne Road | Solids Suspended 105 Degrees C | - | 400 | mg/l | 33.3 | Photographic and X-ray film processing Non COPPICE | Hampshire East | Pre Market Reform | Pre Market Reform | Consent | -
13265 | 1 | Low Risk Consent | C.T.S. Portsmouth Limited | 3 Acorn Business Centre | Northarbour Road | Cosham | Portsmouth | Hampshire | PO6 3TH |  | 92 Osborne Road | Southsea | Portsmouth | - | PO5 3LU | 2004-06-24 | 1 | 1 | 0800 - 1700 | BUDDS FARM HAVANT WTW | Osborne Road | Solids Suspended 105C at pH7 | - | 400 | mg/l | 33.3 | Photographic and X-ray film processing Non COPPICE | Hampshire East | Pre Market Reform | Pre Market Reform | Consent | -
13280 | 1 | Low Risk Consent | BP Oil UK Limited | - | Chertsey Road | - | Sunbury on Thames | Middlesex | TW16 7BP |  | Dover Street | - | Sittingbourne | Kent | ME10 3EH | 2008-02-01 | 0.59 | 0.16 | 0800 - 2000 | SITTINGBOURNE WTW | Dover Street | Chemical Oxygen Demand Settled as 0 | - | 800 | mg/l | 31.3 | Vehicle and plant washing (Low Impact) | Kent West | Pre Market Reform | Pre Market Reform | Consent | -
13280 | 1 | Low Risk Consent | BP Oil UK Limited | - | Chertsey Road | - | Sunbury on Thames | Middlesex | TW16 7BP |  | Dover Street | - | Sittingbourne | Kent | ME10 3EH | 2008-02-01 | 0.59 | 0.16 | 0800 - 2000 | SITTINGBOURNE WTW | Dover Street | Chemical Oxygen Demand Shaken as 0 | - | 800 | mg/l | 31.3 | Vehicle and plant washing (Low Impact) | Kent West | Pre Market Reform | Pre Market Reform | Consent | -
13280 | 1 | Low Risk Consent | BP Oil UK Limited | - | Chertsey Road | - | Sunbury on Thames | Middlesex | TW16 7BP |  | Dover Street | - | Sittingbourne | Kent | ME10 3EH | 2008-02-01 | 0.59 | 0.16 | 0800 - 2000 | SITTINGBOURNE WTW | Dover Street | Solids Suspended 105 Degrees C | - | 400 | mg/l | 31.3 | Vehicle and plant washing (Low Impact) | Kent West | Pre Market Reform | Pre Market Reform | Consent | -
13280 | 1 | Low Risk Consent | BP Oil UK Limited | - | Chertsey Road | - | Sunbury on Thames | Middlesex | TW16 7BP |  | Dover Street | - | Sittingbourne | Kent | ME10 3EH | 2008-02-01 | 0.59 | 0.16 | 0800 - 2000 | SITTINGBOURNE WTW | Dover Street | Solids Suspended 105C at pH7 | - | 400 | mg/l | 31.3 | Vehicle and plant washing (Low Impact) | Kent West | Pre Market Reform | Pre Market Reform | Consent | -
13307 | 1 | Tier 2 Consent | BP Oil UK Limited | - | Chertsey Road | - | Sunbury on Thames | Middlesex | TW16 7BP | 18 | BEAVER ROAD | - | ASHFORD | KE | TN23 7RP | 2004-10-27 | 8.9 | 0.95 | 0800 - 2000 | ASHFORD WTW | Beaver Road | Chemical Oxygen Demand Shaken as 0 | - | 800 | mg/l | 31.2 | Vehicle and plant washing (Low Impact) | Kent East | Pre Market Reform | Pre Market Reform | Consent | -
13307 | 1 | Tier 2 Consent | BP Oil UK Limited | - | Chertsey Road | - | Sunbury on Thames | Middlesex | TW16 7BP | 18 | BEAVER ROAD | - | ASHFORD | KE | TN23 7RP | 2004-10-27 | 8.9 | 0.95 | 0800 - 2000 | ASHFORD WTW | Beaver Road | Detergents Anionic | - | 50 | mg/l | 31.2 | Vehicle and plant washing (Low Impact) | Kent East | Pre Market Reform | Pre Market Reform | Consent | -
13307 | 1 | Tier 2 Consent | BP Oil UK Limited | - | Chertsey Road | - | Sunbury on Thames | Middlesex | TW16 7BP | 18 | BEAVER ROAD | - | ASHFORD | KE | TN23 7RP | 2004-10-27 | 8.9 | 0.95 | 0800 - 2000 | ASHFORD WTW | Beaver Road | Detergents Non-Ionic | - | 50 | mg/l | 31.2 | Vehicle and plant washing (Low Impact) | Kent East | Pre Market Reform | Pre Market Reform | Consent | -
13307 | 1 | Tier 2 Consent | BP Oil UK Limited | - | Chertsey Road | - | Sunbury on Thames | Middlesex | TW16 7BP | 18 | BEAVER ROAD | - | ASHFORD | KE | TN23 7RP | 2004-10-27 | 8.9 | 0.95 | 0800 - 2000 | ASHFORD WTW | Beaver Road | Oil and Grease | - | 20 | mg/l | 31.2 | Vehicle and plant washing (Low Impact) | Kent East | Pre Market Reform | Pre Market Reform | Consent | -
13307 | 1 | Tier 2 Consent | BP Oil UK Limited | - | Chertsey Road | - | Sunbury on Thames | Middlesex | TW16 7BP | 18 | BEAVER ROAD | - | ASHFORD | KE | TN23 7RP | 2004-10-27 | 8.9 | 0.95 | 0800 - 2000 | ASHFORD WTW | Beaver Road | pH | 6 | 10 | pH Units | 31.2 | Vehicle and plant washing (Low Impact) | Kent East | Pre Market Reform | Pre Market Reform | Consent | -
13307 | 1 | Tier 2 Consent | BP Oil UK Limited | - | Chertsey Road | - | Sunbury on Thames | Middlesex | TW16 7BP | 18 | BEAVER ROAD | - | ASHFORD | KE | TN23 7RP | 2004-10-27 | 8.9 | 0.95 | 0800 - 2000 | ASHFORD WTW | Beaver Road | Solids Suspended 105 Degrees C | - | 400 | mg/l | 31.2 | Vehicle and plant washing (Low Impact) | Kent East | Pre Market Reform | Pre Market Reform | Consent | -
13307 | 1 | Tier 2 Consent | BP Oil UK Limited | - | Chertsey Road | - | Sunbury on Thames | Middlesex | TW16 7BP | 18 | BEAVER ROAD | - | ASHFORD | KE | TN23 7RP | 2004-10-27 | 8.9 | 0.95 | 0800 - 2000 | ASHFORD WTW | Beaver Road | Sulphate as S04 | - | 500 | mg/l | 31.2 | Vehicle and plant washing (Low Impact) | Kent East | Pre Market Reform | Pre Market Reform | Consent | -
13312 | 1 | Tier 2 Consent | BP Oil UK Limited | - | Chertsey Road | - | Sunbury on Thames | Middlesex | TW16 7BP | TUDOR GARAGE | LONDON ROAD | - | MAIDSTONE | KE | ME16 0HE | 2004-09-16 | 7.7 | 0.71 | At all times | AYLESFORD WTW | London Road | Chemical Oxygen Demand Shaken as 0 | - | 800 | mg/l | 31.2 | Vehicle and plant washing (Low Impact) | Kent West | Vehicle Washing: Automatic Vehicle Washing process | Pre Market Reform | Consent | -
13312 | 1 | Tier 2 Consent | BP Oil UK Limited | - | Chertsey Road | - | Sunbury on Thames | Middlesex | TW16 7BP | TUDOR GARAGE | LONDON ROAD | - | MAIDSTONE | KE | ME16 0HE | 2004-09-16 | 7.7 | 0.71 | At all times | AYLESFORD WTW | London Road | pH | 5 | 10 | pH Units | 31.2 | Vehicle and plant washing (Low Impact) | Kent West | Vehicle Washing: Automatic Vehicle Washing process | Pre Market Reform | Consent | -
13312 | 1 | Tier 2 Consent | BP Oil UK Limited | - | Chertsey Road | - | Sunbury on Thames | Middlesex | TW16 7BP | TUDOR GARAGE | LONDON ROAD | - | MAIDSTONE | KE | ME16 0HE | 2004-09-16 | 7.7 | 0.71 | At all times | AYLESFORD WTW | London Road | Solids Suspended 105 Degrees C | - | 400 | mg/l | 31.2 | Vehicle and plant washing (Low Impact) | Kent West | Vehicle Washing: Automatic Vehicle Washing process | Pre Market Reform | Consent | -
13312 | 1 | Tier 2 Consent | BP Oil UK Limited | - | Chertsey Road | - | Sunbury on Thames | Middlesex | TW16 7BP | TUDOR GARAGE | LONDON ROAD | - | MAIDSTONE | KE | ME16 0HE | 2004-09-16 | 7.7 | 0.71 | At all times | AYLESFORD WTW | London Road | Sulphate as S04 | - | 500 | mg/l | 31.2 | Vehicle and plant washing (Low Impact) | Kent West | Vehicle Washing: Automatic Vehicle Washing process | Pre Market Reform | Consent | -
13315 | 1 | Low Risk Consent | MC Truck & Bus Limited | Beddow Way | - | Aylesford | Maidstone | Kent | ME20 7BT | Unit 1 | Braybon Business Park | Consort Way, Victoria Gardens | Burgess Hill | West Sussex | RH15 9ND | 2004-09-01 | 4 | 1 | at all times | GODDARDS GREEN WTW | Braybon Business Park | Chemical Oxygen Demand Settled as 0 | - | 800 | mg/l | 31.2 | Vehicle and plant washing (Low Impact) | Sussex West | Pre Market Reform | Pre Market Reform | Consent | MALTHOUSE LANE BURGESS HILL WPS
13315 | 1 | Low Risk Consent | MC Truck & Bus Limited | Beddow Way | - | Aylesford | Maidstone | Kent | ME20 7BT | Unit 1 | Braybon Business Park | Consort Way, Victoria Gardens | Burgess Hill | West Sussex | RH15 9ND | 2004-09-01 | 4 | 1 | at all times | GODDARDS GREEN WTW | Braybon Business Park | Chemical Oxygen Demand Shaken as 0 | - | 800 | mg/l | 31.2 | Vehicle and plant washing (Low Impact) | Sussex West | Pre Market Reform | Pre Market Reform | Consent | MALTHOUSE LANE BURGESS HILL WPS
13315 | 1 | Low Risk Consent | MC Truck & Bus Limited | Beddow Way | - | Aylesford | Maidstone | Kent | ME20 7BT | Unit 1 | Braybon Business Park | Consort Way, Victoria Gardens | Burgess Hill | West Sussex | RH15 9ND | 2004-09-01 | 4 | 1 | at all times | GODDARDS GREEN WTW | Braybon Business Park | Solids Suspended 105 Degrees C | - | 400 | mg/l | 31.2 | Vehicle and plant washing (Low Impact) | Sussex West | Pre Market Reform | Pre Market Reform | Consent | MALTHOUSE LANE BURGESS HILL WPS
13315 | 1 | Low Risk Consent | MC Truck & Bus Limited | Beddow Way | - | Aylesford | Maidstone | Kent | ME20 7BT | Unit 1 | Braybon Business Park | Consort Way, Victoria Gardens | Burgess Hill | West Sussex | RH15 9ND | 2004-09-01 | 4 | 1 | at all times | GODDARDS GREEN WTW | Braybon Business Park | Solids Suspended 105C at pH7 | - | 400 | mg/l | 31.2 | Vehicle and plant washing (Low Impact) | Sussex West | Pre Market Reform | Pre Market Reform | Consent | MALTHOUSE LANE BURGESS HILL WPS
13320 | 1 | Tier 2 Consent | Pentagon Limited | Airport House | The Airport | - | Cambridge | - | CB5 8RY | MERCEDES BENZ DEALERSHIP | HERITAGE PARK | - | WINNALL WINCHESTER | HA | SO23 7RR | 2004-09-10 | 15 | 4 | At all times | MORESTEAD ROAD WINCHESTER WTW | Easton Lane | Chemical Oxygen Demand Shaken as 0 | - | 800 | mg/l | 31.2 | Vehicle and plant washing (Low Impact) | Hampshire West | Vehicle Washing: General Wash process | Pre Market Reform | Consent | EASTON WPS
13320 | 1 | Tier 2 Consent | Pentagon Limited | Airport House | The Airport | - | Cambridge | - | CB5 8RY | MERCEDES BENZ DEALERSHIP | HERITAGE PARK | - | WINNALL WINCHESTER | HA | SO23 7RR | 2004-09-10 | 15 | 4 | At all times | MORESTEAD ROAD WINCHESTER WTW | Easton Lane | Oil and Grease | - | 50 | mg/l | 31.2 | Vehicle and plant washing (Low Impact) | Hampshire West | Vehicle Washing: General Wash process | Pre Market Reform | Consent | EASTON WPS
13320 | 1 | Tier 2 Consent | Pentagon Limited | Airport House | The Airport | - | Cambridge | - | CB5 8RY | MERCEDES BENZ DEALERSHIP | HERITAGE PARK | - | WINNALL WINCHESTER | HA | SO23 7RR | 2004-09-10 | 15 | 4 | At all times | MORESTEAD ROAD WINCHESTER WTW | Easton Lane | pH | 6 | 10 | pH Units | 31.2 | Vehicle and plant washing (Low Impact) | Hampshire West | Vehicle Washing: General Wash process | Pre Market Reform | Consent | EASTON WPS
13320 | 1 | Tier 2 Consent | Pentagon Limited | Airport House | The Airport | - | Cambridge | - | CB5 8RY | MERCEDES BENZ DEALERSHIP | HERITAGE PARK | - | WINNALL WINCHESTER | HA | SO23 7RR | 2004-09-10 | 15 | 4 | At all times | MORESTEAD ROAD WINCHESTER WTW | Easton Lane | Solids Suspended 105 Degrees C | - | 400 | mg/l | 31.2 | Vehicle and plant washing (Low Impact) | Hampshire West | Vehicle Washing: General Wash process | Pre Market Reform | Consent | EASTON WPS
13327 | 4 | Tier 1 Consent | Cook Trading Limited | The Cook Kitchen | Eurolink Way |  | Sittingbourne | Kent | ME10 3HH | 8 COOK KITCHENS | EUROLINK WAY |  | SITTINGBOURNE | KE | ME10 3HH | 2004-11-10 | 90 | 2 | At all times | SITTINGBOURNE WTW | Eurolink Way | Chemical Oxygen Demand Shaken as 0 | - | 3500 | mg/l | 9.2 | Food processing - General | Kent West | Food production - manufacturing and preparation of frozen foods. | Food production - manufacturing and preparation of frozen foods. | Consent | DIRECT TO WTW
13327 | 4 | Tier 1 Consent | Cook Trading Limited | The Cook Kitchen | Eurolink Way |  | Sittingbourne | Kent | ME10 3HH | 8 COOK KITCHENS | EUROLINK WAY |  | SITTINGBOURNE | KE | ME10 3HH | 2004-11-10 | 90 | 2 | At all times | SITTINGBOURNE WTW | Eurolink Way | Nitrogen Ammoniacal as N | - | 35 | mg/l | 9.2 | Food processing - General | Kent West | Food production - manufacturing and preparation of frozen foods. | Food production - manufacturing and preparation of frozen foods. | Consent | DIRECT TO WTW
13327 | 4 | Tier 1 Consent | Cook Trading Limited | The Cook Kitchen | Eurolink Way |  | Sittingbourne | Kent | ME10 3HH | 8 COOK KITCHENS | EUROLINK WAY |  | SITTINGBOURNE | KE | ME10 3HH | 2004-11-10 | 90 | 2 | At all times | SITTINGBOURNE WTW | Eurolink Way | Oil and Grease | - | 100 | mg/l | 9.2 | Food processing - General | Kent West | Food production - manufacturing and preparation of frozen foods. | Food production - manufacturing and preparation of frozen foods. | Consent | DIRECT TO WTW
13327 | 4 | Tier 1 Consent | Cook Trading Limited | The Cook Kitchen | Eurolink Way |  | Sittingbourne | Kent | ME10 3HH | 8 COOK KITCHENS | EUROLINK WAY |  | SITTINGBOURNE | KE | ME10 3HH | 2004-11-10 | 90 | 2 | At all times | SITTINGBOURNE WTW | Eurolink Way | pH | 6 | 10 | pH Units | 9.2 | Food processing - General | Kent West | Food production - manufacturing and preparation of frozen foods. | Food production - manufacturing and preparation of frozen foods. | Consent | DIRECT TO WTW
13327 | 4 | Tier 1 Consent | Cook Trading Limited | The Cook Kitchen | Eurolink Way |  | Sittingbourne | Kent | ME10 3HH | 8 COOK KITCHENS | EUROLINK WAY |  | SITTINGBOURNE | KE | ME10 3HH | 2004-11-10 | 90 | 2 | At all times | SITTINGBOURNE WTW | Eurolink Way | Solids Suspended 105 Degrees C | - | 1000 | mg/l | 9.2 | Food processing - General | Kent West | Food production - manufacturing and preparation of frozen foods. | Food production - manufacturing and preparation of frozen foods. | Consent | DIRECT TO WTW
13328 | 1 | Low Risk Consent | Yeomans Limited | Yeomans House | Littlehampton Road | Ferring | Worthing | West Sussex | BN12 6PB | SITE OFFICE | SHRIPNEY ROAD | - | BOGNOR REGIS | SW | PO22 9SA | 2004-09-27 | 1 | 0.5 | at all times | FORD WTW | Shripney Road | Chemical Oxygen Demand Settled as 0 | - | 800 | mg/l | 31.2 | Vehicle and plant washing (Low Impact) | Sussex West | Pre Market Reform | Pre Market Reform | Consent | -
13328 | 1 | Low Risk Consent | Yeomans Limited | Yeomans House | Littlehampton Road | Ferring | Worthing | West Sussex | BN12 6PB | SITE OFFICE | SHRIPNEY ROAD | - | BOGNOR REGIS | SW | PO22 9SA | 2004-09-27 | 1 | 0.5 | at all times | FORD WTW | Shripney Road | Chemical Oxygen Demand Shaken as 0 | - | 800 | mg/l | 31.2 | Vehicle and plant washing (Low Impact) | Sussex West | Pre Market Reform | Pre Market Reform | Consent | -
13328 | 1 | Low Risk Consent | Yeomans Limited | Yeomans House | Littlehampton Road | Ferring | Worthing | West Sussex | BN12 6PB | SITE OFFICE | SHRIPNEY ROAD | - | BOGNOR REGIS | SW | PO22 9SA | 2004-09-27 | 1 | 0.5 | at all times | FORD WTW | Shripney Road | Solids Suspended 105 Degrees C | - | 400 | mg/l | 31.2 | Vehicle and plant washing (Low Impact) | Sussex West | Pre Market Reform | Pre Market Reform | Consent | -
13328 | 1 | Low Risk Consent | Yeomans Limited | Yeomans House | Littlehampton Road | Ferring | Worthing | West Sussex | BN12 6PB | SITE OFFICE | SHRIPNEY ROAD | - | BOGNOR REGIS | SW | PO22 9SA | 2004-09-27 | 1 | 0.5 | at all times | FORD WTW | Shripney Road | Solids Suspended 105C at pH7 | - | 400 | mg/l | 31.2 | Vehicle and plant washing (Low Impact) | Sussex West | Pre Market Reform | Pre Market Reform | Consent | -
13334 | 1 | Low Risk Consent | Worthing Ford & Vauxhall Spares | 10A | Cross Street | - | Worthing | West Sussex | BN11 1UP | WKSHP GRD FLR NTH SIDE R/0 6-10 | CROSS STREET | - | WORTHING | SW | BN11 1UP | 2004-10-01 | 0.1 | 0.1 | at all times | EAST WORTHING WTW | Cross Strreet | Chemical Oxygen Demand Settled as 0 | - | 800 | mg/l | 40.2 | Rainwater and surface water run-off (Low Impact) | Sussex West | Pre Market Reform | Pre Market Reform | Consent | -
13334 | 1 | Low Risk Consent | Worthing Ford & Vauxhall Spares | 10A | Cross Street | - | Worthing | West Sussex | BN11 1UP | WKSHP GRD FLR NTH SIDE R/0 6-10 | CROSS STREET | - | WORTHING | SW | BN11 1UP | 2004-10-01 | 0.1 | 0.1 | at all times | EAST WORTHING WTW | Cross Strreet | Chemical Oxygen Demand Shaken as 0 | - | 800 | mg/l | 40.2 | Rainwater and surface water run-off (Low Impact) | Sussex West | Pre Market Reform | Pre Market Reform | Consent | -
13334 | 1 | Low Risk Consent | Worthing Ford & Vauxhall Spares | 10A | Cross Street | - | Worthing | West Sussex | BN11 1UP | WKSHP GRD FLR NTH SIDE R/0 6-10 | CROSS STREET | - | WORTHING | SW | BN11 1UP | 2004-10-01 | 0.1 | 0.1 | at all times | EAST WORTHING WTW | Cross Strreet | Solids Suspended 105 Degrees C | - | 400 | mg/l | 40.2 | Rainwater and surface water run-off (Low Impact) | Sussex West | Pre Market Reform | Pre Market Reform | Consent | -
13334 | 1 | Low Risk Consent | Worthing Ford & Vauxhall Spares | 10A | Cross Street | - | Worthing | West Sussex | BN11 1UP | WKSHP GRD FLR NTH SIDE R/0 6-10 | CROSS STREET | - | WORTHING | SW | BN11 1UP | 2004-10-01 | 0.1 | 0.1 | at all times | EAST WORTHING WTW | Cross Strreet | Solids Suspended 105C at pH7 | - | 400 | mg/l | 40.2 | Rainwater and surface water run-off (Low Impact) | Sussex West | Pre Market Reform | Pre Market Reform | Consent | -
13335 | 1 | Tier 2 Consent | BP Oil UK Limited | - | Chertsey Road | - | Sunbury on Thames | Middlesex | TW16 7BP | 102 RUSTINGTON FILLING STATION | WORTHING ROAD | - | LITTLEHAMPTON | SW | BN16 3LS | 2005-02-14 | 7.7 | 0.71 | at all times | FORD WTW | Worthing Road | Chemical Oxygen Demand Settled as 0 | - | 800 | mg/l | 31.2 | Vehicle and plant washing (Low Impact) | Sussex West | Pre Market Reform | Pre Market Reform | Consent | -
13335 | 1 | Tier 2 Consent | BP Oil UK Limited | - | Chertsey Road | - | Sunbury on Thames | Middlesex | TW16 7BP | 102 RUSTINGTON FILLING STATION | WORTHING ROAD | - | LITTLEHAMPTON | SW | BN16 3LS | 2005-02-14 | 7.7 | 0.71 | at all times | FORD WTW | Worthing Road | Chemical Oxygen Demand Shaken as 0 | - | 800 | mg/l | 31.2 | Vehicle and plant washing (Low Impact) | Sussex West | Pre Market Reform | Pre Market Reform | Consent | -
13335 | 1 | Tier 2 Consent | BP Oil UK Limited | - | Chertsey Road | - | Sunbury on Thames | Middlesex | TW16 7BP | 102 RUSTINGTON FILLING STATION | WORTHING ROAD | - | LITTLEHAMPTON | SW | BN16 3LS | 2005-02-14 | 7.7 | 0.71 | at all times | FORD WTW | Worthing Road | Oil and Grease | - | 100 | mg/l | 31.2 | Vehicle and plant washing (Low Impact) | Sussex West | Pre Market Reform | Pre Market Reform | Consent | -
13335 | 1 | Tier 2 Consent | BP Oil UK Limited | - | Chertsey Road | - | Sunbury on Thames | Middlesex | TW16 7BP | 102 RUSTINGTON FILLING STATION | WORTHING ROAD | - | LITTLEHAMPTON | SW | BN16 3LS | 2005-02-14 | 7.7 | 0.71 | at all times | FORD WTW | Worthing Road | pH | 5 | 11 | pH Units | 31.2 | Vehicle and plant washing (Low Impact) | Sussex West | Pre Market Reform | Pre Market Reform | Consent | -
13335 | 1 | Tier 2 Consent | BP Oil UK Limited | - | Chertsey Road | - | Sunbury on Thames | Middlesex | TW16 7BP | 102 RUSTINGTON FILLING STATION | WORTHING ROAD | - | LITTLEHAMPTON | SW | BN16 3LS | 2005-02-14 | 7.7 | 0.71 | at all times | FORD WTW | Worthing Road | Solids Suspended 105 Degrees C | - | 400 | mg/l | 31.2 | Vehicle and plant washing (Low Impact) | Sussex West | Pre Market Reform | Pre Market Reform | Consent | -
13335 | 1 | Tier 2 Consent | BP Oil UK Limited | - | Chertsey Road | - | Sunbury on Thames | Middlesex | TW16 7BP | 102 RUSTINGTON FILLING STATION | WORTHING ROAD | - | LITTLEHAMPTON | SW | BN16 3LS | 2005-02-14 | 7.7 | 0.71 | at all times | FORD WTW | Worthing Road | Solids Suspended 105C at pH7 | - | 400 | mg/l | 31.2 | Vehicle and plant washing (Low Impact) | Sussex West | Pre Market Reform | Pre Market Reform | Consent | -
13336 | 1 | Low Risk Consent | School Lane Holdings Limited | Windy Ridge Crawley Hill | West Wellow | - | Romsey | Hampshire | SO51 6AP | 1 UNIT F | SCHOOL LANE | - | EASTLEIGH | HA | SO53 4DG | 2004-10-11 | 1 | 1 | 09:00 - 16:00 | CHICKENHALL EASTLEIGH WTW | School Lane | Chemical Oxygen Demand Settled as 0 | - | 800 | mg/l | 31.2 | Vehicle and plant washing (Low Impact) | Hampshire West | Jet wash | Pre Market Reform | Consent | -
13336 | 1 | Low Risk Consent | School Lane Holdings Limited | Windy Ridge Crawley Hill | West Wellow | - | Romsey | Hampshire | SO51 6AP | 1 UNIT F | SCHOOL LANE | - | EASTLEIGH | HA | SO53 4DG | 2004-10-11 | 1 | 1 | 09:00 - 16:00 | CHICKENHALL EASTLEIGH WTW | School Lane | Chemical Oxygen Demand Shaken as 0 | - | 800 | mg/l | 31.2 | Vehicle and plant washing (Low Impact) | Hampshire West | Jet wash | Pre Market Reform | Consent | -
13336 | 1 | Low Risk Consent | School Lane Holdings Limited | Windy Ridge Crawley Hill | West Wellow | - | Romsey | Hampshire | SO51 6AP | 1 UNIT F | SCHOOL LANE | - | EASTLEIGH | HA | SO53 4DG | 2004-10-11 | 1 | 1 | 09:00 - 16:00 | CHICKENHALL EASTLEIGH WTW | School Lane | Solids Suspended 105 Degrees C | - | 400 | mg/l | 31.2 | Vehicle and plant washing (Low Impact) | Hampshire West | Jet wash | Pre Market Reform | Consent | -
13336 | 1 | Low Risk Consent | School Lane Holdings Limited | Windy Ridge Crawley Hill | West Wellow | - | Romsey | Hampshire | SO51 6AP | 1 UNIT F | SCHOOL LANE | - | EASTLEIGH | HA | SO53 4DG | 2004-10-11 | 1 | 1 | 09:00 - 16:00 | CHICKENHALL EASTLEIGH WTW | School Lane | Solids Suspended 105C at pH7 | - | 400 | mg/l | 31.2 | Vehicle and plant washing (Low Impact) | Hampshire West | Jet wash | Pre Market Reform | Consent | -
13340 | 1 | Low Risk Consent | Tesco Stores Limited | Tesco House | Shire Park | Kestrel Way | Welwyn Garden City |  | AL7 1GA |  | Easton Lane | Winnall | Winchester | Hampshire | SO21 7RR | 2004-10-26 | 1 | 2 | N/A | MORESTEAD ROAD WINCHESTER WTW | Easton Lane | Chemical Oxygen Demand Settled as 0 | - | 800 | mg/l | 40.1 | Rainwater and surface water run-off (Medium Impact). Fire fighting foam training | Hampshire West | Pre Market Reform | Pre Market Reform | Consent | -
13340 | 1 | Low Risk Consent | Tesco Stores Limited | Tesco House | Shire Park | Kestrel Way | Welwyn Garden City |  | AL7 1GA |  | Easton Lane | Winnall | Winchester | Hampshire | SO21 7RR | 2004-10-26 | 1 | 2 | N/A | MORESTEAD ROAD WINCHESTER WTW | Easton Lane | Chemical Oxygen Demand Shaken as 0 | - | 800 | mg/l | 40.1 | Rainwater and surface water run-off (Medium Impact). Fire fighting foam training | Hampshire West | Pre Market Reform | Pre Market Reform | Consent | -
13340 | 1 | Low Risk Consent | Tesco Stores Limited | Tesco House | Shire Park | Kestrel Way | Welwyn Garden City |  | AL7 1GA |  | Easton Lane | Winnall | Winchester | Hampshire | SO21 7RR | 2004-10-26 | 1 | 2 | N/A | MORESTEAD ROAD WINCHESTER WTW | Easton Lane | Solids Suspended 105 Degrees C | - | 400 | mg/l | 40.1 | Rainwater and surface water run-off (Medium Impact). Fire fighting foam training | Hampshire West | Pre Market Reform | Pre Market Reform | Consent | -
13340 | 1 | Low Risk Consent | Tesco Stores Limited | Tesco House | Shire Park | Kestrel Way | Welwyn Garden City |  | AL7 1GA |  | Easton Lane | Winnall | Winchester | Hampshire | SO21 7RR | 2004-10-26 | 1 | 2 | N/A | MORESTEAD ROAD WINCHESTER WTW | Easton Lane | Solids Suspended 105C at pH7 | - | 400 | mg/l | 40.1 | Rainwater and surface water run-off (Medium Impact). Fire fighting foam training | Hampshire West | Pre Market Reform | Pre Market Reform | Consent | -
13341 | 1 | Low Risk Consent | Stopper Specialists Limited | C/O Vp Plc Central House | Beckwith Knowle Otley Road | - | Harrogate | North Yorkshire | HG3 1UD | GORDLETON INDUSTRIAL ESTATE 5A | HANNAH WAY | - | PENNINGTON | HA | SO41 8JD | 2004-10-27 | 1 | 2 | N/A | MILFORD ROAD PENNINGTON WTW | N/A | Chemical Oxygen Demand Settled as 0 | - | 800 | mg/l | 31.2 | Vehicle and plant washing (Low Impact) | Hampshire West | Jet wash | Pre Market Reform | Consent | -
13341 | 1 | Low Risk Consent | Stopper Specialists Limited | C/O Vp Plc Central House | Beckwith Knowle Otley Road | - | Harrogate | North Yorkshire | HG3 1UD | GORDLETON INDUSTRIAL ESTATE 5A | HANNAH WAY | - | PENNINGTON | HA | SO41 8JD | 2004-10-27 | 1 | 2 | N/A | MILFORD ROAD PENNINGTON WTW | N/A | Chemical Oxygen Demand Shaken as 0 | - | 800 | mg/l | 31.2 | Vehicle and plant washing (Low Impact) | Hampshire West | Jet wash | Pre Market Reform | Consent | -
13341 | 1 | Low Risk Consent | Stopper Specialists Limited | C/O Vp Plc Central House | Beckwith Knowle Otley Road | - | Harrogate | North Yorkshire | HG3 1UD | GORDLETON INDUSTRIAL ESTATE 5A | HANNAH WAY | - | PENNINGTON | HA | SO41 8JD | 2004-10-27 | 1 | 2 | N/A | MILFORD ROAD PENNINGTON WTW | N/A | Solids Suspended 105 Degrees C | - | 400 | mg/l | 31.2 | Vehicle and plant washing (Low Impact) | Hampshire West | Jet wash | Pre Market Reform | Consent | -
13341 | 1 | Low Risk Consent | Stopper Specialists Limited | C/O Vp Plc Central House | Beckwith Knowle Otley Road | - | Harrogate | North Yorkshire | HG3 1UD | GORDLETON INDUSTRIAL ESTATE 5A | HANNAH WAY | - | PENNINGTON | HA | SO41 8JD | 2004-10-27 | 1 | 2 | N/A | MILFORD ROAD PENNINGTON WTW | N/A | Solids Suspended 105C at pH7 | - | 400 | mg/l | 31.2 | Vehicle and plant washing (Low Impact) | Hampshire West | Jet wash | Pre Market Reform | Consent | -
13342 | 1 | Low Risk Consent | S.H.B. Hire Limited | Steve Young | Enterprise House Melburne Park | Vicarage Road | Egham | Surrey | TW20 9FB |  | Abbey Park Ind. Est. | - | Romsey | Hampshire | SO51 9DQ | 2004-10-28 | 3.6 | 2 | 08:00 to 18:00 | ROMSEY WTW | Premier Way | Chemical Oxygen Demand Settled as 0 | - | 800 | mg/l | 31.2 | Vehicle and plant washing (Low Impact) | Hampshire West | Pre Market Reform | Pre Market Reform | Consent | -
13342 | 1 | Low Risk Consent | S.H.B. Hire Limited | Steve Young | Enterprise House Melburne Park | Vicarage Road | Egham | Surrey | TW20 9FB |  | Abbey Park Ind. Est. | - | Romsey | Hampshire | SO51 9DQ | 2004-10-28 | 3.6 | 2 | 08:00 to 18:00 | ROMSEY WTW | Premier Way | Chemical Oxygen Demand Shaken as 0 | - | 800 | mg/l | 31.2 | Vehicle and plant washing (Low Impact) | Hampshire West | Pre Market Reform | Pre Market Reform | Consent | -
13342 | 1 | Low Risk Consent | S.H.B. Hire Limited | Steve Young | Enterprise House Melburne Park | Vicarage Road | Egham | Surrey | TW20 9FB |  | Abbey Park Ind. Est. | - | Romsey | Hampshire | SO51 9DQ | 2004-10-28 | 3.6 | 2 | 08:00 to 18:00 | ROMSEY WTW | Premier Way | Solids Suspended 105 Degrees C | - | 400 | mg/l | 31.2 | Vehicle and plant washing (Low Impact) | Hampshire West | Pre Market Reform | Pre Market Reform | Consent | -
13342 | 1 | Low Risk Consent | S.H.B. Hire Limited | Steve Young | Enterprise House Melburne Park | Vicarage Road | Egham | Surrey | TW20 9FB |  | Abbey Park Ind. Est. | - | Romsey | Hampshire | SO51 9DQ | 2004-10-28 | 3.6 | 2 | 08:00 to 18:00 | ROMSEY WTW | Premier Way | Solids Suspended 105C at pH7 | - | 400 | mg/l | 31.2 | Vehicle and plant washing (Low Impact) | Hampshire West | Pre Market Reform | Pre Market Reform | Consent | -
13351 | 1 | Low Risk Consent | RHH Franks Limited | 96 | Gore Road | Gore Road Industrial Estate | New Milton | - | BH25 6SA | I C S (INDUSTRIAL COOLING SYSTEMS) LTD | GORE ROAD INDUSTRIAL ESTATE | - | NEW MILTON | HA | BH25 6SA | 2004-11-08 | 2 | 0.1 | At all times | MILFORD ROAD PENNINGTON WTW | Gore Road | Chemical Oxygen Demand Shaken as 0 | - | 800 | mg/l | 8.1 | Engineering (High risk) | Hampshire West | Waste water from the dye penetrant/metal cleaning process | Pre Market Reform | Consent | PETERS LANE NEW MILTON WPS
13351 | 1 | Low Risk Consent | RHH Franks Limited | 96 | Gore Road | Gore Road Industrial Estate | New Milton | - | BH25 6SA | I C S (INDUSTRIAL COOLING SYSTEMS) LTD | GORE ROAD INDUSTRIAL ESTATE | - | NEW MILTON | HA | BH25 6SA | 2004-11-08 | 2 | 0.1 | At all times | MILFORD ROAD PENNINGTON WTW | Gore Road | Oil and Grease | - | 200 | mg/l | 8.1 | Engineering (High risk) | Hampshire West | Waste water from the dye penetrant/metal cleaning process | Pre Market Reform | Consent | PETERS LANE NEW MILTON WPS
13351 | 1 | Low Risk Consent | RHH Franks Limited | 96 | Gore Road | Gore Road Industrial Estate | New Milton | - | BH25 6SA | I C S (INDUSTRIAL COOLING SYSTEMS) LTD | GORE ROAD INDUSTRIAL ESTATE | - | NEW MILTON | HA | BH25 6SA | 2004-11-08 | 2 | 0.1 | At all times | MILFORD ROAD PENNINGTON WTW | Gore Road | Solids Suspended 105 Degrees C | - | 400 | mg/l | 8.1 | Engineering (High risk) | Hampshire West | Waste water from the dye penetrant/metal cleaning process | Pre Market Reform | Consent | PETERS LANE NEW MILTON WPS
13354 | 1 | Tier 2 Consent | James Huntley & Sons Ltd. | - | Ashley Crescent | Sholing | Southampton | Hampshire | SO19 9NA | STORES OFFS + PREMS | ASHLEY CRESCENT | - | SOUTHAMPTON | HA | SO19 9NA | 2004-11-17 | 5 | 2 | At all times | WOOLSTON WTW | Ashley Crescent | Chemical Oxygen Demand Shaken as 0 | - | 1000 | mg/l | 40.1 | Rainwater and surface water run-off (Medium Impact). Fire fighting foam training | Hampshire West | Surface water | Pre Market Reform | Consent | -
13354 | 1 | Tier 2 Consent | James Huntley & Sons Ltd. | - | Ashley Crescent | Sholing | Southampton | Hampshire | SO19 9NA | STORES OFFS + PREMS | ASHLEY CRESCENT | - | SOUTHAMPTON | HA | SO19 9NA | 2004-11-17 | 5 | 2 | At all times | WOOLSTON WTW | Ashley Crescent | Oil and Grease | - | 100 | mg/l | 40.1 | Rainwater and surface water run-off (Medium Impact). Fire fighting foam training | Hampshire West | Surface water | Pre Market Reform | Consent | -
13354 | 1 | Tier 2 Consent | James Huntley & Sons Ltd. | - | Ashley Crescent | Sholing | Southampton | Hampshire | SO19 9NA | STORES OFFS + PREMS | ASHLEY CRESCENT | - | SOUTHAMPTON | HA | SO19 9NA | 2004-11-17 | 5 | 2 | At all times | WOOLSTON WTW | Ashley Crescent | pH | 6 | 10 | pH Units | 40.1 | Rainwater and surface water run-off (Medium Impact). Fire fighting foam training | Hampshire West | Surface water | Pre Market Reform | Consent | -
13354 | 1 | Tier 2 Consent | James Huntley & Sons Ltd. | - | Ashley Crescent | Sholing | Southampton | Hampshire | SO19 9NA | STORES OFFS + PREMS | ASHLEY CRESCENT | - | SOUTHAMPTON | HA | SO19 9NA | 2004-11-17 | 5 | 2 | At all times | WOOLSTON WTW | Ashley Crescent | Solids Suspended 105 Degrees C | - | 400 | mg/l | 40.1 | Rainwater and surface water run-off (Medium Impact). Fire fighting foam training | Hampshire West | Surface water | Pre Market Reform | Consent | -
13358 | 1 | Low Risk Consent | Input Joinery Limited | The Fairground | - | Weyhill | Andover | Hampshire | SP11 OST | UNIT A | THE FAIRGROUND | - | ANDOVER | HA | SP11 0ST | 2004-11-25 | 1 | 1 | 07:30 to 17:30 | FULLERTON WTW | The Fairground | Chemical Oxygen Demand Settled as 0 | - | 800 | mg/l | 18.1 | Paint manufacture | Hampshire West | Pre Market Reform | Pre Market Reform | Consent | -
13358 | 1 | Low Risk Consent | Input Joinery Limited | The Fairground | - | Weyhill | Andover | Hampshire | SP11 OST | UNIT A | THE FAIRGROUND | - | ANDOVER | HA | SP11 0ST | 2004-11-25 | 1 | 1 | 07:30 to 17:30 | FULLERTON WTW | The Fairground | Chemical Oxygen Demand Shaken as 0 | - | 800 | mg/l | 18.1 | Paint manufacture | Hampshire West | Pre Market Reform | Pre Market Reform | Consent | -
13358 | 1 | Low Risk Consent | Input Joinery Limited | The Fairground | - | Weyhill | Andover | Hampshire | SP11 OST | UNIT A | THE FAIRGROUND | - | ANDOVER | HA | SP11 0ST | 2004-11-25 | 1 | 1 | 07:30 to 17:30 | FULLERTON WTW | The Fairground | Solids Suspended 105 Degrees C | - | 400 | mg/l | 18.1 | Paint manufacture | Hampshire West | Pre Market Reform | Pre Market Reform | Consent | -
13358 | 1 | Low Risk Consent | Input Joinery Limited | The Fairground | - | Weyhill | Andover | Hampshire | SP11 OST | UNIT A | THE FAIRGROUND | - | ANDOVER | HA | SP11 0ST | 2004-11-25 | 1 | 1 | 07:30 to 17:30 | FULLERTON WTW | The Fairground | Solids Suspended 105C at pH7 | - | 400 | mg/l | 18.1 | Paint manufacture | Hampshire West | Pre Market Reform | Pre Market Reform | Consent | -
13368 | 1 | Low Risk Consent | Highwoods Golf Club Limited | New Highwood Golf Club House | Ellerslie Road | - | Bexhill on Sea | East Sussex | TN39 4LJ | Highwoods Golf Club Ltd | Ellerslie Lane | - | Bexhill on Sea | East Sussex | TN39 4LJ | 2005-05-05 | 4.77 | 1.89 | at all times | BEXHILL & HASTINGS WTW | Turkey Road | Chemical Oxygen Demand Settled as 0 | - | 800 | mg/l | 31.3 | Vehicle and plant washing (Low Impact) | Sussex East | Pre Market Reform | Pre Market Reform | Consent | TURKEY ROAD BEXHILL WPS
13368 | 1 | Low Risk Consent | Highwoods Golf Club Limited | New Highwood Golf Club House | Ellerslie Road | - | Bexhill on Sea | East Sussex | TN39 4LJ | Highwoods Golf Club Ltd | Ellerslie Lane | - | Bexhill on Sea | East Sussex | TN39 4LJ | 2005-05-05 | 4.77 | 1.89 | at all times | BEXHILL & HASTINGS WTW | Turkey Road | Chemical Oxygen Demand Shaken as 0 | - | 800 | mg/l | 31.3 | Vehicle and plant washing (Low Impact) | Sussex East | Pre Market Reform | Pre Market Reform | Consent | TURKEY ROAD BEXHILL WPS
13368 | 1 | Low Risk Consent | Highwoods Golf Club Limited | New Highwood Golf Club House | Ellerslie Road | - | Bexhill on Sea | East Sussex | TN39 4LJ | Highwoods Golf Club Ltd | Ellerslie Lane | - | Bexhill on Sea | East Sussex | TN39 4LJ | 2005-05-05 | 4.77 | 1.89 | at all times | BEXHILL & HASTINGS WTW | Turkey Road | Solids Suspended 105 Degrees C | - | 400 | mg/l | 31.3 | Vehicle and plant washing (Low Impact) | Sussex East | Pre Market Reform | Pre Market Reform | Consent | TURKEY ROAD BEXHILL WPS
13368 | 1 | Low Risk Consent | Highwoods Golf Club Limited | New Highwood Golf Club House | Ellerslie Road | - | Bexhill on Sea | East Sussex | TN39 4LJ | Highwoods Golf Club Ltd | Ellerslie Lane | - | Bexhill on Sea | East Sussex | TN39 4LJ | 2005-05-05 | 4.77 | 1.89 | at all times | BEXHILL & HASTINGS WTW | Turkey Road | Solids Suspended 105C at pH7 | - | 400 | mg/l | 31.3 | Vehicle and plant washing (Low Impact) | Sussex East | Pre Market Reform | Pre Market Reform | Consent | TURKEY ROAD BEXHILL WPS
13371 | 1 | Low Risk Consent | Rentokil Initial Services Limited | Compass House | Manor Royal | - | Crawley | West Sussex | RH10 9PY | PARKWOOD INDUSTRIAL ESTATE | HERONDEN ROAD | - | MAIDSTONE | KE | ME15 9YR | 2005-01-01 | 5 | 0.1 | - | AYLESFORD WTW | Heronden Road | Chemical Oxygen Demand Settled as 0 | - | 800 | mg/l | 15.2 | Laundering (Small-scale/Coin-Op) | Kent West | Pre Market Reform | Pre Market Reform | Consent | -
13371 | 1 | Low Risk Consent | Rentokil Initial Services Limited | Compass House | Manor Royal | - | Crawley | West Sussex | RH10 9PY | PARKWOOD INDUSTRIAL ESTATE | HERONDEN ROAD | - | MAIDSTONE | KE | ME15 9YR | 2005-01-01 | 5 | 0.1 | - | AYLESFORD WTW | Heronden Road | Chemical Oxygen Demand Shaken as 0 | - | 800 | mg/l | 15.2 | Laundering (Small-scale/Coin-Op) | Kent West | Pre Market Reform | Pre Market Reform | Consent | -
13371 | 1 | Low Risk Consent | Rentokil Initial Services Limited | Compass House | Manor Royal | - | Crawley | West Sussex | RH10 9PY | PARKWOOD INDUSTRIAL ESTATE | HERONDEN ROAD | - | MAIDSTONE | KE | ME15 9YR | 2005-01-01 | 5 | 0.1 | - | AYLESFORD WTW | Heronden Road | Solids Suspended 105 Degrees C | - | 400 | mg/l | 15.2 | Laundering (Small-scale/Coin-Op) | Kent West | Pre Market Reform | Pre Market Reform | Consent | -
13371 | 1 | Low Risk Consent | Rentokil Initial Services Limited | Compass House | Manor Royal | - | Crawley | West Sussex | RH10 9PY | PARKWOOD INDUSTRIAL ESTATE | HERONDEN ROAD | - | MAIDSTONE | KE | ME15 9YR | 2005-01-01 | 5 | 0.1 | - | AYLESFORD WTW | Heronden Road | Solids Suspended 105C at pH7 | - | 400 | mg/l | 15.2 | Laundering (Small-scale/Coin-Op) | Kent West | Pre Market Reform | Pre Market Reform | Consent | -
13374 | 1 | Tier 2 Consent | Mrs L J Bexley | - | 12 Hambledon Parade | - | Waterlooville | Hampshire | PO7 6XE | 12 | HAMBLEDON ROAD | - | WATERLOOVILLE | HA | PO7 6XE | 2004-12-17 | 10 | 1 | At all times | BUDDS FARM HAVANT WTW | Hambledon Parade | Chemical Oxygen Demand Shaken as 0 | - | 1000 | mg/l | 15.2 | Laundering (Small-scale/Coin-Op) | Hampshire East | Waste water from the operation of a launderette | Pre Market Reform | Consent | -
13374 | 1 | Tier 2 Consent | Mrs L J Bexley | - | 12 Hambledon Parade | - | Waterlooville | Hampshire | PO7 6XE | 12 | HAMBLEDON ROAD | - | WATERLOOVILLE | HA | PO7 6XE | 2004-12-17 | 10 | 1 | At all times | BUDDS FARM HAVANT WTW | Hambledon Parade | pH | 6 | 10 | pH Units | 15.2 | Laundering (Small-scale/Coin-Op) | Hampshire East | Waste water from the operation of a launderette | Pre Market Reform | Consent | -
13374 | 1 | Tier 2 Consent | Mrs L J Bexley | - | 12 Hambledon Parade | - | Waterlooville | Hampshire | PO7 6XE | 12 | HAMBLEDON ROAD | - | WATERLOOVILLE | HA | PO7 6XE | 2004-12-17 | 10 | 1 | At all times | BUDDS FARM HAVANT WTW | Hambledon Parade | Solids Suspended 105 Degrees C | - | 400 | mg/l | 15.2 | Laundering (Small-scale/Coin-Op) | Hampshire East | Waste water from the operation of a launderette | Pre Market Reform | Consent | -
13376 | 1 | Low Risk Consent | Servomex Group Limited | Servomex Group Limited | Jarvis Brook | - | Crowborough | East Sussex | TN6 3FB | SITE SERVOMEX | JARVIS BROOK | - | CROWBOROUGH | SE | TN6 3FB | 2004-07-15 | 0.1 | 0.6 | at all times | REDGATE MILL CROWBOROUGH WTW | adjacent sewer | Chemical Oxygen Demand Shaken as 0 | - | 800 | mg/l | 38.2 | Laboratory and research activities (Low Impact) | Sussex East | Pre Market Reform | Pre Market Reform | Consent | -
13376 | 1 | Low Risk Consent | Servomex Group Limited | Servomex Group Limited | Jarvis Brook | - | Crowborough | East Sussex | TN6 3FB | SITE SERVOMEX | JARVIS BROOK | - | CROWBOROUGH | SE | TN6 3FB | 2004-07-15 | 0.1 | 0.6 | at all times | REDGATE MILL CROWBOROUGH WTW | adjacent sewer | Detergents Anionic | - | 50 | mg/l | 38.2 | Laboratory and research activities (Low Impact) | Sussex East | Pre Market Reform | Pre Market Reform | Consent | -
13376 | 1 | Low Risk Consent | Servomex Group Limited | Servomex Group Limited | Jarvis Brook | - | Crowborough | East Sussex | TN6 3FB | SITE SERVOMEX | JARVIS BROOK | - | CROWBOROUGH | SE | TN6 3FB | 2004-07-15 | 0.1 | 0.6 | at all times | REDGATE MILL CROWBOROUGH WTW | adjacent sewer | Detergents Cationic | - | 50 | - | 38.2 | Laboratory and research activities (Low Impact) | Sussex East | Pre Market Reform | Pre Market Reform | Consent | -
13376 | 1 | Low Risk Consent | Servomex Group Limited | Servomex Group Limited | Jarvis Brook | - | Crowborough | East Sussex | TN6 3FB | SITE SERVOMEX | JARVIS BROOK | - | CROWBOROUGH | SE | TN6 3FB | 2004-07-15 | 0.1 | 0.6 | at all times | REDGATE MILL CROWBOROUGH WTW | adjacent sewer | Detergents Non-Ionic | - | 50 | mg/l | 38.2 | Laboratory and research activities (Low Impact) | Sussex East | Pre Market Reform | Pre Market Reform | Consent | -
13376 | 1 | Low Risk Consent | Servomex Group Limited | Servomex Group Limited | Jarvis Brook | - | Crowborough | East Sussex | TN6 3FB | SITE SERVOMEX | JARVIS BROOK | - | CROWBOROUGH | SE | TN6 3FB | 2004-07-15 | 0.1 | 0.6 | at all times | REDGATE MILL CROWBOROUGH WTW | adjacent sewer | Oil and Grease | - | 200 | mg/l | 38.2 | Laboratory and research activities (Low Impact) | Sussex East | Pre Market Reform | Pre Market Reform | Consent | -
13376 | 1 | Low Risk Consent | Servomex Group Limited | Servomex Group Limited | Jarvis Brook | - | Crowborough | East Sussex | TN6 3FB | SITE SERVOMEX | JARVIS BROOK | - | CROWBOROUGH | SE | TN6 3FB | 2004-07-15 | 0.1 | 0.6 | at all times | REDGATE MILL CROWBOROUGH WTW | adjacent sewer | pH | 6 | 10 | pH Units | 38.2 | Laboratory and research activities (Low Impact) | Sussex East | Pre Market Reform | Pre Market Reform | Consent | -
13376 | 1 | Low Risk Consent | Servomex Group Limited | Servomex Group Limited | Jarvis Brook | - | Crowborough | East Sussex | TN6 3FB | SITE SERVOMEX | JARVIS BROOK | - | CROWBOROUGH | SE | TN6 3FB | 2004-07-15 | 0.1 | 0.6 | at all times | REDGATE MILL CROWBOROUGH WTW | adjacent sewer | Solids Suspended 105 Degrees C | - | 400 | mg/l | 38.2 | Laboratory and research activities (Low Impact) | Sussex East | Pre Market Reform | Pre Market Reform | Consent | -
13376 | 1 | Low Risk Consent | Servomex Group Limited | Servomex Group Limited | Jarvis Brook | - | Crowborough | East Sussex | TN6 3FB | SITE SERVOMEX | JARVIS BROOK | - | CROWBOROUGH | SE | TN6 3FB | 2004-07-15 | 0.1 | 0.6 | at all times | REDGATE MILL CROWBOROUGH WTW | adjacent sewer | Sulphate as S04 | - | 500 | mg/l | 38.2 | Laboratory and research activities (Low Impact) | Sussex East | Pre Market Reform | Pre Market Reform | Consent | -
13379 | 1 | Low Risk Consent | Wessex Lift Co Ltd | No 38 The Malting Business Centre | The Maltings | - | Stanstead Abbotts | Herts | SG12 8HG |  | BUDDS LANE | - | ROMSEY | HA | SO51 0HA | 2005-02-01 | 1 | 1 | 0730 - 1615 | ROMSEY WTW | Budds Lane | Chemical Oxygen Demand Settled as 0 | - | 800 | mg/l | 39.1 | Air compressor condensate | Hampshire West | Pre Market Reform | Pre Market Reform | Consent | -
13379 | 1 | Low Risk Consent | Wessex Lift Co Ltd | No 38 The Malting Business Centre | The Maltings | - | Stanstead Abbotts | Herts | SG12 8HG |  | BUDDS LANE | - | ROMSEY | HA | SO51 0HA | 2005-02-01 | 1 | 1 | 0730 - 1615 | ROMSEY WTW | Budds Lane | Chemical Oxygen Demand Shaken as 0 | - | 800 | mg/l | 39.1 | Air compressor condensate | Hampshire West | Pre Market Reform | Pre Market Reform | Consent | -
13379 | 1 | Low Risk Consent | Wessex Lift Co Ltd | No 38 The Malting Business Centre | The Maltings | - | Stanstead Abbotts | Herts | SG12 8HG |  | BUDDS LANE | - | ROMSEY | HA | SO51 0HA | 2005-02-01 | 1 | 1 | 0730 - 1615 | ROMSEY WTW | Budds Lane | Solids Suspended 105 Degrees C | - | 400 | mg/l | 39.1 | Air compressor condensate | Hampshire West | Pre Market Reform | Pre Market Reform | Consent | -
13379 | 1 | Low Risk Consent | Wessex Lift Co Ltd | No 38 The Malting Business Centre | The Maltings | - | Stanstead Abbotts | Herts | SG12 8HG |  | BUDDS LANE | - | ROMSEY | HA | SO51 0HA | 2005-02-01 | 1 | 1 | 0730 - 1615 | ROMSEY WTW | Budds Lane | Solids Suspended 105C at pH7 | - | 400 | mg/l | 39.1 | Air compressor condensate | Hampshire West | Pre Market Reform | Pre Market Reform | Consent | -
13384 | 1 | Low Risk Consent | TUV SUD Services (UK) Limited | Octagon House | Concorde Way | Segensworth North | Fareham | Hampshire | PO15 5RL |  | CONCORDE WAY | Octagon House | FAREHAM | HA | PO15 5RL | 2005-02-09 | 1 | 1 | 0800 - 1800 | PEEL COMMON WTW | Concorde Way | Chemical Oxygen Demand Settled as 0 | - | 800 | mg/l | 8.2 | Engineering (Low risk) | Hampshire East | Vehicle Testing Facility | Pre Market Reform | Consent | -
13384 | 1 | Low Risk Consent | TUV SUD Services (UK) Limited | Octagon House | Concorde Way | Segensworth North | Fareham | Hampshire | PO15 5RL |  | CONCORDE WAY | Octagon House | FAREHAM | HA | PO15 5RL | 2005-02-09 | 1 | 1 | 0800 - 1800 | PEEL COMMON WTW | Concorde Way | Chemical Oxygen Demand Shaken as 0 | - | 800 | mg/l | 8.2 | Engineering (Low risk) | Hampshire East | Vehicle Testing Facility | Pre Market Reform | Consent | -
13384 | 1 | Low Risk Consent | TUV SUD Services (UK) Limited | Octagon House | Concorde Way | Segensworth North | Fareham | Hampshire | PO15 5RL |  | CONCORDE WAY | Octagon House | FAREHAM | HA | PO15 5RL | 2005-02-09 | 1 | 1 | 0800 - 1800 | PEEL COMMON WTW | Concorde Way | Solids Suspended 105 Degrees C | - | 400 | mg/l | 8.2 | Engineering (Low risk) | Hampshire East | Vehicle Testing Facility | Pre Market Reform | Consent | -
13384 | 1 | Low Risk Consent | TUV SUD Services (UK) Limited | Octagon House | Concorde Way | Segensworth North | Fareham | Hampshire | PO15 5RL |  | CONCORDE WAY | Octagon House | FAREHAM | HA | PO15 5RL | 2005-02-09 | 1 | 1 | 0800 - 1800 | PEEL COMMON WTW | Concorde Way | Solids Suspended 105C at pH7 | - | 400 | mg/l | 8.2 | Engineering (Low risk) | Hampshire East | Vehicle Testing Facility | Pre Market Reform | Consent | -
13391 | 1 | Low Risk Consent | Hobbs The Printers Limited | - | Brunel Road | - | Totton | Hampshire | SO40 3YS |  | Brunel Road | - | Totton | Hampshire | SO40 3WX | 2005-02-15 | 1 | 2 | 0600 - 2200 | MILLBROOK WTW | Brunel Road | Chemical Oxygen Demand Settled as 0 | - | 800 | mg/l | 24.2 | Printing and related activities (Low impact) | Hampshire West | Pre Market Reform | Pre Market Reform | Consent | -
13391 | 1 | Low Risk Consent | Hobbs The Printers Limited | - | Brunel Road | - | Totton | Hampshire | SO40 3YS |  | Brunel Road | - | Totton | Hampshire | SO40 3WX | 2005-02-15 | 1 | 2 | 0600 - 2200 | MILLBROOK WTW | Brunel Road | Chemical Oxygen Demand Shaken as 0 | - | 800 | mg/l | 24.2 | Printing and related activities (Low impact) | Hampshire West | Pre Market Reform | Pre Market Reform | Consent | -
13391 | 1 | Low Risk Consent | Hobbs The Printers Limited | - | Brunel Road | - | Totton | Hampshire | SO40 3YS |  | Brunel Road | - | Totton | Hampshire | SO40 3WX | 2005-02-15 | 1 | 2 | 0600 - 2200 | MILLBROOK WTW | Brunel Road | Solids Suspended 105 Degrees C | - | 400 | mg/l | 24.2 | Printing and related activities (Low impact) | Hampshire West | Pre Market Reform | Pre Market Reform | Consent | -
13391 | 1 | Low Risk Consent | Hobbs The Printers Limited | - | Brunel Road | - | Totton | Hampshire | SO40 3YS |  | Brunel Road | - | Totton | Hampshire | SO40 3WX | 2005-02-15 | 1 | 2 | 0600 - 2200 | MILLBROOK WTW | Brunel Road | Solids Suspended 105C at pH7 | - | 400 | mg/l | 24.2 | Printing and related activities (Low impact) | Hampshire West | Pre Market Reform | Pre Market Reform | Consent | -
13392 | 1 | Low Risk Consent | David Cover And Son Limited | Sussex House | Quarry Lane | - | Chichester | West Sussex | PO19 8PE | UNIT 24 | QUARRY LANE | - | CHICHESTER | SW | PO19 8PE | 2005-02-21 | 0.75 | 0.625 | at all times | CHICHESTER WTW | Gravel Lane | Chemical Oxygen Demand Settled as 0 | - | 800 | mg/l | 31.2 | Vehicle and plant washing (Low Impact) | Sussex West | Waste water from timber coating washdown process | Pre Market Reform | Consent | -
13392 | 1 | Low Risk Consent | David Cover And Son Limited | Sussex House | Quarry Lane | - | Chichester | West Sussex | PO19 8PE | UNIT 24 | QUARRY LANE | - | CHICHESTER | SW | PO19 8PE | 2005-02-21 | 0.75 | 0.625 | at all times | CHICHESTER WTW | Gravel Lane | Chemical Oxygen Demand Shaken as 0 | - | 800 | mg/l | 31.2 | Vehicle and plant washing (Low Impact) | Sussex West | Waste water from timber coating washdown process | Pre Market Reform | Consent | -
13392 | 1 | Low Risk Consent | David Cover And Son Limited | Sussex House | Quarry Lane | - | Chichester | West Sussex | PO19 8PE | UNIT 24 | QUARRY LANE | - | CHICHESTER | SW | PO19 8PE | 2005-02-21 | 0.75 | 0.625 | at all times | CHICHESTER WTW | Gravel Lane | Solids Suspended 105 Degrees C | - | 400 | mg/l | 31.2 | Vehicle and plant washing (Low Impact) | Sussex West | Waste water from timber coating washdown process | Pre Market Reform | Consent | -
13392 | 1 | Low Risk Consent | David Cover And Son Limited | Sussex House | Quarry Lane | - | Chichester | West Sussex | PO19 8PE | UNIT 24 | QUARRY LANE | - | CHICHESTER | SW | PO19 8PE | 2005-02-21 | 0.75 | 0.625 | at all times | CHICHESTER WTW | Gravel Lane | Solids Suspended 105C at pH7 | - | 400 | mg/l | 31.2 | Vehicle and plant washing (Low Impact) | Sussex West | Waste water from timber coating washdown process | Pre Market Reform | Consent | -
13402 | 1 | Tier 2 Consent | Prestige & Dolly Tub Launderette |  | 1 Arden street | - | Gillingham | Kent | ME7 1HG | 5 THE DOLLYTUB LAUNDERETTE | BOUGHTON PARADE | - | MAIDSTONE | KE | ME15 9QD | 2004-12-06 | 10 | 1 | 0830 - 1800 | AYLESFORD WTW | Loose Road | Chemical Oxygen Demand Shaken as 0 | - | 2000 | mg/l | 15.2 | Laundering (Small-scale/Coin-Op) | Kent West | Pre Market Reform | Pre Market Reform | Consent | -
13402 | 1 | Tier 2 Consent | Prestige & Dolly Tub Launderette |  | 1 Arden street | - | Gillingham | Kent | ME7 1HG | 5 THE DOLLYTUB LAUNDERETTE | BOUGHTON PARADE | - | MAIDSTONE | KE | ME15 9QD | 2004-12-06 | 10 | 1 | 0830 - 1800 | AYLESFORD WTW | Loose Road | Detergents Anionic | - | 200 | mg/l | 15.2 | Laundering (Small-scale/Coin-Op) | Kent West | Pre Market Reform | Pre Market Reform | Consent | -
13402 | 1 | Tier 2 Consent | Prestige & Dolly Tub Launderette |  | 1 Arden street | - | Gillingham | Kent | ME7 1HG | 5 THE DOLLYTUB LAUNDERETTE | BOUGHTON PARADE | - | MAIDSTONE | KE | ME15 9QD | 2004-12-06 | 10 | 1 | 0830 - 1800 | AYLESFORD WTW | Loose Road | Oil and Grease | - | 200 | mg/l | 15.2 | Laundering (Small-scale/Coin-Op) | Kent West | Pre Market Reform | Pre Market Reform | Consent | -
13402 | 1 | Tier 2 Consent | Prestige & Dolly Tub Launderette |  | 1 Arden street | - | Gillingham | Kent | ME7 1HG | 5 THE DOLLYTUB LAUNDERETTE | BOUGHTON PARADE | - | MAIDSTONE | KE | ME15 9QD | 2004-12-06 | 10 | 1 | 0830 - 1800 | AYLESFORD WTW | Loose Road | pH | 6 | 11 | pH Units | 15.2 | Laundering (Small-scale/Coin-Op) | Kent West | Pre Market Reform | Pre Market Reform | Consent | -
13402 | 1 | Tier 2 Consent | Prestige & Dolly Tub Launderette |  | 1 Arden street | - | Gillingham | Kent | ME7 1HG | 5 THE DOLLYTUB LAUNDERETTE | BOUGHTON PARADE | - | MAIDSTONE | KE | ME15 9QD | 2004-12-06 | 10 | 1 | 0830 - 1800 | AYLESFORD WTW | Loose Road | Solids Suspended 105 Degrees C | - | 500 | mg/l | 15.2 | Laundering (Small-scale/Coin-Op) | Kent West | Pre Market Reform | Pre Market Reform | Consent | -
13402 | 1 | Tier 2 Consent | Prestige & Dolly Tub Launderette |  | 1 Arden street | - | Gillingham | Kent | ME7 1HG | 5 THE DOLLYTUB LAUNDERETTE | BOUGHTON PARADE | - | MAIDSTONE | KE | ME15 9QD | 2004-12-06 | 10 | 1 | 0830 - 1800 | AYLESFORD WTW | Loose Road | Sulphate as S04 | - | 500 | mg/l | 15.2 | Laundering (Small-scale/Coin-Op) | Kent West | Pre Market Reform | Pre Market Reform | Consent | -
13411 | 3 | Tier 2 Consent | Balmer Lawn Garage Limited | 24 | Brookley Road | Brokenhurst | - | Hampshire | SO42 7RR | 24 | BROOKLEY ROAD | - | BROCKENHURST | HA | SO42 7RR | 2005-04-01 | 5 | 1 | At all times | BROCKENHURST WTW | Brookley Road | Chemical Oxygen Demand Shaken as 0 | - | 2000 | mg/l | 31.2 | Vehicle and plant washing (Low Impact) | Hampshire West | vehicle wash | vehicle show room/garage | Consent | OBERFIELD ROAD BROCKENHURST WPS
13411 | 3 | Tier 2 Consent | Balmer Lawn Garage Limited | 24 | Brookley Road | Brokenhurst | - | Hampshire | SO42 7RR | 24 | BROOKLEY ROAD | - | BROCKENHURST | HA | SO42 7RR | 2005-04-01 | 5 | 1 | At all times | BROCKENHURST WTW | Brookley Road | Oil and Grease | - | 200 | mg/l | 31.2 | Vehicle and plant washing (Low Impact) | Hampshire West | vehicle wash | vehicle show room/garage | Consent | OBERFIELD ROAD BROCKENHURST WPS
13411 | 3 | Tier 2 Consent | Balmer Lawn Garage Limited | 24 | Brookley Road | Brokenhurst | - | Hampshire | SO42 7RR | 24 | BROOKLEY ROAD | - | BROCKENHURST | HA | SO42 7RR | 2005-04-01 | 5 | 1 | At all times | BROCKENHURST WTW | Brookley Road | pH | 6 | 10 | pH Units | 31.2 | Vehicle and plant washing (Low Impact) | Hampshire West | vehicle wash | vehicle show room/garage | Consent | OBERFIELD ROAD BROCKENHURST WPS
13411 | 3 | Tier 2 Consent | Balmer Lawn Garage Limited | 24 | Brookley Road | Brokenhurst | - | Hampshire | SO42 7RR | 24 | BROOKLEY ROAD | - | BROCKENHURST | HA | SO42 7RR | 2005-04-01 | 5 | 1 | At all times | BROCKENHURST WTW | Brookley Road | Solids Suspended 105 Degrees C | - | 400 | mg/l | 31.2 | Vehicle and plant washing (Low Impact) | Hampshire West | vehicle wash | vehicle show room/garage | Consent | OBERFIELD ROAD BROCKENHURST WPS
13416 | 1 | Tier 2 Consent | Canterbury Launderette |  | 4 Nunnery Fields |  | Canterbury | Kent | CT1 3JN | 4 | NUNNERY FIELDS |  | CANTERBURY | KE | CT1 3JN | 2005-08-08 | 3.23 | 0.11 | At all times | CANTERBURY WTW | Nunnery Fields | Chemical Oxygen Demand Shaken as 0 | - | 800 | mg/l | 15.2 | Laundering (Small-scale/Coin-Op) | Kent East | Waste water from Launderettes: Launderettes process | Launderette | Consent | DIRECT TO WTW
13416 | 1 | Tier 2 Consent | Canterbury Launderette |  | 4 Nunnery Fields |  | Canterbury | Kent | CT1 3JN | 4 | NUNNERY FIELDS |  | CANTERBURY | KE | CT1 3JN | 2005-08-08 | 3.23 | 0.11 | At all times | CANTERBURY WTW | Nunnery Fields | pH | 6 | 10 | pH Units | 15.2 | Laundering (Small-scale/Coin-Op) | Kent East | Waste water from Launderettes: Launderettes process | Launderette | Consent | DIRECT TO WTW
13416 | 1 | Tier 2 Consent | Canterbury Launderette |  | 4 Nunnery Fields |  | Canterbury | Kent | CT1 3JN | 4 | NUNNERY FIELDS |  | CANTERBURY | KE | CT1 3JN | 2005-08-08 | 3.23 | 0.11 | At all times | CANTERBURY WTW | Nunnery Fields | Solids Suspended 105 Degrees C | - | 400 | mg/l | 15.2 | Laundering (Small-scale/Coin-Op) | Kent East | Waste water from Launderettes: Launderettes process | Launderette | Consent | DIRECT TO WTW
13416 | 1 | Tier 2 Consent | Canterbury Launderette |  | 4 Nunnery Fields |  | Canterbury | Kent | CT1 3JN | 4 | NUNNERY FIELDS |  | CANTERBURY | KE | CT1 3JN | 2005-08-08 | 3.23 | 0.11 | At all times | CANTERBURY WTW | Nunnery Fields | Sulphate as S04 | - | 500 | mg/l | 15.2 | Laundering (Small-scale/Coin-Op) | Kent East | Waste water from Launderettes: Launderettes process | Launderette | Consent | DIRECT TO WTW
13418 | 1 | Low Risk Consent | TotalEnergies Marketing UK Limited | 10 Upper Bank Street (19th Floor) | Canary Wharf | - | London | - | E14 5BF | 292 | NORTHDOWN ROAD | - | MARGATE | KE | CT9 2PT | 2005-08-08 | 1.25 | 0.07 | 0600 - 2300 | WEATHERLEES HILL B (MGATE &amp; BSTAIRS) WTW | Northdown Road | Chemical Oxygen Demand Settled as 0 | - | 800 | mg/l | 31.3 | Vehicle and plant washing (Low Impact) | Kent East | Pre Market Reform | Pre Market Reform | Consent | -
13418 | 1 | Low Risk Consent | TotalEnergies Marketing UK Limited | 10 Upper Bank Street (19th Floor) | Canary Wharf | - | London | - | E14 5BF | 292 | NORTHDOWN ROAD | - | MARGATE | KE | CT9 2PT | 2005-08-08 | 1.25 | 0.07 | 0600 - 2300 | WEATHERLEES HILL B (MGATE &amp; BSTAIRS) WTW | Northdown Road | Chemical Oxygen Demand Shaken as 0 | - | 800 | mg/l | 31.3 | Vehicle and plant washing (Low Impact) | Kent East | Pre Market Reform | Pre Market Reform | Consent | -
13418 | 1 | Low Risk Consent | TotalEnergies Marketing UK Limited | 10 Upper Bank Street (19th Floor) | Canary Wharf | - | London | - | E14 5BF | 292 | NORTHDOWN ROAD | - | MARGATE | KE | CT9 2PT | 2005-08-08 | 1.25 | 0.07 | 0600 - 2300 | WEATHERLEES HILL B (MGATE &amp; BSTAIRS) WTW | Northdown Road | Solids Suspended 105 Degrees C | - | 400 | mg/l | 31.3 | Vehicle and plant washing (Low Impact) | Kent East | Pre Market Reform | Pre Market Reform | Consent | -
13418 | 1 | Low Risk Consent | TotalEnergies Marketing UK Limited | 10 Upper Bank Street (19th Floor) | Canary Wharf | - | London | - | E14 5BF | 292 | NORTHDOWN ROAD | - | MARGATE | KE | CT9 2PT | 2005-08-08 | 1.25 | 0.07 | 0600 - 2300 | WEATHERLEES HILL B (MGATE &amp; BSTAIRS) WTW | Northdown Road | Solids Suspended 105C at pH7 | - | 400 | mg/l | 31.3 | Vehicle and plant washing (Low Impact) | Kent East | Pre Market Reform | Pre Market Reform | Consent | -
13419 | 1 | Low Risk Consent | Fareham Borough Council | - | Central Depot, Broadcut | Wallington | Fareham | Hampshire | PO16 8SP | PUBLIC CONVEYANCE | WARSASH ROAD |  | WARSASH | HA | PO14 4JT | 2005-04-01 | 1.5 | 0.5 | 0800 - 1700 | PEEL COMMON WTW | Broadcut | Chemical Oxygen Demand Settled as 0 | - | 800 | mg/l | 31.3 | Vehicle and plant washing (Low Impact) | Hampshire East | Pre Market Reform | Pre Market Reform | Consent | -
13419 | 1 | Low Risk Consent | Fareham Borough Council | - | Central Depot, Broadcut | Wallington | Fareham | Hampshire | PO16 8SP | PUBLIC CONVEYANCE | WARSASH ROAD |  | WARSASH | HA | PO14 4JT | 2005-04-01 | 1.5 | 0.5 | 0800 - 1700 | PEEL COMMON WTW | Broadcut | Chemical Oxygen Demand Shaken as 0 | - | 800 | mg/l | 31.3 | Vehicle and plant washing (Low Impact) | Hampshire East | Pre Market Reform | Pre Market Reform | Consent | -
13419 | 1 | Low Risk Consent | Fareham Borough Council | - | Central Depot, Broadcut | Wallington | Fareham | Hampshire | PO16 8SP | PUBLIC CONVEYANCE | WARSASH ROAD |  | WARSASH | HA | PO14 4JT | 2005-04-01 | 1.5 | 0.5 | 0800 - 1700 | PEEL COMMON WTW | Broadcut | Solids Suspended 105 Degrees C | - | 400 | mg/l | 31.3 | Vehicle and plant washing (Low Impact) | Hampshire East | Pre Market Reform | Pre Market Reform | Consent | -
13419 | 1 | Low Risk Consent | Fareham Borough Council | - | Central Depot, Broadcut | Wallington | Fareham | Hampshire | PO16 8SP | PUBLIC CONVEYANCE | WARSASH ROAD |  | WARSASH | HA | PO14 4JT | 2005-04-01 | 1.5 | 0.5 | 0800 - 1700 | PEEL COMMON WTW | Broadcut | Solids Suspended 105C at pH7 | - | 400 | mg/l | 31.3 | Vehicle and plant washing (Low Impact) | Hampshire East | Pre Market Reform | Pre Market Reform | Consent | -
13422 | 2 | Tier 2 Consent | Stephens Fresh Foods Limited | Suite 1 Christchurch House | Beaufort Court | Sir Thomas Longley Road | Rochester | Kent | ME2 4FX | 53 UNIT 21 WAREHOUSE | REVENGE ROAD | - | CHATHAM | KE | ME5 8UD | 2005-04-01 | 10 | 0.5 | At all times | MOTNEY HILL WTW | Revenge Road | Chemical Oxygen Demand Shaken as 0 | - | 4000 | mg/l | 9.5 | Food processing - abbatoir/meat prep | Kent West | waste water from Food Processing: Meat Processing process | Pre Market Reform | Consent | -
13422 | 2 | Tier 2 Consent | Stephens Fresh Foods Limited | Suite 1 Christchurch House | Beaufort Court | Sir Thomas Longley Road | Rochester | Kent | ME2 4FX | 53 UNIT 21 WAREHOUSE | REVENGE ROAD | - | CHATHAM | KE | ME5 8UD | 2005-04-01 | 10 | 0.5 | At all times | MOTNEY HILL WTW | Revenge Road | Oil and Grease | - | 200 | mg/l | 9.5 | Food processing - abbatoir/meat prep | Kent West | waste water from Food Processing: Meat Processing process | Pre Market Reform | Consent | -
13422 | 2 | Tier 2 Consent | Stephens Fresh Foods Limited | Suite 1 Christchurch House | Beaufort Court | Sir Thomas Longley Road | Rochester | Kent | ME2 4FX | 53 UNIT 21 WAREHOUSE | REVENGE ROAD | - | CHATHAM | KE | ME5 8UD | 2005-04-01 | 10 | 0.5 | At all times | MOTNEY HILL WTW | Revenge Road | pH | 6 | 11 | pH Units | 9.5 | Food processing - abbatoir/meat prep | Kent West | waste water from Food Processing: Meat Processing process | Pre Market Reform | Consent | -
13422 | 2 | Tier 2 Consent | Stephens Fresh Foods Limited | Suite 1 Christchurch House | Beaufort Court | Sir Thomas Longley Road | Rochester | Kent | ME2 4FX | 53 UNIT 21 WAREHOUSE | REVENGE ROAD | - | CHATHAM | KE | ME5 8UD | 2005-04-01 | 10 | 0.5 | At all times | MOTNEY HILL WTW | Revenge Road | Solids Suspended 105 Degrees C | - | 1000 | mg/l | 9.5 | Food processing - abbatoir/meat prep | Kent West | waste water from Food Processing: Meat Processing process | Pre Market Reform | Consent | -
13425 | 1 | Low Risk Consent | Stace | Tesco Stores | Recycling Facility | Solent Road | Havant | Hampshire | PO9 1TK |  | Tesco Stores, Recycling Facility | Solent Road | Havant | Hampshire | PO19 1TK | 2005-04-07 | 5 | 1 | 00:01 - 23:59 | BUDDS FARM HAVANT WTW | Solent Road | Chemical Oxygen Demand Settled as 0 | - | 800 | mg/l | 40.1 | Rainwater and surface water run-off (Medium Impact). Fire fighting foam training | Hampshire East | Pre Market Reform | Pre Market Reform | Consent | -
13425 | 1 | Low Risk Consent | Stace | Tesco Stores | Recycling Facility | Solent Road | Havant | Hampshire | PO9 1TK |  | Tesco Stores, Recycling Facility | Solent Road | Havant | Hampshire | PO19 1TK | 2005-04-07 | 5 | 1 | 00:01 - 23:59 | BUDDS FARM HAVANT WTW | Solent Road | Chemical Oxygen Demand Shaken as 0 | - | 800 | mg/l | 40.1 | Rainwater and surface water run-off (Medium Impact). Fire fighting foam training | Hampshire East | Pre Market Reform | Pre Market Reform | Consent | -
13425 | 1 | Low Risk Consent | Stace | Tesco Stores | Recycling Facility | Solent Road | Havant | Hampshire | PO9 1TK |  | Tesco Stores, Recycling Facility | Solent Road | Havant | Hampshire | PO19 1TK | 2005-04-07 | 5 | 1 | 00:01 - 23:59 | BUDDS FARM HAVANT WTW | Solent Road | Solids Suspended 105 Degrees C | - | 400 | mg/l | 40.1 | Rainwater and surface water run-off (Medium Impact). Fire fighting foam training | Hampshire East | Pre Market Reform | Pre Market Reform | Consent | -
13425 | 1 | Low Risk Consent | Stace | Tesco Stores | Recycling Facility | Solent Road | Havant | Hampshire | PO9 1TK |  | Tesco Stores, Recycling Facility | Solent Road | Havant | Hampshire | PO19 1TK | 2005-04-07 | 5 | 1 | 00:01 - 23:59 | BUDDS FARM HAVANT WTW | Solent Road | Solids Suspended 105C at pH7 | - | 400 | mg/l | 40.1 | Rainwater and surface water run-off (Medium Impact). Fire fighting foam training | Hampshire East | Pre Market Reform | Pre Market Reform | Consent | -
13426 | 1 | Tier 2 Consent | Wm Morrison Supermarkets Limited | Hilmore House | Gain Lane |  | Bradford | West Yorkshire | BD3 7DL | STROOD | KNIGHT ROAD | - | ROCHESTER | KE | ME2 2BD | 2006-04-01 | 14.4 | 0.5 | At all times | MOTNEY HILL WTW | Knight Road | Chemical Oxygen Demand Shaken as 0 | - | 800 | mg/l | 31.2 | Vehicle and plant washing (Low Impact) | Kent West | Vehicle Washing: Automatic Vehicle Washing process | Pre Market Reform | Consent | -
13426 | 1 | Tier 2 Consent | Wm Morrison Supermarkets Limited | Hilmore House | Gain Lane |  | Bradford | West Yorkshire | BD3 7DL | STROOD | KNIGHT ROAD | - | ROCHESTER | KE | ME2 2BD | 2006-04-01 | 14.4 | 0.5 | At all times | MOTNEY HILL WTW | Knight Road | Oil and Grease | - | 200 | mg/l | 31.2 | Vehicle and plant washing (Low Impact) | Kent West | Vehicle Washing: Automatic Vehicle Washing process | Pre Market Reform | Consent | -
13426 | 1 | Tier 2 Consent | Wm Morrison Supermarkets Limited | Hilmore House | Gain Lane |  | Bradford | West Yorkshire | BD3 7DL | STROOD | KNIGHT ROAD | - | ROCHESTER | KE | ME2 2BD | 2006-04-01 | 14.4 | 0.5 | At all times | MOTNEY HILL WTW | Knight Road | pH | 6 | 10 | pH Units | 31.2 | Vehicle and plant washing (Low Impact) | Kent West | Vehicle Washing: Automatic Vehicle Washing process | Pre Market Reform | Consent | -
13426 | 1 | Tier 2 Consent | Wm Morrison Supermarkets Limited | Hilmore House | Gain Lane |  | Bradford | West Yorkshire | BD3 7DL | STROOD | KNIGHT ROAD | - | ROCHESTER | KE | ME2 2BD | 2006-04-01 | 14.4 | 0.5 | At all times | MOTNEY HILL WTW | Knight Road | Solids Suspended 105 Degrees C | - | 400 | mg/l | 31.2 | Vehicle and plant washing (Low Impact) | Kent West | Vehicle Washing: Automatic Vehicle Washing process | Pre Market Reform | Consent | -
13431 | 1 | Low Risk Consent | Canterbury Golf Club Limited | Scotland Hills | Little Bourne Road | - | Canterbury | - | CT1 1TW | SCOTLAND HILLS | LITTLEBOURNE ROAD | - | CANTERBURY | KE | CT1 1TW | 2005-08-08 | 3 | 1 | 0600-1500 | CANTERBURY WTW | Littlebourne Road | Chemical Oxygen Demand Settled as 0 | - | 800 | mg/l | 31.3 | Vehicle and plant washing (Low Impact) | Kent East | Pre Market Reform | Pre Market Reform | Consent | -
13431 | 1 | Low Risk Consent | Canterbury Golf Club Limited | Scotland Hills | Little Bourne Road | - | Canterbury | - | CT1 1TW | SCOTLAND HILLS | LITTLEBOURNE ROAD | - | CANTERBURY | KE | CT1 1TW | 2005-08-08 | 3 | 1 | 0600-1500 | CANTERBURY WTW | Littlebourne Road | Chemical Oxygen Demand Shaken as 0 | - | 800 | mg/l | 31.3 | Vehicle and plant washing (Low Impact) | Kent East | Pre Market Reform | Pre Market Reform | Consent | -
13431 | 1 | Low Risk Consent | Canterbury Golf Club Limited | Scotland Hills | Little Bourne Road | - | Canterbury | - | CT1 1TW | SCOTLAND HILLS | LITTLEBOURNE ROAD | - | CANTERBURY | KE | CT1 1TW | 2005-08-08 | 3 | 1 | 0600-1500 | CANTERBURY WTW | Littlebourne Road | Solids Suspended 105 Degrees C | - | 400 | mg/l | 31.3 | Vehicle and plant washing (Low Impact) | Kent East | Pre Market Reform | Pre Market Reform | Consent | -
13431 | 1 | Low Risk Consent | Canterbury Golf Club Limited | Scotland Hills | Little Bourne Road | - | Canterbury | - | CT1 1TW | SCOTLAND HILLS | LITTLEBOURNE ROAD | - | CANTERBURY | KE | CT1 1TW | 2005-08-08 | 3 | 1 | 0600-1500 | CANTERBURY WTW | Littlebourne Road | Solids Suspended 105C at pH7 | - | 400 | mg/l | 31.3 | Vehicle and plant washing (Low Impact) | Kent East | Pre Market Reform | Pre Market Reform | Consent | -
13434 | 1 | Low Risk Consent | Colas Limited | 6210 Bishops Court Birmingham Business Park | Solihull Parkway | - | Birmingham | - | B37 7YB |  | THE TRIANGLE (LORRY PARK) | - | FARLINGTON | HA | PO6 1TA | 2005-04-22 | 1.5 | 1.54 | 0500 - 2359 | BUDDS FARM HAVANT WTW | Walton Road | Chemical Oxygen Demand Settled as 0 | - | 800 | mg/l | 31.3 | Vehicle and plant washing (Low Impact) | Hampshire East | Pre Market Reform | Pre Market Reform | Consent | -
13434 | 1 | Low Risk Consent | Colas Limited | 6210 Bishops Court Birmingham Business Park | Solihull Parkway | - | Birmingham | - | B37 7YB |  | THE TRIANGLE (LORRY PARK) | - | FARLINGTON | HA | PO6 1TA | 2005-04-22 | 1.5 | 1.54 | 0500 - 2359 | BUDDS FARM HAVANT WTW | Walton Road | Chemical Oxygen Demand Shaken as 0 | - | 800 | mg/l | 31.3 | Vehicle and plant washing (Low Impact) | Hampshire East | Pre Market Reform | Pre Market Reform | Consent | -
13434 | 1 | Low Risk Consent | Colas Limited | 6210 Bishops Court Birmingham Business Park | Solihull Parkway | - | Birmingham | - | B37 7YB |  | THE TRIANGLE (LORRY PARK) | - | FARLINGTON | HA | PO6 1TA | 2005-04-22 | 1.5 | 1.54 | 0500 - 2359 | BUDDS FARM HAVANT WTW | Walton Road | Solids Suspended 105 Degrees C | - | 400 | mg/l | 31.3 | Vehicle and plant washing (Low Impact) | Hampshire East | Pre Market Reform | Pre Market Reform | Consent | -
13434 | 1 | Low Risk Consent | Colas Limited | 6210 Bishops Court Birmingham Business Park | Solihull Parkway | - | Birmingham | - | B37 7YB |  | THE TRIANGLE (LORRY PARK) | - | FARLINGTON | HA | PO6 1TA | 2005-04-22 | 1.5 | 1.54 | 0500 - 2359 | BUDDS FARM HAVANT WTW | Walton Road | Solids Suspended 105C at pH7 | - | 400 | mg/l | 31.3 | Vehicle and plant washing (Low Impact) | Hampshire East | Pre Market Reform | Pre Market Reform | Consent | -
13444 | 3 | Low Risk Consent | Bailey Total Building Envelope Limited | Bailey | Blatchford Close |  | Horsham | West Sussex | RH13 5RF | Bailey | Blatchford Close | - | HORSHAM | SW | RH13 5RF | 2005-07-01 | 15 | 1 | at all times | HORSHAM NEW WTW | Blatchford Close | Chemical Oxygen Demand Settled as 0 | - | 800 | mg/l | 22.2 | Plating and metal finishing (Medium Impact) | Sussex West | Metal finishing: Metal treatments process | Pre Market Reform | Consent | -
13444 | 3 | Low Risk Consent | Bailey Total Building Envelope Limited | Bailey | Blatchford Close |  | Horsham | West Sussex | RH13 5RF | Bailey | Blatchford Close | - | HORSHAM | SW | RH13 5RF | 2005-07-01 | 15 | 1 | at all times | HORSHAM NEW WTW | Blatchford Close | Chemical Oxygen Demand Shaken as 0 | - | 800 | mg/l | 22.2 | Plating and metal finishing (Medium Impact) | Sussex West | Metal finishing: Metal treatments process | Pre Market Reform | Consent | -
13444 | 3 | Low Risk Consent | Bailey Total Building Envelope Limited | Bailey | Blatchford Close |  | Horsham | West Sussex | RH13 5RF | Bailey | Blatchford Close | - | HORSHAM | SW | RH13 5RF | 2005-07-01 | 15 | 1 | at all times | HORSHAM NEW WTW | Blatchford Close | Chromium Total mg/l | - | 3 | ug/l | 22.2 | Plating and metal finishing (Medium Impact) | Sussex West | Metal finishing: Metal treatments process | Pre Market Reform | Consent | -
13444 | 3 | Low Risk Consent | Bailey Total Building Envelope Limited | Bailey | Blatchford Close |  | Horsham | West Sussex | RH13 5RF | Bailey | Blatchford Close | - | HORSHAM | SW | RH13 5RF | 2005-07-01 | 15 | 1 | at all times | HORSHAM NEW WTW | Blatchford Close | Copper Total | - | 3 | ug/l | 22.2 | Plating and metal finishing (Medium Impact) | Sussex West | Metal finishing: Metal treatments process | Pre Market Reform | Consent | -
13444 | 3 | Low Risk Consent | Bailey Total Building Envelope Limited | Bailey | Blatchford Close |  | Horsham | West Sussex | RH13 5RF | Bailey | Blatchford Close | - | HORSHAM | SW | RH13 5RF | 2005-07-01 | 15 | 1 | at all times | HORSHAM NEW WTW | Blatchford Close | Nickel Total | - | 3 | ug/l | 22.2 | Plating and metal finishing (Medium Impact) | Sussex West | Metal finishing: Metal treatments process | Pre Market Reform | Consent | -
13444 | 3 | Low Risk Consent | Bailey Total Building Envelope Limited | Bailey | Blatchford Close |  | Horsham | West Sussex | RH13 5RF | Bailey | Blatchford Close | - | HORSHAM | SW | RH13 5RF | 2005-07-01 | 15 | 1 | at all times | HORSHAM NEW WTW | Blatchford Close | pH | 5 | 11 | pH Units | 22.2 | Plating and metal finishing (Medium Impact) | Sussex West | Metal finishing: Metal treatments process | Pre Market Reform | Consent | -
13444 | 3 | Low Risk Consent | Bailey Total Building Envelope Limited | Bailey | Blatchford Close |  | Horsham | West Sussex | RH13 5RF | Bailey | Blatchford Close | - | HORSHAM | SW | RH13 5RF | 2005-07-01 | 15 | 1 | at all times | HORSHAM NEW WTW | Blatchford Close | Solids Suspended 105 Degrees C | - | 400 | mg/l | 22.2 | Plating and metal finishing (Medium Impact) | Sussex West | Metal finishing: Metal treatments process | Pre Market Reform | Consent | -
13444 | 3 | Low Risk Consent | Bailey Total Building Envelope Limited | Bailey | Blatchford Close |  | Horsham | West Sussex | RH13 5RF | Bailey | Blatchford Close | - | HORSHAM | SW | RH13 5RF | 2005-07-01 | 15 | 1 | at all times | HORSHAM NEW WTW | Blatchford Close | Solids Suspended 105C at pH7 | - | 400 | mg/l | 22.2 | Plating and metal finishing (Medium Impact) | Sussex West | Metal finishing: Metal treatments process | Pre Market Reform | Consent | -
13444 | 3 | Low Risk Consent | Bailey Total Building Envelope Limited | Bailey | Blatchford Close |  | Horsham | West Sussex | RH13 5RF | Bailey | Blatchford Close | - | HORSHAM | SW | RH13 5RF | 2005-07-01 | 15 | 1 | at all times | HORSHAM NEW WTW | Blatchford Close | Zinc Total mg/l | - | 3 | ug/l | 22.2 | Plating and metal finishing (Medium Impact) | Sussex West | Metal finishing: Metal treatments process | Pre Market Reform | Consent | -
13449 | 1 | Tier 2 Consent | Tesco Plc | Tesco House | Shire Park | Kestrel Way | Welwyn Garden City | - | AL7 1GA | TESCO STORES LTD | WICKHURST LANE | - | HORSHAM | SW | RH12 3YU | 2005-10-17 | 15 | 0.18 | at all times | HORSHAM NEW WTW | Wickhurst Lane | Chemical Oxygen Demand Settled as 0 | - | 800 | mg/l | 31.2 | Vehicle and plant washing (Low Impact) | Sussex West | Vehicle Washing: Automatic Vehicle Washing process | Pre Market Reform | Consent | -
13449 | 1 | Tier 2 Consent | Tesco Plc | Tesco House | Shire Park | Kestrel Way | Welwyn Garden City | - | AL7 1GA | TESCO STORES LTD | WICKHURST LANE | - | HORSHAM | SW | RH12 3YU | 2005-10-17 | 15 | 0.18 | at all times | HORSHAM NEW WTW | Wickhurst Lane | Chemical Oxygen Demand Shaken as 0 | - | 800 | mg/l | 31.2 | Vehicle and plant washing (Low Impact) | Sussex West | Vehicle Washing: Automatic Vehicle Washing process | Pre Market Reform | Consent | -
13449 | 1 | Tier 2 Consent | Tesco Plc | Tesco House | Shire Park | Kestrel Way | Welwyn Garden City | - | AL7 1GA | TESCO STORES LTD | WICKHURST LANE | - | HORSHAM | SW | RH12 3YU | 2005-10-17 | 15 | 0.18 | at all times | HORSHAM NEW WTW | Wickhurst Lane | Oil and Grease | - | 100 | mg/l | 31.2 | Vehicle and plant washing (Low Impact) | Sussex West | Vehicle Washing: Automatic Vehicle Washing process | Pre Market Reform | Consent | -
13449 | 1 | Tier 2 Consent | Tesco Plc | Tesco House | Shire Park | Kestrel Way | Welwyn Garden City | - | AL7 1GA | TESCO STORES LTD | WICKHURST LANE | - | HORSHAM | SW | RH12 3YU | 2005-10-17 | 15 | 0.18 | at all times | HORSHAM NEW WTW | Wickhurst Lane | pH | 5 | 11 | pH Units | 31.2 | Vehicle and plant washing (Low Impact) | Sussex West | Vehicle Washing: Automatic Vehicle Washing process | Pre Market Reform | Consent | -
13449 | 1 | Tier 2 Consent | Tesco Plc | Tesco House | Shire Park | Kestrel Way | Welwyn Garden City | - | AL7 1GA | TESCO STORES LTD | WICKHURST LANE | - | HORSHAM | SW | RH12 3YU | 2005-10-17 | 15 | 0.18 | at all times | HORSHAM NEW WTW | Wickhurst Lane | Solids Suspended 105 Degrees C | - | 400 | mg/l | 31.2 | Vehicle and plant washing (Low Impact) | Sussex West | Vehicle Washing: Automatic Vehicle Washing process | Pre Market Reform | Consent | -
13449 | 1 | Tier 2 Consent | Tesco Plc | Tesco House | Shire Park | Kestrel Way | Welwyn Garden City | - | AL7 1GA | TESCO STORES LTD | WICKHURST LANE | - | HORSHAM | SW | RH12 3YU | 2005-10-17 | 15 | 0.18 | at all times | HORSHAM NEW WTW | Wickhurst Lane | Solids Suspended 105C at pH7 | - | 400 | mg/l | 31.2 | Vehicle and plant washing (Low Impact) | Sussex West | Vehicle Washing: Automatic Vehicle Washing process | Pre Market Reform | Consent | -
13451 | 1 | Tier 2 Consent | QUEENSWAY SERVICE STATION | - | 13-15 Queensway | - | Southampton | Hampshire | SO14 3BL | BP SERVICE STATION | QUEENSWAY | - | SOUTHAMPTON | HA | SO14 3BL | 2005-05-12 | 7 | 1 | At all times | MILLBROOK WTW | Queensway | Chemical Oxygen Demand Shaken as 0 | - | 2000 | mg/l | 31.2 | Vehicle and plant washing (Low Impact) | Hampshire West | Vehicle jet washing process | Pre Market Reform | Consent | -
13451 | 1 | Tier 2 Consent | QUEENSWAY SERVICE STATION | - | 13-15 Queensway | - | Southampton | Hampshire | SO14 3BL | BP SERVICE STATION | QUEENSWAY | - | SOUTHAMPTON | HA | SO14 3BL | 2005-05-12 | 7 | 1 | At all times | MILLBROOK WTW | Queensway | Oil and Grease | - | 200 | mg/l | 31.2 | Vehicle and plant washing (Low Impact) | Hampshire West | Vehicle jet washing process | Pre Market Reform | Consent | -
13451 | 1 | Tier 2 Consent | QUEENSWAY SERVICE STATION | - | 13-15 Queensway | - | Southampton | Hampshire | SO14 3BL | BP SERVICE STATION | QUEENSWAY | - | SOUTHAMPTON | HA | SO14 3BL | 2005-05-12 | 7 | 1 | At all times | MILLBROOK WTW | Queensway | pH | 6 | 10 | pH Units | 31.2 | Vehicle and plant washing (Low Impact) | Hampshire West | Vehicle jet washing process | Pre Market Reform | Consent | -
13451 | 1 | Tier 2 Consent | QUEENSWAY SERVICE STATION | - | 13-15 Queensway | - | Southampton | Hampshire | SO14 3BL | BP SERVICE STATION | QUEENSWAY | - | SOUTHAMPTON | HA | SO14 3BL | 2005-05-12 | 7 | 1 | At all times | MILLBROOK WTW | Queensway | Solids Suspended 105 Degrees C | - | 400 | mg/l | 31.2 | Vehicle and plant washing (Low Impact) | Hampshire West | Vehicle jet washing process | Pre Market Reform | Consent | -
13453 | 1 | Tier 2 Consent | Brett Concrete Limited | Robert Brett House | Ashford Road |  | Canterbury | Kent | CT4 7PP | BRETT CONCRETE LTD | BULWARK STREET |  | DOVER | KE | CT17 9TZ | 2005-10-20 | 12.5 | 1.5 | At all times | BROOMFIELD BANK WTW | Bulwark Street | Chemical Oxygen Demand Shaken as 0 | - | 800 | mg/l | 3.2 | Concrete batching yard | Kent East | Miscellaneous: Concrete Production process | Pre Market Reform | Consent | -
13453 | 1 | Tier 2 Consent | Brett Concrete Limited | Robert Brett House | Ashford Road |  | Canterbury | Kent | CT4 7PP | BRETT CONCRETE LTD | BULWARK STREET |  | DOVER | KE | CT17 9TZ | 2005-10-20 | 12.5 | 1.5 | At all times | BROOMFIELD BANK WTW | Bulwark Street | pH | 6 | 12 | pH Units | 3.2 | Concrete batching yard | Kent East | Miscellaneous: Concrete Production process | Pre Market Reform | Consent | -
13453 | 1 | Tier 2 Consent | Brett Concrete Limited | Robert Brett House | Ashford Road |  | Canterbury | Kent | CT4 7PP | BRETT CONCRETE LTD | BULWARK STREET |  | DOVER | KE | CT17 9TZ | 2005-10-20 | 12.5 | 1.5 | At all times | BROOMFIELD BANK WTW | Bulwark Street | Solids Suspended 105 Degrees C | - | 400 | mg/l | 3.2 | Concrete batching yard | Kent East | Miscellaneous: Concrete Production process | Pre Market Reform | Consent | -
13453 | 1 | Tier 2 Consent | Brett Concrete Limited | Robert Brett House | Ashford Road |  | Canterbury | Kent | CT4 7PP | BRETT CONCRETE LTD | BULWARK STREET |  | DOVER | KE | CT17 9TZ | 2005-10-20 | 12.5 | 1.5 | At all times | BROOMFIELD BANK WTW | Bulwark Street | Sulphate as S04 | - | 500 | mg/l | 3.2 | Concrete batching yard | Kent East | Miscellaneous: Concrete Production process | Pre Market Reform | Consent | -
13456 | 1 | Tier 1 Consent | Bannatyne Fitness Limited | Powerhouse | Haughton Road | Co Durham | Darlington |  | DL1 1ST | NEW HEALTH CENTRE | SHEARWAY ROAD | - | FOLKESTONE | KE | CT19 4QB | 2005-08-09 | 15 | 5 | At all times | BROOMFIELD BANK WTW | Shearway Road | Chemical Oxygen Demand Shaken as 0 | - | 800 | mg/l | 32.1 | Leisure facilities | Kent East | Swimming pools: filter backwash water process | Commercial swimming pool | Consent | -
13456 | 1 | Tier 1 Consent | Bannatyne Fitness Limited | Powerhouse | Haughton Road | Co Durham | Darlington |  | DL1 1ST | NEW HEALTH CENTRE | SHEARWAY ROAD | - | FOLKESTONE | KE | CT19 4QB | 2005-08-09 | 15 | 5 | At all times | BROOMFIELD BANK WTW | Shearway Road | Chlorine Free as Cl2 | - | 1 | mg/l | 32.1 | Leisure facilities | Kent East | Swimming pools: filter backwash water process | Commercial swimming pool | Consent | -
13456 | 1 | Tier 1 Consent | Bannatyne Fitness Limited | Powerhouse | Haughton Road | Co Durham | Darlington |  | DL1 1ST | NEW HEALTH CENTRE | SHEARWAY ROAD | - | FOLKESTONE | KE | CT19 4QB | 2005-08-09 | 15 | 5 | At all times | BROOMFIELD BANK WTW | Shearway Road | pH | 6 | 10 | pH Units | 32.1 | Leisure facilities | Kent East | Swimming pools: filter backwash water process | Commercial swimming pool | Consent | -
13456 | 1 | Tier 1 Consent | Bannatyne Fitness Limited | Powerhouse | Haughton Road | Co Durham | Darlington |  | DL1 1ST | NEW HEALTH CENTRE | SHEARWAY ROAD | - | FOLKESTONE | KE | CT19 4QB | 2005-08-09 | 15 | 5 | At all times | BROOMFIELD BANK WTW | Shearway Road | Solids Suspended 105 Degrees C | - | 400 | mg/l | 32.1 | Leisure facilities | Kent East | Swimming pools: filter backwash water process | Commercial swimming pool | Consent | -
13456 | 1 | Tier 1 Consent | Bannatyne Fitness Limited | Powerhouse | Haughton Road | Co Durham | Darlington |  | DL1 1ST | NEW HEALTH CENTRE | SHEARWAY ROAD | - | FOLKESTONE | KE | CT19 4QB | 2005-08-09 | 15 | 5 | At all times | BROOMFIELD BANK WTW | Shearway Road | Sulphate as S04 | - | 500 | mg/l | 32.1 | Leisure facilities | Kent East | Swimming pools: filter backwash water process | Commercial swimming pool | Consent | -
13457 | 1 | Low Risk Consent | Wartsila UK Limited | Spinnaker House | Waterside Gardens | - | Fareham | - | PO16 8SD | 30 | BRUNEL WAY | - | FAREHAM | HA | PO15 5SD | 2005-05-18 | 5 | 5 | 08:00 - 16:00 | PEEL COMMON WTW | Brunel Way | Chemical Oxygen Demand Settled as 0 | - | 800 | mg/l | 8.1 | Engineering (High risk) | Hampshire East | Jet wash facility | Pre Market Reform | Consent | -
13457 | 1 | Low Risk Consent | Wartsila UK Limited | Spinnaker House | Waterside Gardens | - | Fareham | - | PO16 8SD | 30 | BRUNEL WAY | - | FAREHAM | HA | PO15 5SD | 2005-05-18 | 5 | 5 | 08:00 - 16:00 | PEEL COMMON WTW | Brunel Way | Chemical Oxygen Demand Shaken as 0 | - | 800 | mg/l | 8.1 | Engineering (High risk) | Hampshire East | Jet wash facility | Pre Market Reform | Consent | -
13457 | 1 | Low Risk Consent | Wartsila UK Limited | Spinnaker House | Waterside Gardens | - | Fareham | - | PO16 8SD | 30 | BRUNEL WAY | - | FAREHAM | HA | PO15 5SD | 2005-05-18 | 5 | 5 | 08:00 - 16:00 | PEEL COMMON WTW | Brunel Way | Solids Suspended 105 Degrees C | - | 400 | mg/l | 8.1 | Engineering (High risk) | Hampshire East | Jet wash facility | Pre Market Reform | Consent | -
13457 | 1 | Low Risk Consent | Wartsila UK Limited | Spinnaker House | Waterside Gardens | - | Fareham | - | PO16 8SD | 30 | BRUNEL WAY | - | FAREHAM | HA | PO15 5SD | 2005-05-18 | 5 | 5 | 08:00 - 16:00 | PEEL COMMON WTW | Brunel Way | Solids Suspended 105C at pH7 | - | 400 | mg/l | 8.1 | Engineering (High risk) | Hampshire East | Jet wash facility | Pre Market Reform | Consent | -
13460 | 1 | Low Risk Consent | Stannah Stairlifts Limited |  | Watt Close | East Portway Industrial Estate | Andover | Hampshire | SP10 3SD | WORKSHOP + PREMISES | WATT CLOSE | - | ANDOVER | HA | SP10 3RU | 2005-05-23 | 1 | 0.3 | N/A | FULLERTON WTW | Watt Close | Chemical Oxygen Demand Settled as 0 | - | 800 | mg/l | 39.2 | Boiler blowdown | Hampshire West | Pre Market Reform | Pre Market Reform | Consent | ANTON LANE ANDOVER WPS
13460 | 1 | Low Risk Consent | Stannah Stairlifts Limited |  | Watt Close | East Portway Industrial Estate | Andover | Hampshire | SP10 3SD | WORKSHOP + PREMISES | WATT CLOSE | - | ANDOVER | HA | SP10 3RU | 2005-05-23 | 1 | 0.3 | N/A | FULLERTON WTW | Watt Close | Chemical Oxygen Demand Shaken as 0 | - | 800 | mg/l | 39.2 | Boiler blowdown | Hampshire West | Pre Market Reform | Pre Market Reform | Consent | ANTON LANE ANDOVER WPS
13460 | 1 | Low Risk Consent | Stannah Stairlifts Limited |  | Watt Close | East Portway Industrial Estate | Andover | Hampshire | SP10 3SD | WORKSHOP + PREMISES | WATT CLOSE | - | ANDOVER | HA | SP10 3RU | 2005-05-23 | 1 | 0.3 | N/A | FULLERTON WTW | Watt Close | Solids Suspended 105 Degrees C | - | 400 | mg/l | 39.2 | Boiler blowdown | Hampshire West | Pre Market Reform | Pre Market Reform | Consent | ANTON LANE ANDOVER WPS
13460 | 1 | Low Risk Consent | Stannah Stairlifts Limited |  | Watt Close | East Portway Industrial Estate | Andover | Hampshire | SP10 3SD | WORKSHOP + PREMISES | WATT CLOSE | - | ANDOVER | HA | SP10 3RU | 2005-05-23 | 1 | 0.3 | N/A | FULLERTON WTW | Watt Close | Solids Suspended 105C at pH7 | - | 400 | mg/l | 39.2 | Boiler blowdown | Hampshire West | Pre Market Reform | Pre Market Reform | Consent | ANTON LANE ANDOVER WPS
13461 | 1 | Low Risk Consent | Atlantic Cleaning Centre Company Limited | Unit 2 The Portswood Centre | Portswood Road | - | Southampton | Hampshire | SO17 2NH | PORTSWOOD CENTRE UNIT 2 | PORTSWOOD ROAD | - | SOUTHAMPTON | HA | SO17 2NH | 2005-05-23 | 2 | 0.5 | N/A | PORTSWOOD WTW | Portswood Road | Chemical Oxygen Demand Shaken as 0 | - | 800 | mg/l | 15.2 | Laundering (Small-scale/Coin-Op) | Hampshire West | Pre Market Reform | Pre Market Reform | Consent | -
13461 | 1 | Low Risk Consent | Atlantic Cleaning Centre Company Limited | Unit 2 The Portswood Centre | Portswood Road | - | Southampton | Hampshire | SO17 2NH | PORTSWOOD CENTRE UNIT 2 | PORTSWOOD ROAD | - | SOUTHAMPTON | HA | SO17 2NH | 2005-05-23 | 2 | 0.5 | N/A | PORTSWOOD WTW | Portswood Road | pH | 6 | 10 | pH Units | 15.2 | Laundering (Small-scale/Coin-Op) | Hampshire West | Pre Market Reform | Pre Market Reform | Consent | -
13461 | 1 | Low Risk Consent | Atlantic Cleaning Centre Company Limited | Unit 2 The Portswood Centre | Portswood Road | - | Southampton | Hampshire | SO17 2NH | PORTSWOOD CENTRE UNIT 2 | PORTSWOOD ROAD | - | SOUTHAMPTON | HA | SO17 2NH | 2005-05-23 | 2 | 0.5 | N/A | PORTSWOOD WTW | Portswood Road | Solids Suspended 105 Degrees C | - | 400 | mg/l | 15.2 | Laundering (Small-scale/Coin-Op) | Hampshire West | Pre Market Reform | Pre Market Reform | Consent | -
13468 | 1 | Low Risk Consent | M. & J. Engineers Limited | Abbey House | 2 Southgate Road | - | Potters Bar | Hertfordshire | EN6 5DU | WORKSHOP | GRANGE ROAD |  | SOUTHAMPTON | HA | SO16 6UJ | 2005-05-27 | 1.25 | 2 | 08:00 - 16:00 | MILLBROOK WTW | Grange Road | Chemical Oxygen Demand Settled as 0 | - | 800 | mg/l | 31.2 | Vehicle and plant washing (Low Impact) | Hampshire West | Pre Market Reform | Pre Market Reform | Consent | -
13468 | 1 | Low Risk Consent | M. & J. Engineers Limited | Abbey House | 2 Southgate Road | - | Potters Bar | Hertfordshire | EN6 5DU | WORKSHOP | GRANGE ROAD |  | SOUTHAMPTON | HA | SO16 6UJ | 2005-05-27 | 1.25 | 2 | 08:00 - 16:00 | MILLBROOK WTW | Grange Road | Chemical Oxygen Demand Shaken as 0 | - | 800 | mg/l | 31.2 | Vehicle and plant washing (Low Impact) | Hampshire West | Pre Market Reform | Pre Market Reform | Consent | -
13468 | 1 | Low Risk Consent | M. & J. Engineers Limited | Abbey House | 2 Southgate Road | - | Potters Bar | Hertfordshire | EN6 5DU | WORKSHOP | GRANGE ROAD |  | SOUTHAMPTON | HA | SO16 6UJ | 2005-05-27 | 1.25 | 2 | 08:00 - 16:00 | MILLBROOK WTW | Grange Road | Solids Suspended 105 Degrees C | - | 400 | mg/l | 31.2 | Vehicle and plant washing (Low Impact) | Hampshire West | Pre Market Reform | Pre Market Reform | Consent | -
13468 | 1 | Low Risk Consent | M. & J. Engineers Limited | Abbey House | 2 Southgate Road | - | Potters Bar | Hertfordshire | EN6 5DU | WORKSHOP | GRANGE ROAD |  | SOUTHAMPTON | HA | SO16 6UJ | 2005-05-27 | 1.25 | 2 | 08:00 - 16:00 | MILLBROOK WTW | Grange Road | Solids Suspended 105C at pH7 | - | 400 | mg/l | 31.2 | Vehicle and plant washing (Low Impact) | Hampshire West | Pre Market Reform | Pre Market Reform | Consent | -
13469 | 1 | Low Risk Consent | Enterprise Rent-A-Car UK Limited | Enterprise House | Vicarage Road |  | Egham | Surrey | TW20 9FB | Kiosk 1 | Upper Arrivals Hall | Port of Dover | Dover | Kent | CT16 1JA | 2005-03-23 | 4 | 0.2 | 0700 - 2000 | BROOMFIELD BANK WTW | Union Street | Chemical Oxygen Demand Settled as 0 | - | 800 | mg/l | 31.3 | Vehicle and plant washing (Low Impact) | Kent East | Pre Market Reform | Pre Market Reform | Consent | -
13469 | 1 | Low Risk Consent | Enterprise Rent-A-Car UK Limited | Enterprise House | Vicarage Road |  | Egham | Surrey | TW20 9FB | Kiosk 1 | Upper Arrivals Hall | Port of Dover | Dover | Kent | CT16 1JA | 2005-03-23 | 4 | 0.2 | 0700 - 2000 | BROOMFIELD BANK WTW | Union Street | Chemical Oxygen Demand Shaken as 0 | - | 800 | mg/l | 31.3 | Vehicle and plant washing (Low Impact) | Kent East | Pre Market Reform | Pre Market Reform | Consent | -
13469 | 1 | Low Risk Consent | Enterprise Rent-A-Car UK Limited | Enterprise House | Vicarage Road |  | Egham | Surrey | TW20 9FB | Kiosk 1 | Upper Arrivals Hall | Port of Dover | Dover | Kent | CT16 1JA | 2005-03-23 | 4 | 0.2 | 0700 - 2000 | BROOMFIELD BANK WTW | Union Street | Solids Suspended 105 Degrees C | - | 400 | mg/l | 31.3 | Vehicle and plant washing (Low Impact) | Kent East | Pre Market Reform | Pre Market Reform | Consent | -
13469 | 1 | Low Risk Consent | Enterprise Rent-A-Car UK Limited | Enterprise House | Vicarage Road |  | Egham | Surrey | TW20 9FB | Kiosk 1 | Upper Arrivals Hall | Port of Dover | Dover | Kent | CT16 1JA | 2005-03-23 | 4 | 0.2 | 0700 - 2000 | BROOMFIELD BANK WTW | Union Street | Solids Suspended 105C at pH7 | - | 400 | mg/l | 31.3 | Vehicle and plant washing (Low Impact) | Kent East | Pre Market Reform | Pre Market Reform | Consent | -
13471 | 3 | Tier 2 Consent | Portsmouth Water Limited | PO Box 8 | West Street |  | Havant | Hampshire | PO9 1LG | FISHBOURNE WTW | MAIN ROAD | - | CHICHESTER | SW | PO18 8AN | 2007-06-15 | 150 | 5 | at all times | CHICHESTER WTW | Main Road, Fishbourne | Chemical Oxygen Demand Settled as 0 | - | 800 | mg/l | 39.4 | Water treatment; softener plants; heating system flushing | Sussex West | Process waters: Filter Backwash Water process | water supply works | Consent | -
13471 | 3 | Tier 2 Consent | Portsmouth Water Limited | PO Box 8 | West Street |  | Havant | Hampshire | PO9 1LG | FISHBOURNE WTW | MAIN ROAD | - | CHICHESTER | SW | PO18 8AN | 2007-06-15 | 150 | 5 | at all times | CHICHESTER WTW | Main Road, Fishbourne | Chemical Oxygen Demand Shaken as 0 | - | 800 | mg/l | 39.4 | Water treatment; softener plants; heating system flushing | Sussex West | Process waters: Filter Backwash Water process | water supply works | Consent | -
13471 | 3 | Tier 2 Consent | Portsmouth Water Limited | PO Box 8 | West Street |  | Havant | Hampshire | PO9 1LG | FISHBOURNE WTW | MAIN ROAD | - | CHICHESTER | SW | PO18 8AN | 2007-06-15 | 150 | 5 | at all times | CHICHESTER WTW | Main Road, Fishbourne | pH | 5 | 11 | pH Units | 39.4 | Water treatment; softener plants; heating system flushing | Sussex West | Process waters: Filter Backwash Water process | water supply works | Consent | -
13471 | 3 | Tier 2 Consent | Portsmouth Water Limited | PO Box 8 | West Street |  | Havant | Hampshire | PO9 1LG | FISHBOURNE WTW | MAIN ROAD | - | CHICHESTER | SW | PO18 8AN | 2007-06-15 | 150 | 5 | at all times | CHICHESTER WTW | Main Road, Fishbourne | Solids Suspended 105 Degrees C | - | 400 | mg/l | 39.4 | Water treatment; softener plants; heating system flushing | Sussex West | Process waters: Filter Backwash Water process | water supply works | Consent | -
13471 | 3 | Tier 2 Consent | Portsmouth Water Limited | PO Box 8 | West Street |  | Havant | Hampshire | PO9 1LG | FISHBOURNE WTW | MAIN ROAD | - | CHICHESTER | SW | PO18 8AN | 2007-06-15 | 150 | 5 | at all times | CHICHESTER WTW | Main Road, Fishbourne | Solids Suspended 105C at pH7 | - | 400 | mg/l | 39.4 | Water treatment; softener plants; heating system flushing | Sussex West | Process waters: Filter Backwash Water process | water supply works | Consent | -
13481 | 1 | Low Risk Consent | Caffyns Public Limited Company | - | Meads Road | - | Eastbourne | Sussex | BN20 7DR | 2 AUDI DEALERSHIP | WILLINGDON DROVE | - | EASTBOURNE | SE | BN23 8AS | 2005-06-13 | 3 | 0.27 | at all times | EASTBOURNE WTW | Willingdon Drove | Chemical Oxygen Demand Settled as 0 | - | 800 | mg/l | 31.3 | Vehicle and plant washing (Low Impact) | Sussex East | Pre Market Reform | Pre Market Reform | Consent | -
13481 | 1 | Low Risk Consent | Caffyns Public Limited Company | - | Meads Road | - | Eastbourne | Sussex | BN20 7DR | 2 AUDI DEALERSHIP | WILLINGDON DROVE | - | EASTBOURNE | SE | BN23 8AS | 2005-06-13 | 3 | 0.27 | at all times | EASTBOURNE WTW | Willingdon Drove | Chemical Oxygen Demand Shaken as 0 | - | 800 | mg/l | 31.3 | Vehicle and plant washing (Low Impact) | Sussex East | Pre Market Reform | Pre Market Reform | Consent | -
13481 | 1 | Low Risk Consent | Caffyns Public Limited Company | - | Meads Road | - | Eastbourne | Sussex | BN20 7DR | 2 AUDI DEALERSHIP | WILLINGDON DROVE | - | EASTBOURNE | SE | BN23 8AS | 2005-06-13 | 3 | 0.27 | at all times | EASTBOURNE WTW | Willingdon Drove | Solids Suspended 105 Degrees C | - | 400 | mg/l | 31.3 | Vehicle and plant washing (Low Impact) | Sussex East | Pre Market Reform | Pre Market Reform | Consent | -
13481 | 1 | Low Risk Consent | Caffyns Public Limited Company | - | Meads Road | - | Eastbourne | Sussex | BN20 7DR | 2 AUDI DEALERSHIP | WILLINGDON DROVE | - | EASTBOURNE | SE | BN23 8AS | 2005-06-13 | 3 | 0.27 | at all times | EASTBOURNE WTW | Willingdon Drove | Solids Suspended 105C at pH7 | - | 400 | mg/l | 31.3 | Vehicle and plant washing (Low Impact) | Sussex East | Pre Market Reform | Pre Market Reform | Consent | -
13484 | 2 | Tier 2 Consent | Supreme Concrete Limited |  | Leicester Road |  | Ibstock | Leicestershire | LE67 6HS | ROAD G EUROLINK 2 | EUROLINK WAY |  | SITTINGBOURNE | KE | ME10 3SL | 2005-08-30 | 25 | 1 | At all times | SITTINGBOURNE WTW | Crown Quay Lane | Chemical Oxygen Demand Shaken as 0 | - | 800 | mg/l | 3.2 | Concrete batching yard | Kent West | Miscellaneous: Concrete Production process | Pre Market Reform | Consent | -
13484 | 2 | Tier 2 Consent | Supreme Concrete Limited |  | Leicester Road |  | Ibstock | Leicestershire | LE67 6HS | ROAD G EUROLINK 2 | EUROLINK WAY |  | SITTINGBOURNE | KE | ME10 3SL | 2005-08-30 | 25 | 1 | At all times | SITTINGBOURNE WTW | Crown Quay Lane | Chromium Total mg/l | - | 0.5 | ug/l | 3.2 | Concrete batching yard | Kent West | Miscellaneous: Concrete Production process | Pre Market Reform | Consent | -
13484 | 2 | Tier 2 Consent | Supreme Concrete Limited |  | Leicester Road |  | Ibstock | Leicestershire | LE67 6HS | ROAD G EUROLINK 2 | EUROLINK WAY |  | SITTINGBOURNE | KE | ME10 3SL | 2005-08-30 | 25 | 1 | At all times | SITTINGBOURNE WTW | Crown Quay Lane | pH | 5 | 11 | pH Units | 3.2 | Concrete batching yard | Kent West | Miscellaneous: Concrete Production process | Pre Market Reform | Consent | -
13484 | 2 | Tier 2 Consent | Supreme Concrete Limited |  | Leicester Road |  | Ibstock | Leicestershire | LE67 6HS | ROAD G EUROLINK 2 | EUROLINK WAY |  | SITTINGBOURNE | KE | ME10 3SL | 2005-08-30 | 25 | 1 | At all times | SITTINGBOURNE WTW | Crown Quay Lane | Solids Suspended 105 Degrees C | - | 400 | mg/l | 3.2 | Concrete batching yard | Kent West | Miscellaneous: Concrete Production process | Pre Market Reform | Consent | -
13494 | 1 | Low Risk Consent | Highways Agency | - | Federated House | London Road | Dorking | Surrey | PO15 6SA | JUNCTION 9 EASTON LANE OUTSTATION M3 | EASTON LANE | - | WINCHESTER | HA | SO23 7TY | 2005-06-30 | 1 | 1 | 0700 - 1800 | WICKHAM WTW |  | Chemical Oxygen Demand Settled as 0 | - | 800 | mg/l | 31.3 | Vehicle and plant washing (Low Impact) | Hampshire East | Vehicle wash area | Pre Market Reform | Consent | -
13494 | 1 | Low Risk Consent | Highways Agency | - | Federated House | London Road | Dorking | Surrey | PO15 6SA | JUNCTION 9 EASTON LANE OUTSTATION M3 | EASTON LANE | - | WINCHESTER | HA | SO23 7TY | 2005-06-30 | 1 | 1 | 0700 - 1800 | WICKHAM WTW |  | Chemical Oxygen Demand Shaken as 0 | - | 800 | mg/l | 31.3 | Vehicle and plant washing (Low Impact) | Hampshire East | Vehicle wash area | Pre Market Reform | Consent | -
13494 | 1 | Low Risk Consent | Highways Agency | - | Federated House | London Road | Dorking | Surrey | PO15 6SA | JUNCTION 9 EASTON LANE OUTSTATION M3 | EASTON LANE | - | WINCHESTER | HA | SO23 7TY | 2005-06-30 | 1 | 1 | 0700 - 1800 | WICKHAM WTW |  | Solids Suspended 105 Degrees C | - | 400 | mg/l | 31.3 | Vehicle and plant washing (Low Impact) | Hampshire East | Vehicle wash area | Pre Market Reform | Consent | -
13494 | 1 | Low Risk Consent | Highways Agency | - | Federated House | London Road | Dorking | Surrey | PO15 6SA | JUNCTION 9 EASTON LANE OUTSTATION M3 | EASTON LANE | - | WINCHESTER | HA | SO23 7TY | 2005-06-30 | 1 | 1 | 0700 - 1800 | WICKHAM WTW |  | Solids Suspended 105C at pH7 | - | 400 | mg/l | 31.3 | Vehicle and plant washing (Low Impact) | Hampshire East | Vehicle wash area | Pre Market Reform | Consent | -
13497 | 1 | Low Risk Consent | Jacobs One Limited | 95 | Bothwell Street | - | Glasgow | - | G2 7HX |  | St Michaels Close | - | Aylesford | Kent | ME20 7BU | 2005-07-05 | 1.9 | 0.1 | 0800-1800 | AYLESFORD WTW | St Michaels Close | Chemical Oxygen Demand Settled as 0 | - | 800 | mg/l | 38.2 | Laboratory and research activities (Low Impact) | Kent West | Pre Market Reform | Pre Market Reform | Consent | -
13497 | 1 | Low Risk Consent | Jacobs One Limited | 95 | Bothwell Street | - | Glasgow | - | G2 7HX |  | St Michaels Close | - | Aylesford | Kent | ME20 7BU | 2005-07-05 | 1.9 | 0.1 | 0800-1800 | AYLESFORD WTW | St Michaels Close | Chemical Oxygen Demand Shaken as 0 | - | 800 | mg/l | 38.2 | Laboratory and research activities (Low Impact) | Kent West | Pre Market Reform | Pre Market Reform | Consent | -
13497 | 1 | Low Risk Consent | Jacobs One Limited | 95 | Bothwell Street | - | Glasgow | - | G2 7HX |  | St Michaels Close | - | Aylesford | Kent | ME20 7BU | 2005-07-05 | 1.9 | 0.1 | 0800-1800 | AYLESFORD WTW | St Michaels Close | Solids Suspended 105 Degrees C | - | 400 | mg/l | 38.2 | Laboratory and research activities (Low Impact) | Kent West | Pre Market Reform | Pre Market Reform | Consent | -
13497 | 1 | Low Risk Consent | Jacobs One Limited | 95 | Bothwell Street | - | Glasgow | - | G2 7HX |  | St Michaels Close | - | Aylesford | Kent | ME20 7BU | 2005-07-05 | 1.9 | 0.1 | 0800-1800 | AYLESFORD WTW | St Michaels Close | Solids Suspended 105C at pH7 | - | 400 | mg/l | 38.2 | Laboratory and research activities (Low Impact) | Kent West | Pre Market Reform | Pre Market Reform | Consent | -
13500 | 1 | Low Risk Consent | B & W Loudspeakers Ltd | B&W Group Ltd | Dale Road | - | Worthing | West Sussex | BN11 2BH | UNIT 10 | DALE ROAD | - | WORTHING | SW | BN11 2RZ | 2009-08-06 | 0.2 | 1 | at all times | EAST WORTHING WTW | Dale Road | Chemical Oxygen Demand Settled as 0 | - | 800 | mg/l | 39.4 | Water treatment; softener plants; heating system flushing | Sussex West | Pre Market Reform | Pre Market Reform | Consent | -
13500 | 1 | Low Risk Consent | B & W Loudspeakers Ltd | B&W Group Ltd | Dale Road | - | Worthing | West Sussex | BN11 2BH | UNIT 10 | DALE ROAD | - | WORTHING | SW | BN11 2RZ | 2009-08-06 | 0.2 | 1 | at all times | EAST WORTHING WTW | Dale Road | Chemical Oxygen Demand Shaken as 0 | - | 800 | mg/l | 39.4 | Water treatment; softener plants; heating system flushing | Sussex West | Pre Market Reform | Pre Market Reform | Consent | -
13500 | 1 | Low Risk Consent | B & W Loudspeakers Ltd | B&W Group Ltd | Dale Road | - | Worthing | West Sussex | BN11 2BH | UNIT 10 | DALE ROAD | - | WORTHING | SW | BN11 2RZ | 2009-08-06 | 0.2 | 1 | at all times | EAST WORTHING WTW | Dale Road | Solids Suspended 105 Degrees C | - | 400 | mg/l | 39.4 | Water treatment; softener plants; heating system flushing | Sussex West | Pre Market Reform | Pre Market Reform | Consent | -
13500 | 1 | Low Risk Consent | B & W Loudspeakers Ltd | B&W Group Ltd | Dale Road | - | Worthing | West Sussex | BN11 2BH | UNIT 10 | DALE ROAD | - | WORTHING | SW | BN11 2RZ | 2009-08-06 | 0.2 | 1 | at all times | EAST WORTHING WTW | Dale Road | Solids Suspended 105C at pH7 | - | 400 | mg/l | 39.4 | Water treatment; softener plants; heating system flushing | Sussex West | Pre Market Reform | Pre Market Reform | Consent | -
13501 | 1 | Low Risk Consent | PHS Wastetech Limited | Doyle Davies | 6 Ynys Bridge Court | Gwaelod-Y-Garth | Cardiff | - | CF15 9SS | Unit 2 | Marlborough Road | Lancing Business Park | Lancing | West Sussex | BN15 8UW | 2005-08-01 | 4 | 1 | at all times | EAST WORTHING WTW | Marlborough Road | Chemical Oxygen Demand Settled as 0 | - | 800 | mg/l | 31.2 | Vehicle and plant washing (Low Impact) | Sussex West | Pre Market Reform | Pre Market Reform | Consent | -
13501 | 1 | Low Risk Consent | PHS Wastetech Limited | Doyle Davies | 6 Ynys Bridge Court | Gwaelod-Y-Garth | Cardiff | - | CF15 9SS | Unit 2 | Marlborough Road | Lancing Business Park | Lancing | West Sussex | BN15 8UW | 2005-08-01 | 4 | 1 | at all times | EAST WORTHING WTW | Marlborough Road | Chemical Oxygen Demand Shaken as 0 | - | 800 | mg/l | 31.2 | Vehicle and plant washing (Low Impact) | Sussex West | Pre Market Reform | Pre Market Reform | Consent | -
13501 | 1 | Low Risk Consent | PHS Wastetech Limited | Doyle Davies | 6 Ynys Bridge Court | Gwaelod-Y-Garth | Cardiff | - | CF15 9SS | Unit 2 | Marlborough Road | Lancing Business Park | Lancing | West Sussex | BN15 8UW | 2005-08-01 | 4 | 1 | at all times | EAST WORTHING WTW | Marlborough Road | Solids Suspended 105 Degrees C | - | 400 | mg/l | 31.2 | Vehicle and plant washing (Low Impact) | Sussex West | Pre Market Reform | Pre Market Reform | Consent | -
13501 | 1 | Low Risk Consent | PHS Wastetech Limited | Doyle Davies | 6 Ynys Bridge Court | Gwaelod-Y-Garth | Cardiff | - | CF15 9SS | Unit 2 | Marlborough Road | Lancing Business Park | Lancing | West Sussex | BN15 8UW | 2005-08-01 | 4 | 1 | at all times | EAST WORTHING WTW | Marlborough Road | Solids Suspended 105C at pH7 | - | 400 | mg/l | 31.2 | Vehicle and plant washing (Low Impact) | Sussex West | Pre Market Reform | Pre Market Reform | Consent | -
13502 | 1 | Low Risk Consent | BAE Systems Electronics Limited | Warwick House | PO BOX 87 | Farnborough Aerospace Centre | Farnborough | Hampshire | GU14 6YU | BAE SYSTEMS | NEWPORT ROAD | - | COWES | IW | PO31 8PF | 2005-07-15 | 5 | 2 | 01:59 - 23:59 | SANDOWN NEW WTW | Newport Rd | Chemical Oxygen Demand Settled as 0 | - | 800 | mg/l | 22.3 | Plating and metal finishing (Low Impact) | Hampshire East | Pre Market Reform | Pre Market Reform | Consent | -
13502 | 1 | Low Risk Consent | BAE Systems Electronics Limited | Warwick House | PO BOX 87 | Farnborough Aerospace Centre | Farnborough | Hampshire | GU14 6YU | BAE SYSTEMS | NEWPORT ROAD | - | COWES | IW | PO31 8PF | 2005-07-15 | 5 | 2 | 01:59 - 23:59 | SANDOWN NEW WTW | Newport Rd | Chemical Oxygen Demand Shaken as 0 | - | 800 | mg/l | 22.3 | Plating and metal finishing (Low Impact) | Hampshire East | Pre Market Reform | Pre Market Reform | Consent | -
13502 | 1 | Low Risk Consent | BAE Systems Electronics Limited | Warwick House | PO BOX 87 | Farnborough Aerospace Centre | Farnborough | Hampshire | GU14 6YU | BAE SYSTEMS | NEWPORT ROAD | - | COWES | IW | PO31 8PF | 2005-07-15 | 5 | 2 | 01:59 - 23:59 | SANDOWN NEW WTW | Newport Rd | Solids Suspended 105 Degrees C | - | 400 | mg/l | 22.3 | Plating and metal finishing (Low Impact) | Hampshire East | Pre Market Reform | Pre Market Reform | Consent | -
13502 | 1 | Low Risk Consent | BAE Systems Electronics Limited | Warwick House | PO BOX 87 | Farnborough Aerospace Centre | Farnborough | Hampshire | GU14 6YU | BAE SYSTEMS | NEWPORT ROAD | - | COWES | IW | PO31 8PF | 2005-07-15 | 5 | 2 | 01:59 - 23:59 | SANDOWN NEW WTW | Newport Rd | Solids Suspended 105C at pH7 | - | 400 | mg/l | 22.3 | Plating and metal finishing (Low Impact) | Hampshire East | Pre Market Reform | Pre Market Reform | Consent | -
13504 | 1 | Low Risk Consent | Stinkybins | - | 158 Manor Road North | Itchen | Southampton | - | SO19 2DY |  | 158 Manor Road North | Itchen | Southampton | - | SO19 2DY | 2005-07-22 | 1 | 1 | 16:00 - 19:00 | WOOLSTON WTW | Manor Road North | Chemical Oxygen Demand Settled as 0 | - | 800 | mg/l | 36.1 | Refuse containers (Wheelie bins / low risk commercial) | Hampshire West | Pre Market Reform | Pre Market Reform | Consent | -
13504 | 1 | Low Risk Consent | Stinkybins | - | 158 Manor Road North | Itchen | Southampton | - | SO19 2DY |  | 158 Manor Road North | Itchen | Southampton | - | SO19 2DY | 2005-07-22 | 1 | 1 | 16:00 - 19:00 | WOOLSTON WTW | Manor Road North | Chemical Oxygen Demand Shaken as 0 | - | 800 | mg/l | 36.1 | Refuse containers (Wheelie bins / low risk commercial) | Hampshire West | Pre Market Reform | Pre Market Reform | Consent | -
13504 | 1 | Low Risk Consent | Stinkybins | - | 158 Manor Road North | Itchen | Southampton | - | SO19 2DY |  | 158 Manor Road North | Itchen | Southampton | - | SO19 2DY | 2005-07-22 | 1 | 1 | 16:00 - 19:00 | WOOLSTON WTW | Manor Road North | Solids Suspended 105 Degrees C | - | 400 | mg/l | 36.1 | Refuse containers (Wheelie bins / low risk commercial) | Hampshire West | Pre Market Reform | Pre Market Reform | Consent | -
13504 | 1 | Low Risk Consent | Stinkybins | - | 158 Manor Road North | Itchen | Southampton | - | SO19 2DY |  | 158 Manor Road North | Itchen | Southampton | - | SO19 2DY | 2005-07-22 | 1 | 1 | 16:00 - 19:00 | WOOLSTON WTW | Manor Road North | Solids Suspended 105C at pH7 | - | 400 | mg/l | 36.1 | Refuse containers (Wheelie bins / low risk commercial) | Hampshire West | Pre Market Reform | Pre Market Reform | Consent | -
13515 | 1 | Low Risk Consent | Biffa Waste Services Limited |  | Coronation Road | Cressex | High Wycombe | Buckinghamshire | HP12 3TZ |  | Soton Depot, Yard E1 | Marchwood Ind Estate | Normandy Way | Southampton | SO40 4BX | 2005-08-03 | 2 | 1 | 05:00 - 22:00 | SLOWHILL COPSE MARCHWOOD WTW | Normandy Way | Chemical Oxygen Demand Settled as 0 | - | 800 | mg/l | 31.2 | Vehicle and plant washing (Low Impact) | Hampshire West | Pre Market Reform | Pre Market Reform | Consent | -
13515 | 1 | Low Risk Consent | Biffa Waste Services Limited |  | Coronation Road | Cressex | High Wycombe | Buckinghamshire | HP12 3TZ |  | Soton Depot, Yard E1 | Marchwood Ind Estate | Normandy Way | Southampton | SO40 4BX | 2005-08-03 | 2 | 1 | 05:00 - 22:00 | SLOWHILL COPSE MARCHWOOD WTW | Normandy Way | Chemical Oxygen Demand Shaken as 0 | - | 800 | mg/l | 31.2 | Vehicle and plant washing (Low Impact) | Hampshire West | Pre Market Reform | Pre Market Reform | Consent | -
13515 | 1 | Low Risk Consent | Biffa Waste Services Limited |  | Coronation Road | Cressex | High Wycombe | Buckinghamshire | HP12 3TZ |  | Soton Depot, Yard E1 | Marchwood Ind Estate | Normandy Way | Southampton | SO40 4BX | 2005-08-03 | 2 | 1 | 05:00 - 22:00 | SLOWHILL COPSE MARCHWOOD WTW | Normandy Way | Solids Suspended 105 Degrees C | - | 400 | mg/l | 31.2 | Vehicle and plant washing (Low Impact) | Hampshire West | Pre Market Reform | Pre Market Reform | Consent | -
13515 | 1 | Low Risk Consent | Biffa Waste Services Limited |  | Coronation Road | Cressex | High Wycombe | Buckinghamshire | HP12 3TZ |  | Soton Depot, Yard E1 | Marchwood Ind Estate | Normandy Way | Southampton | SO40 4BX | 2005-08-03 | 2 | 1 | 05:00 - 22:00 | SLOWHILL COPSE MARCHWOOD WTW | Normandy Way | Solids Suspended 105C at pH7 | - | 400 | mg/l | 31.2 | Vehicle and plant washing (Low Impact) | Hampshire West | Pre Market Reform | Pre Market Reform | Consent | -
13521 | 1 | Tier 2 Consent | BP Oil UK Limited | - | Chertsey Road | - | Sunbury on Thames | Middlesex | TW16 7BP | 233 GARLINGE SERVICE STATION | CANTERBURY ROAD | - | MARGATE | KE | CT9 5JP | 2005-12-28 | 8.29 | 0.87 | At all times | WEATHERLEES HILL B (MGATE &amp; BSTAIRS) WTW | Canterbury Road | Chemical Oxygen Demand Shaken as 0 | - | 800 | mg/l | 31.2 | Vehicle and plant washing (Low Impact) | Kent East | Vehicle Washing: General Wash process | Pre Market Reform | Consent | -
13521 | 1 | Tier 2 Consent | BP Oil UK Limited | - | Chertsey Road | - | Sunbury on Thames | Middlesex | TW16 7BP | 233 GARLINGE SERVICE STATION | CANTERBURY ROAD | - | MARGATE | KE | CT9 5JP | 2005-12-28 | 8.29 | 0.87 | At all times | WEATHERLEES HILL B (MGATE &amp; BSTAIRS) WTW | Canterbury Road | Detergents Anionic | - | 20 | mg/l | 31.2 | Vehicle and plant washing (Low Impact) | Kent East | Vehicle Washing: General Wash process | Pre Market Reform | Consent | -
13521 | 1 | Tier 2 Consent | BP Oil UK Limited | - | Chertsey Road | - | Sunbury on Thames | Middlesex | TW16 7BP | 233 GARLINGE SERVICE STATION | CANTERBURY ROAD | - | MARGATE | KE | CT9 5JP | 2005-12-28 | 8.29 | 0.87 | At all times | WEATHERLEES HILL B (MGATE &amp; BSTAIRS) WTW | Canterbury Road | Detergents Non-Ionic | - | 20 | mg/l | 31.2 | Vehicle and plant washing (Low Impact) | Kent East | Vehicle Washing: General Wash process | Pre Market Reform | Consent | -
13521 | 1 | Tier 2 Consent | BP Oil UK Limited | - | Chertsey Road | - | Sunbury on Thames | Middlesex | TW16 7BP | 233 GARLINGE SERVICE STATION | CANTERBURY ROAD | - | MARGATE | KE | CT9 5JP | 2005-12-28 | 8.29 | 0.87 | At all times | WEATHERLEES HILL B (MGATE &amp; BSTAIRS) WTW | Canterbury Road | Oil and Grease | - | 50 | mg/l | 31.2 | Vehicle and plant washing (Low Impact) | Kent East | Vehicle Washing: General Wash process | Pre Market Reform | Consent | -
13521 | 1 | Tier 2 Consent | BP Oil UK Limited | - | Chertsey Road | - | Sunbury on Thames | Middlesex | TW16 7BP | 233 GARLINGE SERVICE STATION | CANTERBURY ROAD | - | MARGATE | KE | CT9 5JP | 2005-12-28 | 8.29 | 0.87 | At all times | WEATHERLEES HILL B (MGATE &amp; BSTAIRS) WTW | Canterbury Road | pH | 6 | 10 | pH Units | 31.2 | Vehicle and plant washing (Low Impact) | Kent East | Vehicle Washing: General Wash process | Pre Market Reform | Consent | -
13521 | 1 | Tier 2 Consent | BP Oil UK Limited | - | Chertsey Road | - | Sunbury on Thames | Middlesex | TW16 7BP | 233 GARLINGE SERVICE STATION | CANTERBURY ROAD | - | MARGATE | KE | CT9 5JP | 2005-12-28 | 8.29 | 0.87 | At all times | WEATHERLEES HILL B (MGATE &amp; BSTAIRS) WTW | Canterbury Road | Solids Suspended 105 Degrees C | - | 400 | mg/l | 31.2 | Vehicle and plant washing (Low Impact) | Kent East | Vehicle Washing: General Wash process | Pre Market Reform | Consent | -
13522 | 1 | Tier 2 Consent | BP Oil UK Limited | - | Chertsey Road | - | Sunbury on Thames | Middlesex | TW16 7BP | ST MARTINS FILLING STATION | CHERITON HIGH STREET | - | FOLKESTONE | KE | CT19 4JE | 2005-12-28 | 8.29 | 0.87 | At all times | BROOMFIELD BANK WTW | Cheriton High Street | Chemical Oxygen Demand Shaken as 0 | - | 800 | mg/l | 31.2 | Vehicle and plant washing (Low Impact) | Kent East | Vehicle Washing: General Wash process | Pre Market Reform | Consent | -
13522 | 1 | Tier 2 Consent | BP Oil UK Limited | - | Chertsey Road | - | Sunbury on Thames | Middlesex | TW16 7BP | ST MARTINS FILLING STATION | CHERITON HIGH STREET | - | FOLKESTONE | KE | CT19 4JE | 2005-12-28 | 8.29 | 0.87 | At all times | BROOMFIELD BANK WTW | Cheriton High Street | Detergents Anionic | - | 20 | mg/l | 31.2 | Vehicle and plant washing (Low Impact) | Kent East | Vehicle Washing: General Wash process | Pre Market Reform | Consent | -
13522 | 1 | Tier 2 Consent | BP Oil UK Limited | - | Chertsey Road | - | Sunbury on Thames | Middlesex | TW16 7BP | ST MARTINS FILLING STATION | CHERITON HIGH STREET | - | FOLKESTONE | KE | CT19 4JE | 2005-12-28 | 8.29 | 0.87 | At all times | BROOMFIELD BANK WTW | Cheriton High Street | Detergents Non-Ionic | - | 20 | mg/l | 31.2 | Vehicle and plant washing (Low Impact) | Kent East | Vehicle Washing: General Wash process | Pre Market Reform | Consent | -
13522 | 1 | Tier 2 Consent | BP Oil UK Limited | - | Chertsey Road | - | Sunbury on Thames | Middlesex | TW16 7BP | ST MARTINS FILLING STATION | CHERITON HIGH STREET | - | FOLKESTONE | KE | CT19 4JE | 2005-12-28 | 8.29 | 0.87 | At all times | BROOMFIELD BANK WTW | Cheriton High Street | Oil and Grease | - | 50 | mg/l | 31.2 | Vehicle and plant washing (Low Impact) | Kent East | Vehicle Washing: General Wash process | Pre Market Reform | Consent | -
13522 | 1 | Tier 2 Consent | BP Oil UK Limited | - | Chertsey Road | - | Sunbury on Thames | Middlesex | TW16 7BP | ST MARTINS FILLING STATION | CHERITON HIGH STREET | - | FOLKESTONE | KE | CT19 4JE | 2005-12-28 | 8.29 | 0.87 | At all times | BROOMFIELD BANK WTW | Cheriton High Street | pH | 6 | 10 | pH Units | 31.2 | Vehicle and plant washing (Low Impact) | Kent East | Vehicle Washing: General Wash process | Pre Market Reform | Consent | -
13522 | 1 | Tier 2 Consent | BP Oil UK Limited | - | Chertsey Road | - | Sunbury on Thames | Middlesex | TW16 7BP | ST MARTINS FILLING STATION | CHERITON HIGH STREET | - | FOLKESTONE | KE | CT19 4JE | 2005-12-28 | 8.29 | 0.87 | At all times | BROOMFIELD BANK WTW | Cheriton High Street | Solids Suspended 105 Degrees C | - | 400 | mg/l | 31.2 | Vehicle and plant washing (Low Impact) | Kent East | Vehicle Washing: General Wash process | Pre Market Reform | Consent | -
13526 | 2 | Tier 2 Consent | First Hampshire & Dorset Limited | Bus Depot | Empress Road | - | Southampton | Hampshire | SO14 0JW | HILSEA BUS DEPOT | LONDON ROAD | - | PORTSMOUTH | HA | PO2 9RP | 2005-08-15 | 20 | 4 | At all times | BUDDS FARM HAVANT WTW | London Road | Chemical Oxygen Demand Shaken as 0 | - | 4000 | mg/l | 31.2 | Vehicle and plant washing (Low Impact) | Hampshire East | Bus Cleaning Cleaning, refuelling and maintenance of public passenger transport (buses) Bus depot engineering and maintenance. Daily bus cleaning of external parts of vehicles but not chassis wash. Refuelling of buses on a daily basis. | Bus Cleaning | Consent | ACKWORTH ROAD HILSEA WPS
13526 | 2 | Tier 2 Consent | First Hampshire & Dorset Limited | Bus Depot | Empress Road | - | Southampton | Hampshire | SO14 0JW | HILSEA BUS DEPOT | LONDON ROAD | - | PORTSMOUTH | HA | PO2 9RP | 2005-08-15 | 20 | 4 | At all times | BUDDS FARM HAVANT WTW | London Road | Nitrogen Ammoniacal as N | - | 20 | mg/l | 31.2 | Vehicle and plant washing (Low Impact) | Hampshire East | Bus Cleaning Cleaning, refuelling and maintenance of public passenger transport (buses) Bus depot engineering and maintenance. Daily bus cleaning of external parts of vehicles but not chassis wash. Refuelling of buses on a daily basis. | Bus Cleaning | Consent | ACKWORTH ROAD HILSEA WPS
13526 | 2 | Tier 2 Consent | First Hampshire & Dorset Limited | Bus Depot | Empress Road | - | Southampton | Hampshire | SO14 0JW | HILSEA BUS DEPOT | LONDON ROAD | - | PORTSMOUTH | HA | PO2 9RP | 2005-08-15 | 20 | 4 | At all times | BUDDS FARM HAVANT WTW | London Road | Oil and Grease | - | 100 | mg/l | 31.2 | Vehicle and plant washing (Low Impact) | Hampshire East | Bus Cleaning Cleaning, refuelling and maintenance of public passenger transport (buses) Bus depot engineering and maintenance. Daily bus cleaning of external parts of vehicles but not chassis wash. Refuelling of buses on a daily basis. | Bus Cleaning | Consent | ACKWORTH ROAD HILSEA WPS
13526 | 2 | Tier 2 Consent | First Hampshire & Dorset Limited | Bus Depot | Empress Road | - | Southampton | Hampshire | SO14 0JW | HILSEA BUS DEPOT | LONDON ROAD | - | PORTSMOUTH | HA | PO2 9RP | 2005-08-15 | 20 | 4 | At all times | BUDDS FARM HAVANT WTW | London Road | pH | 5 | 10 | pH Units | 31.2 | Vehicle and plant washing (Low Impact) | Hampshire East | Bus Cleaning Cleaning, refuelling and maintenance of public passenger transport (buses) Bus depot engineering and maintenance. Daily bus cleaning of external parts of vehicles but not chassis wash. Refuelling of buses on a daily basis. | Bus Cleaning | Consent | ACKWORTH ROAD HILSEA WPS
13526 | 2 | Tier 2 Consent | First Hampshire & Dorset Limited | Bus Depot | Empress Road | - | Southampton | Hampshire | SO14 0JW | HILSEA BUS DEPOT | LONDON ROAD | - | PORTSMOUTH | HA | PO2 9RP | 2005-08-15 | 20 | 4 | At all times | BUDDS FARM HAVANT WTW | London Road | Solids Suspended 105 Degrees C | - | 2300 | mg/l | 31.2 | Vehicle and plant washing (Low Impact) | Hampshire East | Bus Cleaning Cleaning, refuelling and maintenance of public passenger transport (buses) Bus depot engineering and maintenance. Daily bus cleaning of external parts of vehicles but not chassis wash. Refuelling of buses on a daily basis. | Bus Cleaning | Consent | ACKWORTH ROAD HILSEA WPS
13526 | 2 | Tier 2 Consent | First Hampshire & Dorset Limited | Bus Depot | Empress Road | - | Southampton | Hampshire | SO14 0JW | HILSEA BUS DEPOT | LONDON ROAD | - | PORTSMOUTH | HA | PO2 9RP | 2005-08-15 | 20 | 4 | At all times | BUDDS FARM HAVANT WTW | London Road | Sulphate as S04 | - | 80 | mg/l | 31.2 | Vehicle and plant washing (Low Impact) | Hampshire East | Bus Cleaning Cleaning, refuelling and maintenance of public passenger transport (buses) Bus depot engineering and maintenance. Daily bus cleaning of external parts of vehicles but not chassis wash. Refuelling of buses on a daily basis. | Bus Cleaning | Consent | ACKWORTH ROAD HILSEA WPS
13530 | 1 | Low Risk Consent | Spire Healthcare Limited | 3 Dorset Rise | - | - | London | - | EC4Y 8EN | BUPA Hospital Portsmouth | Bartons Road |  | Havant | Hampshire | PO9 5NP | 2005-08-26 | 1 | 0.5 | 24 hours | BUDDS FARM HAVANT WTW | Bartons Road | Chemical Oxygen Demand Shaken as 0 | - | 800 | mg/l | 38.2 | Laboratory and research activities (Low Impact) | Hampshire East | Laboratory and research activities | Private Health Care Provider | Consent | GRAVITY TO WTW - NO WPS
13530 | 1 | Low Risk Consent | Spire Healthcare Limited | 3 Dorset Rise | - | - | London | - | EC4Y 8EN | BUPA Hospital Portsmouth | Bartons Road |  | Havant | Hampshire | PO9 5NP | 2005-08-26 | 1 | 0.5 | 24 hours | BUDDS FARM HAVANT WTW | Bartons Road | Nitrogen Ammoniacal as N | - | 10 | mg/l | 38.2 | Laboratory and research activities (Low Impact) | Hampshire East | Laboratory and research activities | Private Health Care Provider | Consent | GRAVITY TO WTW - NO WPS
13530 | 1 | Low Risk Consent | Spire Healthcare Limited | 3 Dorset Rise | - | - | London | - | EC4Y 8EN | BUPA Hospital Portsmouth | Bartons Road |  | Havant | Hampshire | PO9 5NP | 2005-08-26 | 1 | 0.5 | 24 hours | BUDDS FARM HAVANT WTW | Bartons Road | pH | 6 | 10 | pH Units | 38.2 | Laboratory and research activities (Low Impact) | Hampshire East | Laboratory and research activities | Private Health Care Provider | Consent | GRAVITY TO WTW - NO WPS
13530 | 1 | Low Risk Consent | Spire Healthcare Limited | 3 Dorset Rise | - | - | London | - | EC4Y 8EN | BUPA Hospital Portsmouth | Bartons Road |  | Havant | Hampshire | PO9 5NP | 2005-08-26 | 1 | 0.5 | 24 hours | BUDDS FARM HAVANT WTW | Bartons Road | Solids Suspended 105 Degrees C | - | 400 | mg/l | 38.2 | Laboratory and research activities (Low Impact) | Hampshire East | Laboratory and research activities | Private Health Care Provider | Consent | GRAVITY TO WTW - NO WPS
13536 | 1 | Low Risk Consent | BIN THERE Specisalist Cleansing | - | 83 Henderson Road | Southsea | Portsmouth | Hampshire | PO4 9JE |  | 83 Henderson Road | Southsea | Portsmouth | Hampshire | PO4 9JE | 2005-08-30 | 4 | 1 | at all times | BUDDS FARM HAVANT WTW | Henderson Road | Chemical Oxygen Demand Settled as 0 | - | 800 | mg/l | 36.1 | Refuse containers (Wheelie bins / low risk commercial) | Hampshire East | Pre Market Reform | Pre Market Reform | Consent | -
13536 | 1 | Low Risk Consent | BIN THERE Specisalist Cleansing | - | 83 Henderson Road | Southsea | Portsmouth | Hampshire | PO4 9JE |  | 83 Henderson Road | Southsea | Portsmouth | Hampshire | PO4 9JE | 2005-08-30 | 4 | 1 | at all times | BUDDS FARM HAVANT WTW | Henderson Road | Chemical Oxygen Demand Shaken as 0 | - | 800 | mg/l | 36.1 | Refuse containers (Wheelie bins / low risk commercial) | Hampshire East | Pre Market Reform | Pre Market Reform | Consent | -
13536 | 1 | Low Risk Consent | BIN THERE Specisalist Cleansing | - | 83 Henderson Road | Southsea | Portsmouth | Hampshire | PO4 9JE |  | 83 Henderson Road | Southsea | Portsmouth | Hampshire | PO4 9JE | 2005-08-30 | 4 | 1 | at all times | BUDDS FARM HAVANT WTW | Henderson Road | Solids Suspended 105 Degrees C | - | 400 | mg/l | 36.1 | Refuse containers (Wheelie bins / low risk commercial) | Hampshire East | Pre Market Reform | Pre Market Reform | Consent | -
13536 | 1 | Low Risk Consent | BIN THERE Specisalist Cleansing | - | 83 Henderson Road | Southsea | Portsmouth | Hampshire | PO4 9JE |  | 83 Henderson Road | Southsea | Portsmouth | Hampshire | PO4 9JE | 2005-08-30 | 4 | 1 | at all times | BUDDS FARM HAVANT WTW | Henderson Road | Solids Suspended 105C at pH7 | - | 400 | mg/l | 36.1 | Refuse containers (Wheelie bins / low risk commercial) | Hampshire East | Pre Market Reform | Pre Market Reform | Consent | -
13549 | 1 | Tier 2 Consent | Mr J Wood |  | 45 The Strand | Walmer | Deal | Kent | CT14 7DX | 45 | THE STRAND | - | DEAL | KE | CT14 7DX | 2004-11-18 | 5 | 1 | At all times | WEATHERLEES HILL A WTW | York Road | Chemical Oxygen Demand Shaken as 0 | - | 800 | mg/l | 15.2 | Laundering (Small-scale/Coin-Op) | Kent East | Launderettes: Launderettes process | Pre Market Reform | Consent | -
13549 | 1 | Tier 2 Consent | Mr J Wood |  | 45 The Strand | Walmer | Deal | Kent | CT14 7DX | 45 | THE STRAND | - | DEAL | KE | CT14 7DX | 2004-11-18 | 5 | 1 | At all times | WEATHERLEES HILL A WTW | York Road | Detergents Anionic | - | 20 | mg/l | 15.2 | Laundering (Small-scale/Coin-Op) | Kent East | Launderettes: Launderettes process | Pre Market Reform | Consent | -
13549 | 1 | Tier 2 Consent | Mr J Wood |  | 45 The Strand | Walmer | Deal | Kent | CT14 7DX | 45 | THE STRAND | - | DEAL | KE | CT14 7DX | 2004-11-18 | 5 | 1 | At all times | WEATHERLEES HILL A WTW | York Road | Detergents Non-Ionic | - | 20 | mg/l | 15.2 | Laundering (Small-scale/Coin-Op) | Kent East | Launderettes: Launderettes process | Pre Market Reform | Consent | -
13549 | 1 | Tier 2 Consent | Mr J Wood |  | 45 The Strand | Walmer | Deal | Kent | CT14 7DX | 45 | THE STRAND | - | DEAL | KE | CT14 7DX | 2004-11-18 | 5 | 1 | At all times | WEATHERLEES HILL A WTW | York Road | pH | 6 | 10 | pH Units | 15.2 | Laundering (Small-scale/Coin-Op) | Kent East | Launderettes: Launderettes process | Pre Market Reform | Consent | -
13549 | 1 | Tier 2 Consent | Mr J Wood |  | 45 The Strand | Walmer | Deal | Kent | CT14 7DX | 45 | THE STRAND | - | DEAL | KE | CT14 7DX | 2004-11-18 | 5 | 1 | At all times | WEATHERLEES HILL A WTW | York Road | Solids Suspended 105 Degrees C | - | 400 | mg/l | 15.2 | Laundering (Small-scale/Coin-Op) | Kent East | Launderettes: Launderettes process | Pre Market Reform | Consent | -
13549 | 1 | Tier 2 Consent | Mr J Wood |  | 45 The Strand | Walmer | Deal | Kent | CT14 7DX | 45 | THE STRAND | - | DEAL | KE | CT14 7DX | 2004-11-18 | 5 | 1 | At all times | WEATHERLEES HILL A WTW | York Road | Sulphate as S04 | - | 500 | mg/l | 15.2 | Laundering (Small-scale/Coin-Op) | Kent East | Launderettes: Launderettes process | Pre Market Reform | Consent | -
13551 | 1 | Tier 2 Consent | Brown And Mason Group Limited | Anson House | Schooner Court | Crossways Business Park | Dartford | Kent | DA2 6QQ | UNIT 5 | LYSANDER CLOSE | - | BROADSTAIRS | KE | CT10 2YJ | 2005-12-01 | 2 | 0.25 | 0800-1800 | WEATHERLEES HILL B (MGATE &amp; BSTAIRS) WTW | Lysander Close | Chemical Oxygen Demand Shaken as 0 | - | 800 | mg/l | 31.2 | Vehicle and plant washing (Low Impact) | Kent East | Vehicle Washing: General Wash process | Pre Market Reform | Consent | -
13551 | 1 | Tier 2 Consent | Brown And Mason Group Limited | Anson House | Schooner Court | Crossways Business Park | Dartford | Kent | DA2 6QQ | UNIT 5 | LYSANDER CLOSE | - | BROADSTAIRS | KE | CT10 2YJ | 2005-12-01 | 2 | 0.25 | 0800-1800 | WEATHERLEES HILL B (MGATE &amp; BSTAIRS) WTW | Lysander Close | Detergents Anionic | - | 20 | mg/l | 31.2 | Vehicle and plant washing (Low Impact) | Kent East | Vehicle Washing: General Wash process | Pre Market Reform | Consent | -
13551 | 1 | Tier 2 Consent | Brown And Mason Group Limited | Anson House | Schooner Court | Crossways Business Park | Dartford | Kent | DA2 6QQ | UNIT 5 | LYSANDER CLOSE | - | BROADSTAIRS | KE | CT10 2YJ | 2005-12-01 | 2 | 0.25 | 0800-1800 | WEATHERLEES HILL B (MGATE &amp; BSTAIRS) WTW | Lysander Close | Detergents Non-Ionic | - | 20 | mg/l | 31.2 | Vehicle and plant washing (Low Impact) | Kent East | Vehicle Washing: General Wash process | Pre Market Reform | Consent | -
13551 | 1 | Tier 2 Consent | Brown And Mason Group Limited | Anson House | Schooner Court | Crossways Business Park | Dartford | Kent | DA2 6QQ | UNIT 5 | LYSANDER CLOSE | - | BROADSTAIRS | KE | CT10 2YJ | 2005-12-01 | 2 | 0.25 | 0800-1800 | WEATHERLEES HILL B (MGATE &amp; BSTAIRS) WTW | Lysander Close | pH | 6 | 10 | pH Units | 31.2 | Vehicle and plant washing (Low Impact) | Kent East | Vehicle Washing: General Wash process | Pre Market Reform | Consent | -
13551 | 1 | Tier 2 Consent | Brown And Mason Group Limited | Anson House | Schooner Court | Crossways Business Park | Dartford | Kent | DA2 6QQ | UNIT 5 | LYSANDER CLOSE | - | BROADSTAIRS | KE | CT10 2YJ | 2005-12-01 | 2 | 0.25 | 0800-1800 | WEATHERLEES HILL B (MGATE &amp; BSTAIRS) WTW | Lysander Close | Solids Suspended 105 Degrees C | - | 400 | mg/l | 31.2 | Vehicle and plant washing (Low Impact) | Kent East | Vehicle Washing: General Wash process | Pre Market Reform | Consent | -
13551 | 1 | Tier 2 Consent | Brown And Mason Group Limited | Anson House | Schooner Court | Crossways Business Park | Dartford | Kent | DA2 6QQ | UNIT 5 | LYSANDER CLOSE | - | BROADSTAIRS | KE | CT10 2YJ | 2005-12-01 | 2 | 0.25 | 0800-1800 | WEATHERLEES HILL B (MGATE &amp; BSTAIRS) WTW | Lysander Close | Sulphate as S04 | - | 500 | mg/l | 31.2 | Vehicle and plant washing (Low Impact) | Kent East | Vehicle Washing: General Wash process | Pre Market Reform | Consent | -
13552 | 1 | Low Risk Consent | Warsash Sailing Club | - | Shore House | Shore Road | Warsash | Southampton | SO31 9FS |  | Lobster Quay | Shore Road | Warsash | HA | SO31 9FS | 2005-09-26 | 1 | 1 | 10:00 - 16:00 | PEEL COMMON WTW | Shore Road | Chemical Oxygen Demand Settled as 0 | - | 800 | mg/l | 31.3 | Vehicle and plant washing (Low Impact) | Hampshire East | Boat wash cleaning process | Pre Market Reform | Consent | -
13552 | 1 | Low Risk Consent | Warsash Sailing Club | - | Shore House | Shore Road | Warsash | Southampton | SO31 9FS |  | Lobster Quay | Shore Road | Warsash | HA | SO31 9FS | 2005-09-26 | 1 | 1 | 10:00 - 16:00 | PEEL COMMON WTW | Shore Road | Chemical Oxygen Demand Shaken as 0 | - | 800 | mg/l | 31.3 | Vehicle and plant washing (Low Impact) | Hampshire East | Boat wash cleaning process | Pre Market Reform | Consent | -
13552 | 1 | Low Risk Consent | Warsash Sailing Club | - | Shore House | Shore Road | Warsash | Southampton | SO31 9FS |  | Lobster Quay | Shore Road | Warsash | HA | SO31 9FS | 2005-09-26 | 1 | 1 | 10:00 - 16:00 | PEEL COMMON WTW | Shore Road | Solids Suspended 105 Degrees C | - | 400 | mg/l | 31.3 | Vehicle and plant washing (Low Impact) | Hampshire East | Boat wash cleaning process | Pre Market Reform | Consent | -
13552 | 1 | Low Risk Consent | Warsash Sailing Club | - | Shore House | Shore Road | Warsash | Southampton | SO31 9FS |  | Lobster Quay | Shore Road | Warsash | HA | SO31 9FS | 2005-09-26 | 1 | 1 | 10:00 - 16:00 | PEEL COMMON WTW | Shore Road | Solids Suspended 105C at pH7 | - | 400 | mg/l | 31.3 | Vehicle and plant washing (Low Impact) | Hampshire East | Boat wash cleaning process | Pre Market Reform | Consent | -
13553 | 2 | Tier 1 Consent | Sports And Leisure Management Ltd | 2 | Watling Drive | Sketchley Meadows | Hinckley | - | LE10 3EY | FAREHAM LEISURE CENTRE | PARK LANE | - | FAREHAM | HA | PO16 7JU | 2005-05-01 | 62 | 1.2 | At all times | PEEL COMMON WTW | Park Lane | Chemical Oxygen Demand Shaken as 0 | - | 2000 | mg/l | 32.1 | Leisure facilities | Hampshire East | Swimming pool Leisure Facilities | Swimming pool Leisure Facilities | Consent | SALTERNS LANE FAREHAM WPS
13553 | 2 | Tier 1 Consent | Sports And Leisure Management Ltd | 2 | Watling Drive | Sketchley Meadows | Hinckley | - | LE10 3EY | FAREHAM LEISURE CENTRE | PARK LANE | - | FAREHAM | HA | PO16 7JU | 2005-05-01 | 62 | 1.2 | At all times | PEEL COMMON WTW | Park Lane | pH | 6 | 10 | pH Units | 32.1 | Leisure facilities | Hampshire East | Swimming pool Leisure Facilities | Swimming pool Leisure Facilities | Consent | SALTERNS LANE FAREHAM WPS
13553 | 2 | Tier 1 Consent | Sports And Leisure Management Ltd | 2 | Watling Drive | Sketchley Meadows | Hinckley | - | LE10 3EY | FAREHAM LEISURE CENTRE | PARK LANE | - | FAREHAM | HA | PO16 7JU | 2005-05-01 | 62 | 1.2 | At all times | PEEL COMMON WTW | Park Lane | Solids Suspended 105 Degrees C | - | 500 | mg/l | 32.1 | Leisure facilities | Hampshire East | Swimming pool Leisure Facilities | Swimming pool Leisure Facilities | Consent | SALTERNS LANE FAREHAM WPS
13559 | 2 | Tier 2 Consent | Swadling Brassware Limited |  | Churchward Road | Yate | Bristol | Avon | BS37 5PL | 4 | AYSGARTH ROAD | - | WATERLOOVILLE | HA | PO7 7UG | 2005-10-13 | 16 | 1 | At all times | BUDDS FARM HAVANT WTW | Aysgarth Road | Chemical Oxygen Demand Shaken as 0 | - | 1000 | mg/l | 22.2 | Plating and metal finishing (Medium Impact) | Hampshire East | Metal finishing: Electroplating process | manufacturer of bathroom products | Consent | BRAMBLES FARM WATERLOOVILLE WPS
13559 | 2 | Tier 2 Consent | Swadling Brassware Limited |  | Churchward Road | Yate | Bristol | Avon | BS37 5PL | 4 | AYSGARTH ROAD | - | WATERLOOVILLE | HA | PO7 7UG | 2005-10-13 | 16 | 1 | At all times | BUDDS FARM HAVANT WTW | Aysgarth Road | Chromium Total mg/l | - | 5 | ug/l | 22.2 | Plating and metal finishing (Medium Impact) | Hampshire East | Metal finishing: Electroplating process | manufacturer of bathroom products | Consent | BRAMBLES FARM WATERLOOVILLE WPS
13559 | 2 | Tier 2 Consent | Swadling Brassware Limited |  | Churchward Road | Yate | Bristol | Avon | BS37 5PL | 4 | AYSGARTH ROAD | - | WATERLOOVILLE | HA | PO7 7UG | 2005-10-13 | 16 | 1 | At all times | BUDDS FARM HAVANT WTW | Aysgarth Road | Copper Total | - | 4 | ug/l | 22.2 | Plating and metal finishing (Medium Impact) | Hampshire East | Metal finishing: Electroplating process | manufacturer of bathroom products | Consent | BRAMBLES FARM WATERLOOVILLE WPS
13559 | 2 | Tier 2 Consent | Swadling Brassware Limited |  | Churchward Road | Yate | Bristol | Avon | BS37 5PL | 4 | AYSGARTH ROAD | - | WATERLOOVILLE | HA | PO7 7UG | 2005-10-13 | 16 | 1 | At all times | BUDDS FARM HAVANT WTW | Aysgarth Road | Lead Total | - | 1 | ug/l | 22.2 | Plating and metal finishing (Medium Impact) | Hampshire East | Metal finishing: Electroplating process | manufacturer of bathroom products | Consent | BRAMBLES FARM WATERLOOVILLE WPS
13559 | 2 | Tier 2 Consent | Swadling Brassware Limited |  | Churchward Road | Yate | Bristol | Avon | BS37 5PL | 4 | AYSGARTH ROAD | - | WATERLOOVILLE | HA | PO7 7UG | 2005-10-13 | 16 | 1 | At all times | BUDDS FARM HAVANT WTW | Aysgarth Road | Nickel Total | - | 3 | ug/l | 22.2 | Plating and metal finishing (Medium Impact) | Hampshire East | Metal finishing: Electroplating process | manufacturer of bathroom products | Consent | BRAMBLES FARM WATERLOOVILLE WPS
13559 | 2 | Tier 2 Consent | Swadling Brassware Limited |  | Churchward Road | Yate | Bristol | Avon | BS37 5PL | 4 | AYSGARTH ROAD | - | WATERLOOVILLE | HA | PO7 7UG | 2005-10-13 | 16 | 1 | At all times | BUDDS FARM HAVANT WTW | Aysgarth Road | pH | 6 | 10 | pH Units | 22.2 | Plating and metal finishing (Medium Impact) | Hampshire East | Metal finishing: Electroplating process | manufacturer of bathroom products | Consent | BRAMBLES FARM WATERLOOVILLE WPS
13559 | 2 | Tier 2 Consent | Swadling Brassware Limited |  | Churchward Road | Yate | Bristol | Avon | BS37 5PL | 4 | AYSGARTH ROAD | - | WATERLOOVILLE | HA | PO7 7UG | 2005-10-13 | 16 | 1 | At all times | BUDDS FARM HAVANT WTW | Aysgarth Road | Solids Suspended 105 Degrees C | - | 400 | mg/l | 22.2 | Plating and metal finishing (Medium Impact) | Hampshire East | Metal finishing: Electroplating process | manufacturer of bathroom products | Consent | BRAMBLES FARM WATERLOOVILLE WPS
13572 | 1 | Low Risk Consent | The Oak Bakery | 17 | London Road | - | St Leonards on Sea | East Sussex | TN37 6AJ | 17 | LONDON ROAD | - | ST LEONARDS-ON-SEA | SE | TN37 6AJ | 2005-10-25 | 0.079 | 1 | - | BEXHILL & HASTINGS WTW | LOndon Road | Chemical Oxygen Demand Settled as 0 | - | 800 | mg/l | 9.2 | Food processing - General | Sussex East | Pre Market Reform | Pre Market Reform | Consent | COOMBS HASTINGS WPS
13572 | 1 | Low Risk Consent | The Oak Bakery | 17 | London Road | - | St Leonards on Sea | East Sussex | TN37 6AJ | 17 | LONDON ROAD | - | ST LEONARDS-ON-SEA | SE | TN37 6AJ | 2005-10-25 | 0.079 | 1 | - | BEXHILL & HASTINGS WTW | LOndon Road | Chemical Oxygen Demand Shaken as 0 | - | 800 | mg/l | 9.2 | Food processing - General | Sussex East | Pre Market Reform | Pre Market Reform | Consent | COOMBS HASTINGS WPS
13572 | 1 | Low Risk Consent | The Oak Bakery | 17 | London Road | - | St Leonards on Sea | East Sussex | TN37 6AJ | 17 | LONDON ROAD | - | ST LEONARDS-ON-SEA | SE | TN37 6AJ | 2005-10-25 | 0.079 | 1 | - | BEXHILL & HASTINGS WTW | LOndon Road | Solids Suspended 105 Degrees C | - | 400 | mg/l | 9.2 | Food processing - General | Sussex East | Pre Market Reform | Pre Market Reform | Consent | COOMBS HASTINGS WPS
13572 | 1 | Low Risk Consent | The Oak Bakery | 17 | London Road | - | St Leonards on Sea | East Sussex | TN37 6AJ | 17 | LONDON ROAD | - | ST LEONARDS-ON-SEA | SE | TN37 6AJ | 2005-10-25 | 0.079 | 1 | - | BEXHILL & HASTINGS WTW | LOndon Road | Solids Suspended 105C at pH7 | - | 400 | mg/l | 9.2 | Food processing - General | Sussex East | Pre Market Reform | Pre Market Reform | Consent | COOMBS HASTINGS WPS
13573 | 3 | Tier 2 Consent | BAE Systems Surface Ships Limited | Warwick House | PO Box 87 | Farnborough Aerospace Centre | Farnborough | Hampshire | GU14 6YU | BROAD OAK WORKS | AIRPORT SERVICE ROAD | - | PORTSMOUTH | HA | PO3 5PQ | 2016-01-01 | 40 | 1 | At all times | BUDDS FARM HAVANT WTW | Anchorage Rd/Airport Services | Chemical Oxygen Demand Shaken as 0 | - | 1000 | mg/l | 22.2 | Plating and metal finishing (Medium Impact) | Hampshire East | Plating and metal finishing (Medium Impact) | Plating and metal finishing (Medium Impact) - Airplane parts/ MOD related | Consent | ACKWORTH ROAD HILSEA WPS
13573 | 3 | Tier 2 Consent | BAE Systems Surface Ships Limited | Warwick House | PO Box 87 | Farnborough Aerospace Centre | Farnborough | Hampshire | GU14 6YU | BROAD OAK WORKS | AIRPORT SERVICE ROAD | - | PORTSMOUTH | HA | PO3 5PQ | 2016-01-01 | 40 | 1 | At all times | BUDDS FARM HAVANT WTW | Anchorage Rd/Airport Services | Chromium Total mg/l | - | 3 | ug/l | 22.2 | Plating and metal finishing (Medium Impact) | Hampshire East | Plating and metal finishing (Medium Impact) | Plating and metal finishing (Medium Impact) - Airplane parts/ MOD related | Consent | ACKWORTH ROAD HILSEA WPS
13573 | 3 | Tier 2 Consent | BAE Systems Surface Ships Limited | Warwick House | PO Box 87 | Farnborough Aerospace Centre | Farnborough | Hampshire | GU14 6YU | BROAD OAK WORKS | AIRPORT SERVICE ROAD | - | PORTSMOUTH | HA | PO3 5PQ | 2016-01-01 | 40 | 1 | At all times | BUDDS FARM HAVANT WTW | Anchorage Rd/Airport Services | Copper Total | - | 4 | ug/l | 22.2 | Plating and metal finishing (Medium Impact) | Hampshire East | Plating and metal finishing (Medium Impact) | Plating and metal finishing (Medium Impact) - Airplane parts/ MOD related | Consent | ACKWORTH ROAD HILSEA WPS
13573 | 3 | Tier 2 Consent | BAE Systems Surface Ships Limited | Warwick House | PO Box 87 | Farnborough Aerospace Centre | Farnborough | Hampshire | GU14 6YU | BROAD OAK WORKS | AIRPORT SERVICE ROAD | - | PORTSMOUTH | HA | PO3 5PQ | 2016-01-01 | 40 | 1 | At all times | BUDDS FARM HAVANT WTW | Anchorage Rd/Airport Services | Cyanide Total as Cn | - | 2 | ug/l | 22.2 | Plating and metal finishing (Medium Impact) | Hampshire East | Plating and metal finishing (Medium Impact) | Plating and metal finishing (Medium Impact) - Airplane parts/ MOD related | Consent | ACKWORTH ROAD HILSEA WPS
13573 | 3 | Tier 2 Consent | BAE Systems Surface Ships Limited | Warwick House | PO Box 87 | Farnborough Aerospace Centre | Farnborough | Hampshire | GU14 6YU | BROAD OAK WORKS | AIRPORT SERVICE ROAD | - | PORTSMOUTH | HA | PO3 5PQ | 2016-01-01 | 40 | 1 | At all times | BUDDS FARM HAVANT WTW | Anchorage Rd/Airport Services | Iron Total | - | 30 | ug/l | 22.2 | Plating and metal finishing (Medium Impact) | Hampshire East | Plating and metal finishing (Medium Impact) | Plating and metal finishing (Medium Impact) - Airplane parts/ MOD related | Consent | ACKWORTH ROAD HILSEA WPS
13573 | 3 | Tier 2 Consent | BAE Systems Surface Ships Limited | Warwick House | PO Box 87 | Farnborough Aerospace Centre | Farnborough | Hampshire | GU14 6YU | BROAD OAK WORKS | AIRPORT SERVICE ROAD | - | PORTSMOUTH | HA | PO3 5PQ | 2016-01-01 | 40 | 1 | At all times | BUDDS FARM HAVANT WTW | Anchorage Rd/Airport Services | Nickel Total | - | 3 | ug/l | 22.2 | Plating and metal finishing (Medium Impact) | Hampshire East | Plating and metal finishing (Medium Impact) | Plating and metal finishing (Medium Impact) - Airplane parts/ MOD related | Consent | ACKWORTH ROAD HILSEA WPS
13573 | 3 | Tier 2 Consent | BAE Systems Surface Ships Limited | Warwick House | PO Box 87 | Farnborough Aerospace Centre | Farnborough | Hampshire | GU14 6YU | BROAD OAK WORKS | AIRPORT SERVICE ROAD | - | PORTSMOUTH | HA | PO3 5PQ | 2016-01-01 | 40 | 1 | At all times | BUDDS FARM HAVANT WTW | Anchorage Rd/Airport Services | Nitrogen Ammoniacal as N | - | 100 | mg/l | 22.2 | Plating and metal finishing (Medium Impact) | Hampshire East | Plating and metal finishing (Medium Impact) | Plating and metal finishing (Medium Impact) - Airplane parts/ MOD related | Consent | ACKWORTH ROAD HILSEA WPS
13573 | 3 | Tier 2 Consent | BAE Systems Surface Ships Limited | Warwick House | PO Box 87 | Farnborough Aerospace Centre | Farnborough | Hampshire | GU14 6YU | BROAD OAK WORKS | AIRPORT SERVICE ROAD | - | PORTSMOUTH | HA | PO3 5PQ | 2016-01-01 | 40 | 1 | At all times | BUDDS FARM HAVANT WTW | Anchorage Rd/Airport Services | pH | 6 | 10 | pH Units | 22.2 | Plating and metal finishing (Medium Impact) | Hampshire East | Plating and metal finishing (Medium Impact) | Plating and metal finishing (Medium Impact) - Airplane parts/ MOD related | Consent | ACKWORTH ROAD HILSEA WPS
13573 | 3 | Tier 2 Consent | BAE Systems Surface Ships Limited | Warwick House | PO Box 87 | Farnborough Aerospace Centre | Farnborough | Hampshire | GU14 6YU | BROAD OAK WORKS | AIRPORT SERVICE ROAD | - | PORTSMOUTH | HA | PO3 5PQ | 2016-01-01 | 40 | 1 | At all times | BUDDS FARM HAVANT WTW | Anchorage Rd/Airport Services | Solids Suspended 105 Degrees C | - | 100 | mg/l | 22.2 | Plating and metal finishing (Medium Impact) | Hampshire East | Plating and metal finishing (Medium Impact) | Plating and metal finishing (Medium Impact) - Airplane parts/ MOD related | Consent | ACKWORTH ROAD HILSEA WPS
13573 | 3 | Tier 2 Consent | BAE Systems Surface Ships Limited | Warwick House | PO Box 87 | Farnborough Aerospace Centre | Farnborough | Hampshire | GU14 6YU | BROAD OAK WORKS | AIRPORT SERVICE ROAD | - | PORTSMOUTH | HA | PO3 5PQ | 2016-01-01 | 40 | 1 | At all times | BUDDS FARM HAVANT WTW | Anchorage Rd/Airport Services | Tin Total | - | 1000 | ug/l | 22.2 | Plating and metal finishing (Medium Impact) | Hampshire East | Plating and metal finishing (Medium Impact) | Plating and metal finishing (Medium Impact) - Airplane parts/ MOD related | Consent | ACKWORTH ROAD HILSEA WPS
13573 | 3 | Tier 2 Consent | BAE Systems Surface Ships Limited | Warwick House | PO Box 87 | Farnborough Aerospace Centre | Farnborough | Hampshire | GU14 6YU | BROAD OAK WORKS | AIRPORT SERVICE ROAD | - | PORTSMOUTH | HA | PO3 5PQ | 2016-01-01 | 40 | 1 | At all times | BUDDS FARM HAVANT WTW | Anchorage Rd/Airport Services | Zinc Total mg/l | - | 2 | ug/l | 22.2 | Plating and metal finishing (Medium Impact) | Hampshire East | Plating and metal finishing (Medium Impact) | Plating and metal finishing (Medium Impact) - Airplane parts/ MOD related | Consent | ACKWORTH ROAD HILSEA WPS
13592 | 1 | Tier 2 Consent | Mrs S D Ward | - | 14 York Avenue | East Cowes | Isle of Wight | - | PO42 6QY | 14 | YORK AVENUE | - | EAST COWES | IW | PO32 6QY | 2005-12-09 | 5 | 1 | At all times | SANDOWN NEW WTW | York Avenue | Chemical Oxygen Demand Shaken as 0 | - | 1000 | mg/l | 15.2 | Laundering (Small-scale/Coin-Op) | Hampshire East | Waste water arising from the operation of a launderette. | Pre Market Reform | Consent | -
13592 | 1 | Tier 2 Consent | Mrs S D Ward | - | 14 York Avenue | East Cowes | Isle of Wight | - | PO42 6QY | 14 | YORK AVENUE | - | EAST COWES | IW | PO32 6QY | 2005-12-09 | 5 | 1 | At all times | SANDOWN NEW WTW | York Avenue | pH | 6 | 10 | pH Units | 15.2 | Laundering (Small-scale/Coin-Op) | Hampshire East | Waste water arising from the operation of a launderette. | Pre Market Reform | Consent | -
13592 | 1 | Tier 2 Consent | Mrs S D Ward | - | 14 York Avenue | East Cowes | Isle of Wight | - | PO42 6QY | 14 | YORK AVENUE | - | EAST COWES | IW | PO32 6QY | 2005-12-09 | 5 | 1 | At all times | SANDOWN NEW WTW | York Avenue | Solids Suspended 105 Degrees C | - | 400 | mg/l | 15.2 | Laundering (Small-scale/Coin-Op) | Hampshire East | Waste water arising from the operation of a launderette. | Pre Market Reform | Consent | -
13596 | 4 | Tier 1 Consent | David Wood Baking Limited |  | 1 Calverley Road | Oulton | Leeds | West Yorkshire | LS26 8JD | THE MILL HOUSE | DORSET ROAD |  | SHEERNESS | KE | ME12 1LP | 2006-01-01 | 90 | 5 | At all times | QUEENBOROUGH WTW | Public foul sewer situated in Dorset Road and connecting to Brielle Way Westminster Wastewater Pumping Station. | Chemical Oxygen Demand Shaken as 0 | - | 4500 | mg/l | 9.5 | Food processing - abbatoir/meat prep | Kent West | Cleaning of the factory floors and equipment used in the production of pastry products. | Pre Market Reform | Consent | -
13596 | 4 | Tier 1 Consent | David Wood Baking Limited |  | 1 Calverley Road | Oulton | Leeds | West Yorkshire | LS26 8JD | THE MILL HOUSE | DORSET ROAD |  | SHEERNESS | KE | ME12 1LP | 2006-01-01 | 90 | 5 | At all times | QUEENBOROUGH WTW | Public foul sewer situated in Dorset Road and connecting to Brielle Way Westminster Wastewater Pumping Station. | Nitrogen Ammoniacal as N | - | 35 | mg/l | 9.5 | Food processing - abbatoir/meat prep | Kent West | Cleaning of the factory floors and equipment used in the production of pastry products. | Pre Market Reform | Consent | -
13596 | 4 | Tier 1 Consent | David Wood Baking Limited |  | 1 Calverley Road | Oulton | Leeds | West Yorkshire | LS26 8JD | THE MILL HOUSE | DORSET ROAD |  | SHEERNESS | KE | ME12 1LP | 2006-01-01 | 90 | 5 | At all times | QUEENBOROUGH WTW | Public foul sewer situated in Dorset Road and connecting to Brielle Way Westminster Wastewater Pumping Station. | Oil and Grease | - | 200 | mg/l | 9.5 | Food processing - abbatoir/meat prep | Kent West | Cleaning of the factory floors and equipment used in the production of pastry products. | Pre Market Reform | Consent | -
13596 | 4 | Tier 1 Consent | David Wood Baking Limited |  | 1 Calverley Road | Oulton | Leeds | West Yorkshire | LS26 8JD | THE MILL HOUSE | DORSET ROAD |  | SHEERNESS | KE | ME12 1LP | 2006-01-01 | 90 | 5 | At all times | QUEENBOROUGH WTW | Public foul sewer situated in Dorset Road and connecting to Brielle Way Westminster Wastewater Pumping Station. | pH | 6 | 10 | pH Units | 9.5 | Food processing - abbatoir/meat prep | Kent West | Cleaning of the factory floors and equipment used in the production of pastry products. | Pre Market Reform | Consent | -
13596 | 4 | Tier 1 Consent | David Wood Baking Limited |  | 1 Calverley Road | Oulton | Leeds | West Yorkshire | LS26 8JD | THE MILL HOUSE | DORSET ROAD |  | SHEERNESS | KE | ME12 1LP | 2006-01-01 | 90 | 5 | At all times | QUEENBOROUGH WTW | Public foul sewer situated in Dorset Road and connecting to Brielle Way Westminster Wastewater Pumping Station. | Solids Suspended 105 Degrees C | - | 1200 | mg/l | 9.5 | Food processing - abbatoir/meat prep | Kent West | Cleaning of the factory floors and equipment used in the production of pastry products. | Pre Market Reform | Consent | -
13596 | 4 | Tier 1 Consent | David Wood Baking Limited |  | 1 Calverley Road | Oulton | Leeds | West Yorkshire | LS26 8JD | THE MILL HOUSE | DORSET ROAD |  | SHEERNESS | KE | ME12 1LP | 2006-01-01 | 90 | 5 | At all times | QUEENBOROUGH WTW | Public foul sewer situated in Dorset Road and connecting to Brielle Way Westminster Wastewater Pumping Station. | Sulphate as S04 | - | 500 | mg/l | 9.5 | Food processing - abbatoir/meat prep | Kent West | Cleaning of the factory floors and equipment used in the production of pastry products. | Pre Market Reform | Consent | -
13598 | 2 | Tier 2 Consent | Serco Leisure Operating Limited | Serco House | Bartley Way | Bartley Wood Business Park | Hook | Hants | RG27 9UY | SHEERNESS SWMG POOL | NO STREET | - | SHEERNESS | KE | ME12 1RF | 2005-11-01 | 45 | 6 | At all times | QUEENBOROUGH WTW | The Broadway | Chemical Oxygen Demand Shaken as 0 | - | 800 | mg/l | 32.1 | Leisure facilities | Kent West | Swimming Pools: Commercial Swimming Pools process | Pre Market Reform | Consent | -
13598 | 2 | Tier 2 Consent | Serco Leisure Operating Limited | Serco House | Bartley Way | Bartley Wood Business Park | Hook | Hants | RG27 9UY | SHEERNESS SWMG POOL | NO STREET | - | SHEERNESS | KE | ME12 1RF | 2005-11-01 | 45 | 6 | At all times | QUEENBOROUGH WTW | The Broadway | pH | 5 | 10 | pH Units | 32.1 | Leisure facilities | Kent West | Swimming Pools: Commercial Swimming Pools process | Pre Market Reform | Consent | -
13598 | 2 | Tier 2 Consent | Serco Leisure Operating Limited | Serco House | Bartley Way | Bartley Wood Business Park | Hook | Hants | RG27 9UY | SHEERNESS SWMG POOL | NO STREET | - | SHEERNESS | KE | ME12 1RF | 2005-11-01 | 45 | 6 | At all times | QUEENBOROUGH WTW | The Broadway | Solids Suspended 105 Degrees C | - | 400 | mg/l | 32.1 | Leisure facilities | Kent West | Swimming Pools: Commercial Swimming Pools process | Pre Market Reform | Consent | -
13605 | 1 | Low Risk Consent | Rafferty Newman (Machinery) Limited | Unit 4 | Bedford Road | - | Petersfield | Hampshire | GU32 3LJ | UNIT 4 | BEDFORD ROAD | - | PETERSFIELD | HA | GU32 3LJ | 2006-01-05 | 1 | 1 | 0830 - 1730 | PETERSFIELD WTW | Bedford Road | Chemical Oxygen Demand Settled as 0 | - | 800 | mg/l | 31.3 | Vehicle and plant washing (Low Impact) | Hampshire East | Plant wash bay | Pre Market Reform | Consent | -
13605 | 1 | Low Risk Consent | Rafferty Newman (Machinery) Limited | Unit 4 | Bedford Road | - | Petersfield | Hampshire | GU32 3LJ | UNIT 4 | BEDFORD ROAD | - | PETERSFIELD | HA | GU32 3LJ | 2006-01-05 | 1 | 1 | 0830 - 1730 | PETERSFIELD WTW | Bedford Road | Chemical Oxygen Demand Shaken as 0 | - | 800 | mg/l | 31.3 | Vehicle and plant washing (Low Impact) | Hampshire East | Plant wash bay | Pre Market Reform | Consent | -
13605 | 1 | Low Risk Consent | Rafferty Newman (Machinery) Limited | Unit 4 | Bedford Road | - | Petersfield | Hampshire | GU32 3LJ | UNIT 4 | BEDFORD ROAD | - | PETERSFIELD | HA | GU32 3LJ | 2006-01-05 | 1 | 1 | 0830 - 1730 | PETERSFIELD WTW | Bedford Road | Solids Suspended 105 Degrees C | - | 400 | mg/l | 31.3 | Vehicle and plant washing (Low Impact) | Hampshire East | Plant wash bay | Pre Market Reform | Consent | -
13605 | 1 | Low Risk Consent | Rafferty Newman (Machinery) Limited | Unit 4 | Bedford Road | - | Petersfield | Hampshire | GU32 3LJ | UNIT 4 | BEDFORD ROAD | - | PETERSFIELD | HA | GU32 3LJ | 2006-01-05 | 1 | 1 | 0830 - 1730 | PETERSFIELD WTW | Bedford Road | Solids Suspended 105C at pH7 | - | 400 | mg/l | 31.3 | Vehicle and plant washing (Low Impact) | Hampshire East | Plant wash bay | Pre Market Reform | Consent | -
13620 | 1 | Tier 2 Consent | Coopervision Manufacturing Limited | Delta Park | Concorde Way | Segensworth North | Fareham | Hampshire | PO15 5RL | Unit 1 | SCHOOL LANE |  | Chandlers Ford | HA | SO53 4LY | 2013-07-18 | 10 | 0.5 | At all times | CHICKENHALL EASTLEIGH WTW | School Lane | Chemical Oxygen Demand Shaken as 0 | - | 800 | mg/l | 4.3 | Medical equipment manufacture | Hampshire West | Contact Lens Washing process. | Pre Market Reform | Consent | Pre Market Reform
13620 | 1 | Tier 2 Consent | Coopervision Manufacturing Limited | Delta Park | Concorde Way | Segensworth North | Fareham | Hampshire | PO15 5RL | Unit 1 | SCHOOL LANE |  | Chandlers Ford | HA | SO53 4LY | 2013-07-18 | 10 | 0.5 | At all times | CHICKENHALL EASTLEIGH WTW | School Lane | Chloride | - | 200 | mg/l | 4.3 | Medical equipment manufacture | Hampshire West | Contact Lens Washing process. | Pre Market Reform | Consent | Pre Market Reform
13620 | 1 | Tier 2 Consent | Coopervision Manufacturing Limited | Delta Park | Concorde Way | Segensworth North | Fareham | Hampshire | PO15 5RL | Unit 1 | SCHOOL LANE |  | Chandlers Ford | HA | SO53 4LY | 2013-07-18 | 10 | 0.5 | At all times | CHICKENHALL EASTLEIGH WTW | School Lane | Solids Suspended 105 Degrees C | - | 400 | mg/l | 4.3 | Medical equipment manufacture | Hampshire West | Contact Lens Washing process. | Pre Market Reform | Consent | Pre Market Reform
13620 | 1 | Tier 2 Consent | Coopervision Manufacturing Limited | Delta Park | Concorde Way | Segensworth North | Fareham | Hampshire | PO15 5RL | Unit 1 | SCHOOL LANE |  | Chandlers Ford | HA | SO53 4LY | 2013-07-18 | 10 | 0.5 | At all times | CHICKENHALL EASTLEIGH WTW | School Lane | Sulphate as S04 | - | 100 | mg/l | 4.3 | Medical equipment manufacture | Hampshire West | Contact Lens Washing process. | Pre Market Reform | Consent | Pre Market Reform
13623 | 1 | Low Risk Consent | Glendale Grounds Management Limited | The Stables Duxbury Park | Duxbury Hall Road | - | Chorley | - | PR7 4AT | Portsmouth Golf Course | Crookhorn Lane | - | Waterlooville | Hants | PO7 5QL | 2006-01-27 | 4 | 1 | - | BUDDS FARM HAVANT WTW | - | Chemical Oxygen Demand Settled as 0 | - | 800 | mg/l | 31.3 | Vehicle and plant washing (Low Impact) | Hampshire East | Pre Market Reform | Pre Market Reform | Consent | -
13623 | 1 | Low Risk Consent | Glendale Grounds Management Limited | The Stables Duxbury Park | Duxbury Hall Road | - | Chorley | - | PR7 4AT | Portsmouth Golf Course | Crookhorn Lane | - | Waterlooville | Hants | PO7 5QL | 2006-01-27 | 4 | 1 | - | BUDDS FARM HAVANT WTW | - | Chemical Oxygen Demand Shaken as 0 | - | 800 | mg/l | 31.3 | Vehicle and plant washing (Low Impact) | Hampshire East | Pre Market Reform | Pre Market Reform | Consent | -
13623 | 1 | Low Risk Consent | Glendale Grounds Management Limited | The Stables Duxbury Park | Duxbury Hall Road | - | Chorley | - | PR7 4AT | Portsmouth Golf Course | Crookhorn Lane | - | Waterlooville | Hants | PO7 5QL | 2006-01-27 | 4 | 1 | - | BUDDS FARM HAVANT WTW | - | Solids Suspended 105 Degrees C | - | 400 | mg/l | 31.3 | Vehicle and plant washing (Low Impact) | Hampshire East | Pre Market Reform | Pre Market Reform | Consent | -
13623 | 1 | Low Risk Consent | Glendale Grounds Management Limited | The Stables Duxbury Park | Duxbury Hall Road | - | Chorley | - | PR7 4AT | Portsmouth Golf Course | Crookhorn Lane | - | Waterlooville | Hants | PO7 5QL | 2006-01-27 | 4 | 1 | - | BUDDS FARM HAVANT WTW | - | Solids Suspended 105C at pH7 | - | 400 | mg/l | 31.3 | Vehicle and plant washing (Low Impact) | Hampshire East | Pre Market Reform | Pre Market Reform | Consent | -
13625 | 1 | Tier 2 Consent | Prysmian Cables & Systems Limited | - | Chickenhall Lane | - | Eastleigh | Hampshire | SO50 6YU | PIRELLI CABLES LTD | CHICKENHALL LANE | - | EASTLEIGH | HA | SO50 6YU | 2005-04-01 | 24 | 6 | At all times | CHICKENHALL EASTLEIGH WTW | Chickenhall Lane | Chemical Oxygen Demand Shaken as 0 | - | 800 | mg/l | 39.3 | Cooling tower bleed | Hampshire West | the cable cooling - extrusion process | Pre Market Reform | Consent | -
13625 | 1 | Tier 2 Consent | Prysmian Cables & Systems Limited | - | Chickenhall Lane | - | Eastleigh | Hampshire | SO50 6YU | PIRELLI CABLES LTD | CHICKENHALL LANE | - | EASTLEIGH | HA | SO50 6YU | 2005-04-01 | 24 | 6 | At all times | CHICKENHALL EASTLEIGH WTW | Chickenhall Lane | Nitrogen Ammoniacal as N | - | 35 | mg/l | 39.3 | Cooling tower bleed | Hampshire West | the cable cooling - extrusion process | Pre Market Reform | Consent | -
13625 | 1 | Tier 2 Consent | Prysmian Cables & Systems Limited | - | Chickenhall Lane | - | Eastleigh | Hampshire | SO50 6YU | PIRELLI CABLES LTD | CHICKENHALL LANE | - | EASTLEIGH | HA | SO50 6YU | 2005-04-01 | 24 | 6 | At all times | CHICKENHALL EASTLEIGH WTW | Chickenhall Lane | pH | 6 | 10 | pH Units | 39.3 | Cooling tower bleed | Hampshire West | the cable cooling - extrusion process | Pre Market Reform | Consent | -
13625 | 1 | Tier 2 Consent | Prysmian Cables & Systems Limited | - | Chickenhall Lane | - | Eastleigh | Hampshire | SO50 6YU | PIRELLI CABLES LTD | CHICKENHALL LANE | - | EASTLEIGH | HA | SO50 6YU | 2005-04-01 | 24 | 6 | At all times | CHICKENHALL EASTLEIGH WTW | Chickenhall Lane | Solids Suspended 105 Degrees C | - | 400 | mg/l | 39.3 | Cooling tower bleed | Hampshire West | the cable cooling - extrusion process | Pre Market Reform | Consent | -
13627 | 1 | Low Risk Consent | Prysmian Cables & Systems Limited | - | Chickenhall Lane | - | Eastleigh | Hampshire | SO50 6YU | PIRELLI CABLES LTD | CHICKENHALL LANE | - | EASTLEIGH | HA | SO50 6YU | 2005-04-01 | 4 | 0.1 | At all times | CHICKENHALL EASTLEIGH WTW | Chickenhall Lane | Chemical Oxygen Demand Shaken as 0 | - | 400 | mg/l | 39.2 | Boiler blowdown | Hampshire West | Boiler blowdown process | Pre Market Reform | Consent | -
13627 | 1 | Low Risk Consent | Prysmian Cables & Systems Limited | - | Chickenhall Lane | - | Eastleigh | Hampshire | SO50 6YU | PIRELLI CABLES LTD | CHICKENHALL LANE | - | EASTLEIGH | HA | SO50 6YU | 2005-04-01 | 4 | 0.1 | At all times | CHICKENHALL EASTLEIGH WTW | Chickenhall Lane | Oil and Grease | - | 200 | mg/l | 39.2 | Boiler blowdown | Hampshire West | Boiler blowdown process | Pre Market Reform | Consent | -
13627 | 1 | Low Risk Consent | Prysmian Cables & Systems Limited | - | Chickenhall Lane | - | Eastleigh | Hampshire | SO50 6YU | PIRELLI CABLES LTD | CHICKENHALL LANE | - | EASTLEIGH | HA | SO50 6YU | 2005-04-01 | 4 | 0.1 | At all times | CHICKENHALL EASTLEIGH WTW | Chickenhall Lane | pH | 6 | 10 | pH Units | 39.2 | Boiler blowdown | Hampshire West | Boiler blowdown process | Pre Market Reform | Consent | -
13627 | 1 | Low Risk Consent | Prysmian Cables & Systems Limited | - | Chickenhall Lane | - | Eastleigh | Hampshire | SO50 6YU | PIRELLI CABLES LTD | CHICKENHALL LANE | - | EASTLEIGH | HA | SO50 6YU | 2005-04-01 | 4 | 0.1 | At all times | CHICKENHALL EASTLEIGH WTW | Chickenhall Lane | Solids Suspended 105 Degrees C | - | 200 | mg/l | 39.2 | Boiler blowdown | Hampshire West | Boiler blowdown process | Pre Market Reform | Consent | -
13640 | 1 | Low Risk Consent | Biffa Municipal Limited | - | Coronation Road | Cressex | High Wycombe | Buckinghamshire | HP12 3TZ | HARWOOD RD DEPOT(CAR PARKS DEPT) | HARWOOD ROAD | - | LITTLEHAMPTON | SW | BN17 7AU | 2006-02-17 | 1 | 0.3 | at all times | FORD WTW | Harwood Road | Chemical Oxygen Demand Settled as 0 | - | 800 | mg/l | 31.2 | Vehicle and plant washing (Low Impact) | Sussex West | Pre Market Reform | Pre Market Reform | Consent | -
13640 | 1 | Low Risk Consent | Biffa Municipal Limited | - | Coronation Road | Cressex | High Wycombe | Buckinghamshire | HP12 3TZ | HARWOOD RD DEPOT(CAR PARKS DEPT) | HARWOOD ROAD | - | LITTLEHAMPTON | SW | BN17 7AU | 2006-02-17 | 1 | 0.3 | at all times | FORD WTW | Harwood Road | Chemical Oxygen Demand Shaken as 0 | - | 800 | mg/l | 31.2 | Vehicle and plant washing (Low Impact) | Sussex West | Pre Market Reform | Pre Market Reform | Consent | -
13640 | 1 | Low Risk Consent | Biffa Municipal Limited | - | Coronation Road | Cressex | High Wycombe | Buckinghamshire | HP12 3TZ | HARWOOD RD DEPOT(CAR PARKS DEPT) | HARWOOD ROAD | - | LITTLEHAMPTON | SW | BN17 7AU | 2006-02-17 | 1 | 0.3 | at all times | FORD WTW | Harwood Road | Solids Suspended 105 Degrees C | - | 400 | mg/l | 31.2 | Vehicle and plant washing (Low Impact) | Sussex West | Pre Market Reform | Pre Market Reform | Consent | -
13640 | 1 | Low Risk Consent | Biffa Municipal Limited | - | Coronation Road | Cressex | High Wycombe | Buckinghamshire | HP12 3TZ | HARWOOD RD DEPOT(CAR PARKS DEPT) | HARWOOD ROAD | - | LITTLEHAMPTON | SW | BN17 7AU | 2006-02-17 | 1 | 0.3 | at all times | FORD WTW | Harwood Road | Solids Suspended 105C at pH7 | - | 400 | mg/l | 31.2 | Vehicle and plant washing (Low Impact) | Sussex West | Pre Market Reform | Pre Market Reform | Consent | -
13641 | 1 | Low Risk Consent | Marshalls Mono Limited | Landscape House | Premier Way | Lowfields Business Park | Elland | West Yorkshire | HX5 9HT | MARSHALLS MONO LTD | CASTLE ROAD | - | SITTINGBOURNE | KE | ME10 3NB | 2006-02-23 | 2.5 | 0 |  | SITTINGBOURNE WTW |  | Chemical Oxygen Demand Settled as 0 | - | 800 | mg/l | 31.3 | Vehicle and plant washing (Low Impact) | Kent West | Pre Market Reform | Pre Market Reform | Consent | -
13641 | 1 | Low Risk Consent | Marshalls Mono Limited | Landscape House | Premier Way | Lowfields Business Park | Elland | West Yorkshire | HX5 9HT | MARSHALLS MONO LTD | CASTLE ROAD | - | SITTINGBOURNE | KE | ME10 3NB | 2006-02-23 | 2.5 | 0 |  | SITTINGBOURNE WTW |  | Chemical Oxygen Demand Shaken as 0 | - | 800 | mg/l | 31.3 | Vehicle and plant washing (Low Impact) | Kent West | Pre Market Reform | Pre Market Reform | Consent | -
13641 | 1 | Low Risk Consent | Marshalls Mono Limited | Landscape House | Premier Way | Lowfields Business Park | Elland | West Yorkshire | HX5 9HT | MARSHALLS MONO LTD | CASTLE ROAD | - | SITTINGBOURNE | KE | ME10 3NB | 2006-02-23 | 2.5 | 0 |  | SITTINGBOURNE WTW |  | Solids Suspended 105 Degrees C | - | 400 | mg/l | 31.3 | Vehicle and plant washing (Low Impact) | Kent West | Pre Market Reform | Pre Market Reform | Consent | -
13641 | 1 | Low Risk Consent | Marshalls Mono Limited | Landscape House | Premier Way | Lowfields Business Park | Elland | West Yorkshire | HX5 9HT | MARSHALLS MONO LTD | CASTLE ROAD | - | SITTINGBOURNE | KE | ME10 3NB | 2006-02-23 | 2.5 | 0 |  | SITTINGBOURNE WTW |  | Solids Suspended 105C at pH7 | - | 400 | mg/l | 31.3 | Vehicle and plant washing (Low Impact) | Kent West | Pre Market Reform | Pre Market Reform | Consent | -
13643 | 1 | Low Risk Consent | Snows Business Holdings Limited | Snows House | Second Avenue | Millbrook | Southampton | Hampshire | SO15 0BT |  | 1 Botley Road | Hedge End | SOUTHAMPTON | HA | SO30 2RA | 2006-02-24 | 1 | 1 | 0800 - 1730 | PEEL COMMON WTW | Botley Road | Chemical Oxygen Demand Settled as 0 | - | 800 | mg/l | 31.3 | Vehicle and plant washing (Low Impact) | Hampshire East | Car washdown bay | Pre Market Reform | Consent | -
13643 | 1 | Low Risk Consent | Snows Business Holdings Limited | Snows House | Second Avenue | Millbrook | Southampton | Hampshire | SO15 0BT |  | 1 Botley Road | Hedge End | SOUTHAMPTON | HA | SO30 2RA | 2006-02-24 | 1 | 1 | 0800 - 1730 | PEEL COMMON WTW | Botley Road | Chemical Oxygen Demand Shaken as 0 | - | 800 | mg/l | 31.3 | Vehicle and plant washing (Low Impact) | Hampshire East | Car washdown bay | Pre Market Reform | Consent | -
13643 | 1 | Low Risk Consent | Snows Business Holdings Limited | Snows House | Second Avenue | Millbrook | Southampton | Hampshire | SO15 0BT |  | 1 Botley Road | Hedge End | SOUTHAMPTON | HA | SO30 2RA | 2006-02-24 | 1 | 1 | 0800 - 1730 | PEEL COMMON WTW | Botley Road | Solids Suspended 105 Degrees C | - | 400 | mg/l | 31.3 | Vehicle and plant washing (Low Impact) | Hampshire East | Car washdown bay | Pre Market Reform | Consent | -
13643 | 1 | Low Risk Consent | Snows Business Holdings Limited | Snows House | Second Avenue | Millbrook | Southampton | Hampshire | SO15 0BT |  | 1 Botley Road | Hedge End | SOUTHAMPTON | HA | SO30 2RA | 2006-02-24 | 1 | 1 | 0800 - 1730 | PEEL COMMON WTW | Botley Road | Solids Suspended 105C at pH7 | - | 400 | mg/l | 31.3 | Vehicle and plant washing (Low Impact) | Hampshire East | Car washdown bay | Pre Market Reform | Consent | -
13645 | 1 | Low Risk Consent | Southampton City Council | Re: Red Lodge School | Marlands House | Civic Centre Road | Southampton | Hampshire | SO14 7LT | Red Lodge School | Pope Consulting Ltd | Vermont Close | Southampton | - | SO16 7LT | 2006-02-27 | 1 | 3 | 08:30 - 16:00 | MILLBROOK WTW | Vermont Close | Chemical Oxygen Demand Settled as 0 | - | 800 | mg/l | 32.1 | Leisure facilities | Hampshire West | Pre Market Reform | Pre Market Reform | Consent | -
13645 | 1 | Low Risk Consent | Southampton City Council | Re: Red Lodge School | Marlands House | Civic Centre Road | Southampton | Hampshire | SO14 7LT | Red Lodge School | Pope Consulting Ltd | Vermont Close | Southampton | - | SO16 7LT | 2006-02-27 | 1 | 3 | 08:30 - 16:00 | MILLBROOK WTW | Vermont Close | Chemical Oxygen Demand Shaken as 0 | - | 800 | mg/l | 32.1 | Leisure facilities | Hampshire West | Pre Market Reform | Pre Market Reform | Consent | -
13645 | 1 | Low Risk Consent | Southampton City Council | Re: Red Lodge School | Marlands House | Civic Centre Road | Southampton | Hampshire | SO14 7LT | Red Lodge School | Pope Consulting Ltd | Vermont Close | Southampton | - | SO16 7LT | 2006-02-27 | 1 | 3 | 08:30 - 16:00 | MILLBROOK WTW | Vermont Close | Solids Suspended 105 Degrees C | - | 400 | mg/l | 32.1 | Leisure facilities | Hampshire West | Pre Market Reform | Pre Market Reform | Consent | -
13645 | 1 | Low Risk Consent | Southampton City Council | Re: Red Lodge School | Marlands House | Civic Centre Road | Southampton | Hampshire | SO14 7LT | Red Lodge School | Pope Consulting Ltd | Vermont Close | Southampton | - | SO16 7LT | 2006-02-27 | 1 | 3 | 08:30 - 16:00 | MILLBROOK WTW | Vermont Close | Solids Suspended 105C at pH7 | - | 400 | mg/l | 32.1 | Leisure facilities | Hampshire West | Pre Market Reform | Pre Market Reform | Consent | -
13651 | 1 | Tier 2 Consent | Brett Concrete Limited | Robert Brett House | Ashford Road |  | Canterbury | Kent | CT4 7PP | 4 | BRETT DRIVE | - | BEXHILL | SE | TN40 2JP | 2006-03-01 | 12.5 | 1.5 | at all times | BEXHILL & HASTINGS WTW | Brett Drive | Chemical Oxygen Demand Shaken as 0 | - | 800 | mg/l | 3.2 | Concrete batching yard | Sussex East | Miscellaneous: Concrete Production process | Pre Market Reform | Consent | Pre Market Reform
13651 | 1 | Tier 2 Consent | Brett Concrete Limited | Robert Brett House | Ashford Road |  | Canterbury | Kent | CT4 7PP | 4 | BRETT DRIVE | - | BEXHILL | SE | TN40 2JP | 2006-03-01 | 12.5 | 1.5 | at all times | BEXHILL & HASTINGS WTW | Brett Drive | pH | 6 | 11 | pH Units | 3.2 | Concrete batching yard | Sussex East | Miscellaneous: Concrete Production process | Pre Market Reform | Consent | Pre Market Reform
13651 | 1 | Tier 2 Consent | Brett Concrete Limited | Robert Brett House | Ashford Road |  | Canterbury | Kent | CT4 7PP | 4 | BRETT DRIVE | - | BEXHILL | SE | TN40 2JP | 2006-03-01 | 12.5 | 1.5 | at all times | BEXHILL & HASTINGS WTW | Brett Drive | Solids Suspended 105 Degrees C | - | 400 | mg/l | 3.2 | Concrete batching yard | Sussex East | Miscellaneous: Concrete Production process | Pre Market Reform | Consent | Pre Market Reform
13651 | 1 | Tier 2 Consent | Brett Concrete Limited | Robert Brett House | Ashford Road |  | Canterbury | Kent | CT4 7PP | 4 | BRETT DRIVE | - | BEXHILL | SE | TN40 2JP | 2006-03-01 | 12.5 | 1.5 | at all times | BEXHILL & HASTINGS WTW | Brett Drive | Sulphate as S04 | - | 500 | mg/l | 3.2 | Concrete batching yard | Sussex East | Miscellaneous: Concrete Production process | Pre Market Reform | Consent | Pre Market Reform
13652 | 1 | Low Risk Consent | Roche Diagnostics Limited | Roche House | Charles Avenue | - | Burgess Hill | West Sussex | RH15 9RY |  | Charles Avenue | - | Burgess Hill | West Sussex | RH15 9RY | 2006-03-07 | 1.2 | 0.5 | at all times | GODDARDS GREEN WTW | Charles Avenue | Chemical Oxygen Demand Settled as 0 | - | 800 | mg/l | 38.2 | Laboratory and research activities (Low Impact) | Sussex West | Pre Market Reform | Pre Market Reform | Consent | MALTHOUSE LANE BURGESS HILL WPS
13652 | 1 | Low Risk Consent | Roche Diagnostics Limited | Roche House | Charles Avenue | - | Burgess Hill | West Sussex | RH15 9RY |  | Charles Avenue | - | Burgess Hill | West Sussex | RH15 9RY | 2006-03-07 | 1.2 | 0.5 | at all times | GODDARDS GREEN WTW | Charles Avenue | Chemical Oxygen Demand Shaken as 0 | - | 800 | mg/l | 38.2 | Laboratory and research activities (Low Impact) | Sussex West | Pre Market Reform | Pre Market Reform | Consent | MALTHOUSE LANE BURGESS HILL WPS
13652 | 1 | Low Risk Consent | Roche Diagnostics Limited | Roche House | Charles Avenue | - | Burgess Hill | West Sussex | RH15 9RY |  | Charles Avenue | - | Burgess Hill | West Sussex | RH15 9RY | 2006-03-07 | 1.2 | 0.5 | at all times | GODDARDS GREEN WTW | Charles Avenue | Solids Suspended 105 Degrees C | - | 400 | mg/l | 38.2 | Laboratory and research activities (Low Impact) | Sussex West | Pre Market Reform | Pre Market Reform | Consent | MALTHOUSE LANE BURGESS HILL WPS
13652 | 1 | Low Risk Consent | Roche Diagnostics Limited | Roche House | Charles Avenue | - | Burgess Hill | West Sussex | RH15 9RY |  | Charles Avenue | - | Burgess Hill | West Sussex | RH15 9RY | 2006-03-07 | 1.2 | 0.5 | at all times | GODDARDS GREEN WTW | Charles Avenue | Solids Suspended 105C at pH7 | - | 400 | mg/l | 38.2 | Laboratory and research activities (Low Impact) | Sussex West | Pre Market Reform | Pre Market Reform | Consent | MALTHOUSE LANE BURGESS HILL WPS
13654 | 1 | Low Risk Consent | Freeman Brothers | 9 | North Parade | - | Horsham | West Sussex | RH12 2BP | 9 | NORTH PARADE | - | HORSHAM | SW | RH12 2BP | 2006-03-13 | 0.5 | 0.1 | at all times | HORSHAM NEW WTW | North Parade | Chemical Oxygen Demand Settled as 0 | - | 800 | mg/l | 42.1 | Funeral Directors and Morticians (High Impact) | Sussex West | Pre Market Reform | Pre Market Reform | Consent | -
13654 | 1 | Low Risk Consent | Freeman Brothers | 9 | North Parade | - | Horsham | West Sussex | RH12 2BP | 9 | NORTH PARADE | - | HORSHAM | SW | RH12 2BP | 2006-03-13 | 0.5 | 0.1 | at all times | HORSHAM NEW WTW | North Parade | Chemical Oxygen Demand Shaken as 0 | - | 800 | mg/l | 42.1 | Funeral Directors and Morticians (High Impact) | Sussex West | Pre Market Reform | Pre Market Reform | Consent | -
13654 | 1 | Low Risk Consent | Freeman Brothers | 9 | North Parade | - | Horsham | West Sussex | RH12 2BP | 9 | NORTH PARADE | - | HORSHAM | SW | RH12 2BP | 2006-03-13 | 0.5 | 0.1 | at all times | HORSHAM NEW WTW | North Parade | Solids Suspended 105 Degrees C | - | 400 | mg/l | 42.1 | Funeral Directors and Morticians (High Impact) | Sussex West | Pre Market Reform | Pre Market Reform | Consent | -
13654 | 1 | Low Risk Consent | Freeman Brothers | 9 | North Parade | - | Horsham | West Sussex | RH12 2BP | 9 | NORTH PARADE | - | HORSHAM | SW | RH12 2BP | 2006-03-13 | 0.5 | 0.1 | at all times | HORSHAM NEW WTW | North Parade | Solids Suspended 105C at pH7 | - | 400 | mg/l | 42.1 | Funeral Directors and Morticians (High Impact) | Sussex West | Pre Market Reform | Pre Market Reform | Consent | -
13658 | 2 | Tier 1 Consent | European Metal Recycling Limited | Sirius House | Delta Crescent Westbrook | - | Warrington | Cheshire | WA5 7NS | EMR Southampton | Princes Street | - | SOUTHAMPTON | SP | SO14 5AP | 2006-03-14 | 53 | 1 | At all times | MILLBROOK WTW | princes street | Chemical Oxygen Demand Shaken as 0 | - | 400 | mg/l | 40.1 | Rainwater and surface water run-off (Medium Impact). Fire fighting foam training | Hampshire West | surface water | metal recycling/storage/separation | Consent | -
13658 | 2 | Tier 1 Consent | European Metal Recycling Limited | Sirius House | Delta Crescent Westbrook | - | Warrington | Cheshire | WA5 7NS | EMR Southampton | Princes Street | - | SOUTHAMPTON | SP | SO14 5AP | 2006-03-14 | 53 | 1 | At all times | MILLBROOK WTW | princes street | Oil and Grease | - | 50 | mg/l | 40.1 | Rainwater and surface water run-off (Medium Impact). Fire fighting foam training | Hampshire West | surface water | metal recycling/storage/separation | Consent | -
13658 | 2 | Tier 1 Consent | European Metal Recycling Limited | Sirius House | Delta Crescent Westbrook | - | Warrington | Cheshire | WA5 7NS | EMR Southampton | Princes Street | - | SOUTHAMPTON | SP | SO14 5AP | 2006-03-14 | 53 | 1 | At all times | MILLBROOK WTW | princes street | pH | 6 | 10 | pH Units | 40.1 | Rainwater and surface water run-off (Medium Impact). Fire fighting foam training | Hampshire West | surface water | metal recycling/storage/separation | Consent | -
13658 | 2 | Tier 1 Consent | European Metal Recycling Limited | Sirius House | Delta Crescent Westbrook | - | Warrington | Cheshire | WA5 7NS | EMR Southampton | Princes Street | - | SOUTHAMPTON | SP | SO14 5AP | 2006-03-14 | 53 | 1 | At all times | MILLBROOK WTW | princes street | Solids Suspended 105 Degrees C | - | 200 | mg/l | 40.1 | Rainwater and surface water run-off (Medium Impact). Fire fighting foam training | Hampshire West | surface water | metal recycling/storage/separation | Consent | -
13674 | 1 | Low Risk Consent | Queen Victoria Hospital | - | Holtye Road | - | East Grinstead | Sussex | RH19 3DZ | QUEEN VICTORIA HOSPITAL | HOLTYE ROAD | - | EAST GRINSTEAD | SW | RH19 3DZ | 2005-04-24 | 0.005 | 2 | at all times | EDEN VALE EAST GRINSTEAD WTW | Holtye Road | Chemical Oxygen Demand Settled as 0 | - | 800 | mg/l | 38.2 | Laboratory and research activities (Low Impact) | Sussex West | Pre Market Reform | Pre Market Reform | Consent | -
13674 | 1 | Low Risk Consent | Queen Victoria Hospital | - | Holtye Road | - | East Grinstead | Sussex | RH19 3DZ | QUEEN VICTORIA HOSPITAL | HOLTYE ROAD | - | EAST GRINSTEAD | SW | RH19 3DZ | 2005-04-24 | 0.005 | 2 | at all times | EDEN VALE EAST GRINSTEAD WTW | Holtye Road | Chemical Oxygen Demand Shaken as 0 | - | 800 | mg/l | 38.2 | Laboratory and research activities (Low Impact) | Sussex West | Pre Market Reform | Pre Market Reform | Consent | -
13674 | 1 | Low Risk Consent | Queen Victoria Hospital | - | Holtye Road | - | East Grinstead | Sussex | RH19 3DZ | QUEEN VICTORIA HOSPITAL | HOLTYE ROAD | - | EAST GRINSTEAD | SW | RH19 3DZ | 2005-04-24 | 0.005 | 2 | at all times | EDEN VALE EAST GRINSTEAD WTW | Holtye Road | Solids Suspended 105 Degrees C | - | 400 | mg/l | 38.2 | Laboratory and research activities (Low Impact) | Sussex West | Pre Market Reform | Pre Market Reform | Consent | -
13674 | 1 | Low Risk Consent | Queen Victoria Hospital | - | Holtye Road | - | East Grinstead | Sussex | RH19 3DZ | QUEEN VICTORIA HOSPITAL | HOLTYE ROAD | - | EAST GRINSTEAD | SW | RH19 3DZ | 2005-04-24 | 0.005 | 2 | at all times | EDEN VALE EAST GRINSTEAD WTW | Holtye Road | Solids Suspended 105C at pH7 | - | 400 | mg/l | 38.2 | Laboratory and research activities (Low Impact) | Sussex West | Pre Market Reform | Pre Market Reform | Consent | -
13682 | 1 | Low Risk Consent | Suez Recycling And Recovery UK Ltd | Suez House | Grenfell Road | - | Maidenhead | Berkshire | SL6 1ES | DEPOT UNITS 1-4 | COURTLANDS ROAD | - | EASTBOURNE | SE | BN22 8TR | 2006-03-07 | 4.5 | 2 | at all times | EASTBOURNE WTW | Courtlands Road | Chemical Oxygen Demand Settled as 0 | - | 800 | mg/l | 31.3 | Vehicle and plant washing (Low Impact) | Sussex East | Pre Market Reform | Pre Market Reform | Consent | ARCHERY EASTBOURNE WPS
13682 | 1 | Low Risk Consent | Suez Recycling And Recovery UK Ltd | Suez House | Grenfell Road | - | Maidenhead | Berkshire | SL6 1ES | DEPOT UNITS 1-4 | COURTLANDS ROAD | - | EASTBOURNE | SE | BN22 8TR | 2006-03-07 | 4.5 | 2 | at all times | EASTBOURNE WTW | Courtlands Road | Chemical Oxygen Demand Shaken as 0 | - | 800 | mg/l | 31.3 | Vehicle and plant washing (Low Impact) | Sussex East | Pre Market Reform | Pre Market Reform | Consent | ARCHERY EASTBOURNE WPS
13682 | 1 | Low Risk Consent | Suez Recycling And Recovery UK Ltd | Suez House | Grenfell Road | - | Maidenhead | Berkshire | SL6 1ES | DEPOT UNITS 1-4 | COURTLANDS ROAD | - | EASTBOURNE | SE | BN22 8TR | 2006-03-07 | 4.5 | 2 | at all times | EASTBOURNE WTW | Courtlands Road | Solids Suspended 105 Degrees C | - | 400 | mg/l | 31.3 | Vehicle and plant washing (Low Impact) | Sussex East | Pre Market Reform | Pre Market Reform | Consent | ARCHERY EASTBOURNE WPS
13682 | 1 | Low Risk Consent | Suez Recycling And Recovery UK Ltd | Suez House | Grenfell Road | - | Maidenhead | Berkshire | SL6 1ES | DEPOT UNITS 1-4 | COURTLANDS ROAD | - | EASTBOURNE | SE | BN22 8TR | 2006-03-07 | 4.5 | 2 | at all times | EASTBOURNE WTW | Courtlands Road | Solids Suspended 105C at pH7 | - | 400 | mg/l | 31.3 | Vehicle and plant washing (Low Impact) | Sussex East | Pre Market Reform | Pre Market Reform | Consent | ARCHERY EASTBOURNE WPS
13686 | 1 | Low Risk Consent | C. & C. Marshall Limited | 55-65 | Castleham Road | - | St. Leonards-On-Sea | East Sussex | TN38 9NU | 55-56 | CASTLEHAM ROAD | - | ST. LEONARDS-ON-SEA | SE | TN38 9NU | 2006-05-08 | 15 | 3 | at all times | BEXHILL & HASTINGS WTW | Castleham road | Chemical Oxygen Demand Shaken as 0 | - | 800 | mg/l | 39.3 | Cooling tower bleed | Sussex East | Process Waters: Coolant process | manufacturer of upvc products | Consent | -
13686 | 1 | Low Risk Consent | C. & C. Marshall Limited | 55-65 | Castleham Road | - | St. Leonards-On-Sea | East Sussex | TN38 9NU | 55-56 | CASTLEHAM ROAD | - | ST. LEONARDS-ON-SEA | SE | TN38 9NU | 2006-05-08 | 15 | 3 | at all times | BEXHILL & HASTINGS WTW | Castleham road | pH | 6 | 10 | pH Units | 39.3 | Cooling tower bleed | Sussex East | Process Waters: Coolant process | manufacturer of upvc products | Consent | -
13686 | 1 | Low Risk Consent | C. & C. Marshall Limited | 55-65 | Castleham Road | - | St. Leonards-On-Sea | East Sussex | TN38 9NU | 55-56 | CASTLEHAM ROAD | - | ST. LEONARDS-ON-SEA | SE | TN38 9NU | 2006-05-08 | 15 | 3 | at all times | BEXHILL & HASTINGS WTW | Castleham road | Solids Suspended 105 Degrees C | - | 400 | mg/l | 39.3 | Cooling tower bleed | Sussex East | Process Waters: Coolant process | manufacturer of upvc products | Consent | -
13688 | 1 | Low Risk Consent | Freshwater Garages Limited | 24 Picton House | Hussar Court | - | Waterlooville | Hampshire | PO7 7SQ | FRESHWATER GARAGE | AFTON ROAD | - | FRESHWATER | IW | PO40 9BD | 2006-04-21 | 3 | 0.02 | 23:59 - 00:01 | SANDOWN NEW WTW | Afton Road | Chemical Oxygen Demand Settled as 0 | - | 800 | mg/l | 31.3 | Vehicle and plant washing (Low Impact) | Hampshire East | Pre Market Reform | Pre Market Reform | Consent | -
13688 | 1 | Low Risk Consent | Freshwater Garages Limited | 24 Picton House | Hussar Court | - | Waterlooville | Hampshire | PO7 7SQ | FRESHWATER GARAGE | AFTON ROAD | - | FRESHWATER | IW | PO40 9BD | 2006-04-21 | 3 | 0.02 | 23:59 - 00:01 | SANDOWN NEW WTW | Afton Road | Chemical Oxygen Demand Shaken as 0 | - | 800 | mg/l | 31.3 | Vehicle and plant washing (Low Impact) | Hampshire East | Pre Market Reform | Pre Market Reform | Consent | -
13688 | 1 | Low Risk Consent | Freshwater Garages Limited | 24 Picton House | Hussar Court | - | Waterlooville | Hampshire | PO7 7SQ | FRESHWATER GARAGE | AFTON ROAD | - | FRESHWATER | IW | PO40 9BD | 2006-04-21 | 3 | 0.02 | 23:59 - 00:01 | SANDOWN NEW WTW | Afton Road | Solids Suspended 105 Degrees C | - | 400 | mg/l | 31.3 | Vehicle and plant washing (Low Impact) | Hampshire East | Pre Market Reform | Pre Market Reform | Consent | -
13688 | 1 | Low Risk Consent | Freshwater Garages Limited | 24 Picton House | Hussar Court | - | Waterlooville | Hampshire | PO7 7SQ | FRESHWATER GARAGE | AFTON ROAD | - | FRESHWATER | IW | PO40 9BD | 2006-04-21 | 3 | 0.02 | 23:59 - 00:01 | SANDOWN NEW WTW | Afton Road | Solids Suspended 105C at pH7 | - | 400 | mg/l | 31.3 | Vehicle and plant washing (Low Impact) | Hampshire East | Pre Market Reform | Pre Market Reform | Consent | -
13695 | 1 | Tier 2 Consent | Pressing Needs Limited | Unit 2 | Duncan Road | Park Gate | Southampton | Hampshire | SO31 1BD | UNIT 2 | DUNCAN ROAD | - | SOUTHAMPTON | HA | SO31 1BD | 2006-05-02 | 11 | 1 | At all times | PEEL COMMON WTW | Duncan Road | Chemical Oxygen Demand Shaken as 0 | - | 800 | mg/l | 15.1 | Laundering (Large-scale) | Hampshire East | Operation of a laundry and dry cleaners | Pre Market Reform | Consent | -
13695 | 1 | Tier 2 Consent | Pressing Needs Limited | Unit 2 | Duncan Road | Park Gate | Southampton | Hampshire | SO31 1BD | UNIT 2 | DUNCAN ROAD | - | SOUTHAMPTON | HA | SO31 1BD | 2006-05-02 | 11 | 1 | At all times | PEEL COMMON WTW | Duncan Road | pH Limit | 6 | 10 |  | 15.1 | Laundering (Large-scale) | Hampshire East | Operation of a laundry and dry cleaners | Pre Market Reform | Consent | -
13695 | 1 | Tier 2 Consent | Pressing Needs Limited | Unit 2 | Duncan Road | Park Gate | Southampton | Hampshire | SO31 1BD | UNIT 2 | DUNCAN ROAD | - | SOUTHAMPTON | HA | SO31 1BD | 2006-05-02 | 11 | 1 | At all times | PEEL COMMON WTW | Duncan Road | Solids Suspended 105 Degrees C | - | 400 | mg/l | 15.1 | Laundering (Large-scale) | Hampshire East | Operation of a laundry and dry cleaners | Pre Market Reform | Consent | -
13697 | 1 | Low Risk Consent | Marshall Motor Holdings Limited | (Head Office) | Broad Oak Road |  | Canterbury | Kent | CT2 7RB | MERCEDES-BENZ OF PORTSMOUTH | BILTON CENTRE | - | PORTSMOUTH | HA | PO3 5PD | 2006-05-04 | 3.6 | 0.2 | 0800 - 1800 | BUDDS FARM HAVANT WTW | Airport Service Road | Chemical Oxygen Demand Settled as 0 | - | 800 | mg/l | 31.3 | Vehicle and plant washing (Low Impact) | Hampshire East | Pre Market Reform | Pre Market Reform | Consent | -
13697 | 1 | Low Risk Consent | Marshall Motor Holdings Limited | (Head Office) | Broad Oak Road |  | Canterbury | Kent | CT2 7RB | MERCEDES-BENZ OF PORTSMOUTH | BILTON CENTRE | - | PORTSMOUTH | HA | PO3 5PD | 2006-05-04 | 3.6 | 0.2 | 0800 - 1800 | BUDDS FARM HAVANT WTW | Airport Service Road | Chemical Oxygen Demand Shaken as 0 | - | 800 | mg/l | 31.3 | Vehicle and plant washing (Low Impact) | Hampshire East | Pre Market Reform | Pre Market Reform | Consent | -
13697 | 1 | Low Risk Consent | Marshall Motor Holdings Limited | (Head Office) | Broad Oak Road |  | Canterbury | Kent | CT2 7RB | MERCEDES-BENZ OF PORTSMOUTH | BILTON CENTRE | - | PORTSMOUTH | HA | PO3 5PD | 2006-05-04 | 3.6 | 0.2 | 0800 - 1800 | BUDDS FARM HAVANT WTW | Airport Service Road | Solids Suspended 105 Degrees C | - | 400 | mg/l | 31.3 | Vehicle and plant washing (Low Impact) | Hampshire East | Pre Market Reform | Pre Market Reform | Consent | -
13697 | 1 | Low Risk Consent | Marshall Motor Holdings Limited | (Head Office) | Broad Oak Road |  | Canterbury | Kent | CT2 7RB | MERCEDES-BENZ OF PORTSMOUTH | BILTON CENTRE | - | PORTSMOUTH | HA | PO3 5PD | 2006-05-04 | 3.6 | 0.2 | 0800 - 1800 | BUDDS FARM HAVANT WTW | Airport Service Road | Solids Suspended 105C at pH7 | - | 400 | mg/l | 31.3 | Vehicle and plant washing (Low Impact) | Hampshire East | Pre Market Reform | Pre Market Reform | Consent | -
13705 | 3 | Tier 1 Consent | Veolia ES Hampshire Ltd |  | 210 Pentonville Road |  | London |  | N1 9JY | PAULSGROVE LANDFILL | PORT WAY |  | PORT SOLENT | PC | PO6 4UD | 2006-04-10 | 150 | 10 | At all times | BUDDS FARM HAVANT WTW | Port Way, Port Solent | Chemical Oxygen Demand Shaken as 0 | - | 1500 | mg/l | 37.2 | Tip leachates and land remediation Closed | Hampshire East | Landfill leachate | Veolia, is a French transnational company with activities in three main service and utility areas traditionally managed by public authorities – water management, waste management and energy services | Consent | PORT SOLENT PORTSMOUTH NO 3 WPS
13705 | 3 | Tier 1 Consent | Veolia ES Hampshire Ltd |  | 210 Pentonville Road |  | London |  | N1 9JY | PAULSGROVE LANDFILL | PORT WAY |  | PORT SOLENT | PC | PO6 4UD | 2006-04-10 | 150 | 10 | At all times | BUDDS FARM HAVANT WTW | Port Way, Port Solent | Chloride | - | 3000 | mg/l | 37.2 | Tip leachates and land remediation Closed | Hampshire East | Landfill leachate | Veolia, is a French transnational company with activities in three main service and utility areas traditionally managed by public authorities – water management, waste management and energy services | Consent | PORT SOLENT PORTSMOUTH NO 3 WPS
13705 | 3 | Tier 1 Consent | Veolia ES Hampshire Ltd |  | 210 Pentonville Road |  | London |  | N1 9JY | PAULSGROVE LANDFILL | PORT WAY |  | PORT SOLENT | PC | PO6 4UD | 2006-04-10 | 150 | 10 | At all times | BUDDS FARM HAVANT WTW | Port Way, Port Solent | Chromium Total mg/l | - | 1 | ug/l | 37.2 | Tip leachates and land remediation Closed | Hampshire East | Landfill leachate | Veolia, is a French transnational company with activities in three main service and utility areas traditionally managed by public authorities – water management, waste management and energy services | Consent | PORT SOLENT PORTSMOUTH NO 3 WPS
13705 | 3 | Tier 1 Consent | Veolia ES Hampshire Ltd |  | 210 Pentonville Road |  | London |  | N1 9JY | PAULSGROVE LANDFILL | PORT WAY |  | PORT SOLENT | PC | PO6 4UD | 2006-04-10 | 150 | 10 | At all times | BUDDS FARM HAVANT WTW | Port Way, Port Solent | Copper Total | - | 1 | ug/l | 37.2 | Tip leachates and land remediation Closed | Hampshire East | Landfill leachate | Veolia, is a French transnational company with activities in three main service and utility areas traditionally managed by public authorities – water management, waste management and energy services | Consent | PORT SOLENT PORTSMOUTH NO 3 WPS
13705 | 3 | Tier 1 Consent | Veolia ES Hampshire Ltd |  | 210 Pentonville Road |  | London |  | N1 9JY | PAULSGROVE LANDFILL | PORT WAY |  | PORT SOLENT | PC | PO6 4UD | 2006-04-10 | 150 | 10 | At all times | BUDDS FARM HAVANT WTW | Port Way, Port Solent | Lead Total | - | 1 | ug/l | 37.2 | Tip leachates and land remediation Closed | Hampshire East | Landfill leachate | Veolia, is a French transnational company with activities in three main service and utility areas traditionally managed by public authorities – water management, waste management and energy services | Consent | PORT SOLENT PORTSMOUTH NO 3 WPS
13705 | 3 | Tier 1 Consent | Veolia ES Hampshire Ltd |  | 210 Pentonville Road |  | London |  | N1 9JY | PAULSGROVE LANDFILL | PORT WAY |  | PORT SOLENT | PC | PO6 4UD | 2006-04-10 | 150 | 10 | At all times | BUDDS FARM HAVANT WTW | Port Way, Port Solent | Methane Dissolved | - | 0.14 | ug/l | 37.2 | Tip leachates and land remediation Closed | Hampshire East | Landfill leachate | Veolia, is a French transnational company with activities in three main service and utility areas traditionally managed by public authorities – water management, waste management and energy services | Consent | PORT SOLENT PORTSMOUTH NO 3 WPS
13705 | 3 | Tier 1 Consent | Veolia ES Hampshire Ltd |  | 210 Pentonville Road |  | London |  | N1 9JY | PAULSGROVE LANDFILL | PORT WAY |  | PORT SOLENT | PC | PO6 4UD | 2006-04-10 | 150 | 10 | At all times | BUDDS FARM HAVANT WTW | Port Way, Port Solent | Nickel Total | - | 1 | ug/l | 37.2 | Tip leachates and land remediation Closed | Hampshire East | Landfill leachate | Veolia, is a French transnational company with activities in three main service and utility areas traditionally managed by public authorities – water management, waste management and energy services | Consent | PORT SOLENT PORTSMOUTH NO 3 WPS
13705 | 3 | Tier 1 Consent | Veolia ES Hampshire Ltd |  | 210 Pentonville Road |  | London |  | N1 9JY | PAULSGROVE LANDFILL | PORT WAY |  | PORT SOLENT | PC | PO6 4UD | 2006-04-10 | 150 | 10 | At all times | BUDDS FARM HAVANT WTW | Port Way, Port Solent | Solids Suspended 105 Degrees C | - | 500 | mg/l | 37.2 | Tip leachates and land remediation Closed | Hampshire East | Landfill leachate | Veolia, is a French transnational company with activities in three main service and utility areas traditionally managed by public authorities – water management, waste management and energy services | Consent | PORT SOLENT PORTSMOUTH NO 3 WPS
13705 | 3 | Tier 1 Consent | Veolia ES Hampshire Ltd |  | 210 Pentonville Road |  | London |  | N1 9JY | PAULSGROVE LANDFILL | PORT WAY |  | PORT SOLENT | PC | PO6 4UD | 2006-04-10 | 150 | 10 | At all times | BUDDS FARM HAVANT WTW | Port Way, Port Solent | Sulphate as S04 | - | 800 | mg/l | 37.2 | Tip leachates and land remediation Closed | Hampshire East | Landfill leachate | Veolia, is a French transnational company with activities in three main service and utility areas traditionally managed by public authorities – water management, waste management and energy services | Consent | PORT SOLENT PORTSMOUTH NO 3 WPS
13705 | 3 | Tier 1 Consent | Veolia ES Hampshire Ltd |  | 210 Pentonville Road |  | London |  | N1 9JY | PAULSGROVE LANDFILL | PORT WAY |  | PORT SOLENT | PC | PO6 4UD | 2006-04-10 | 150 | 10 | At all times | BUDDS FARM HAVANT WTW | Port Way, Port Solent | Sulphide as S | - | 1 | mg/l | 37.2 | Tip leachates and land remediation Closed | Hampshire East | Landfill leachate | Veolia, is a French transnational company with activities in three main service and utility areas traditionally managed by public authorities – water management, waste management and energy services | Consent | PORT SOLENT PORTSMOUTH NO 3 WPS
13705 | 3 | Tier 1 Consent | Veolia ES Hampshire Ltd |  | 210 Pentonville Road |  | London |  | N1 9JY | PAULSGROVE LANDFILL | PORT WAY |  | PORT SOLENT | PC | PO6 4UD | 2006-04-10 | 150 | 10 | At all times | BUDDS FARM HAVANT WTW | Port Way, Port Solent | Total Organic and Ammoniacal N | - | 900 | mg/l | 37.2 | Tip leachates and land remediation Closed | Hampshire East | Landfill leachate | Veolia, is a French transnational company with activities in three main service and utility areas traditionally managed by public authorities – water management, waste management and energy services | Consent | PORT SOLENT PORTSMOUTH NO 3 WPS
13705 | 3 | Tier 1 Consent | Veolia ES Hampshire Ltd |  | 210 Pentonville Road |  | London |  | N1 9JY | PAULSGROVE LANDFILL | PORT WAY |  | PORT SOLENT | PC | PO6 4UD | 2006-04-10 | 150 | 10 | At all times | BUDDS FARM HAVANT WTW | Port Way, Port Solent | Zinc Total mg/l | 0 | 1 | ug/l | 37.2 | Tip leachates and land remediation Closed | Hampshire East | Landfill leachate | Veolia, is a French transnational company with activities in three main service and utility areas traditionally managed by public authorities – water management, waste management and energy services | Consent | PORT SOLENT PORTSMOUTH NO 3 WPS
13706 | 1 | Tier 2 Consent | Veolia ES Hampshire Ltd |  | 210 Pentonville Road |  | London |  | N1 9JY | HAMPSHIRE WASTE PLANT-PLOT A | Quartremaine Road |  | PORTSMOUTH | HA | PO3 5QH | 2006-04-07 | 25 | 5 | At all times | BUDDS FARM HAVANT WTW | Quatermaine Road | Chemical Oxygen Demand Shaken as 0 | - | 1000 | mg/l | 40.1 | Rainwater and surface water run-off (Medium Impact). Fire fighting foam training | Hampshire East | Glass recycling operation | Pre Market Reform | Consent | -
13706 | 1 | Tier 2 Consent | Veolia ES Hampshire Ltd |  | 210 Pentonville Road |  | London |  | N1 9JY | HAMPSHIRE WASTE PLANT-PLOT A | Quartremaine Road |  | PORTSMOUTH | HA | PO3 5QH | 2006-04-07 | 25 | 5 | At all times | BUDDS FARM HAVANT WTW | Quatermaine Road | Oil and Grease | - | 200 | mg/l | 40.1 | Rainwater and surface water run-off (Medium Impact). Fire fighting foam training | Hampshire East | Glass recycling operation | Pre Market Reform | Consent | -
13706 | 1 | Tier 2 Consent | Veolia ES Hampshire Ltd |  | 210 Pentonville Road |  | London |  | N1 9JY | HAMPSHIRE WASTE PLANT-PLOT A | Quartremaine Road |  | PORTSMOUTH | HA | PO3 5QH | 2006-04-07 | 25 | 5 | At all times | BUDDS FARM HAVANT WTW | Quatermaine Road | pH | 6 | 10 | pH Units | 40.1 | Rainwater and surface water run-off (Medium Impact). Fire fighting foam training | Hampshire East | Glass recycling operation | Pre Market Reform | Consent | -
13706 | 1 | Tier 2 Consent | Veolia ES Hampshire Ltd |  | 210 Pentonville Road |  | London |  | N1 9JY | HAMPSHIRE WASTE PLANT-PLOT A | Quartremaine Road |  | PORTSMOUTH | HA | PO3 5QH | 2006-04-07 | 25 | 5 | At all times | BUDDS FARM HAVANT WTW | Quatermaine Road | Solids Suspended 105 Degrees C | - | 400 | mg/l | 40.1 | Rainwater and surface water run-off (Medium Impact). Fire fighting foam training | Hampshire East | Glass recycling operation | Pre Market Reform | Consent | -
13708 | 4 | Tier 1 Consent | Veolia ES (UK) Limited |  | 210 Pentonville Road |  | London |  | N1 9JY | SOUTHLEIGH FOREST LANDFILL SITE | EMSWORTH COMMON ROAD |  | EMSWORTH | HA | PO9 2PB | 2006-04-10 | 150 | 8 | At all times | BUDDS FARM HAVANT WTW | ADJ BUPA Hospital Havant | Chemical Oxygen Demand Shaken as 0 | - | 6500 | mg/l | 37.2 | Tip leachates and land remediation Closed | Hampshire East | Tip Leachate: Tip Leachate process | Landfill | Consent | GRAVITY TO WTW - NO WPS
13708 | 4 | Tier 1 Consent | Veolia ES (UK) Limited |  | 210 Pentonville Road |  | London |  | N1 9JY | SOUTHLEIGH FOREST LANDFILL SITE | EMSWORTH COMMON ROAD |  | EMSWORTH | HA | PO9 2PB | 2006-04-10 | 150 | 8 | At all times | BUDDS FARM HAVANT WTW | ADJ BUPA Hospital Havant | Chloride | - | 5000 | mg/l | 37.2 | Tip leachates and land remediation Closed | Hampshire East | Tip Leachate: Tip Leachate process | Landfill | Consent | GRAVITY TO WTW - NO WPS
13708 | 4 | Tier 1 Consent | Veolia ES (UK) Limited |  | 210 Pentonville Road |  | London |  | N1 9JY | SOUTHLEIGH FOREST LANDFILL SITE | EMSWORTH COMMON ROAD |  | EMSWORTH | HA | PO9 2PB | 2006-04-10 | 150 | 8 | At all times | BUDDS FARM HAVANT WTW | ADJ BUPA Hospital Havant | Chromium Total mg/l | - | 1 | ug/l | 37.2 | Tip leachates and land remediation Closed | Hampshire East | Tip Leachate: Tip Leachate process | Landfill | Consent | GRAVITY TO WTW - NO WPS
13708 | 4 | Tier 1 Consent | Veolia ES (UK) Limited |  | 210 Pentonville Road |  | London |  | N1 9JY | SOUTHLEIGH FOREST LANDFILL SITE | EMSWORTH COMMON ROAD |  | EMSWORTH | HA | PO9 2PB | 2006-04-10 | 150 | 8 | At all times | BUDDS FARM HAVANT WTW | ADJ BUPA Hospital Havant | Copper Total | - | 1 | ug/l | 37.2 | Tip leachates and land remediation Closed | Hampshire East | Tip Leachate: Tip Leachate process | Landfill | Consent | GRAVITY TO WTW - NO WPS
13708 | 4 | Tier 1 Consent | Veolia ES (UK) Limited |  | 210 Pentonville Road |  | London |  | N1 9JY | SOUTHLEIGH FOREST LANDFILL SITE | EMSWORTH COMMON ROAD |  | EMSWORTH | HA | PO9 2PB | 2006-04-10 | 150 | 8 | At all times | BUDDS FARM HAVANT WTW | ADJ BUPA Hospital Havant | Cyanide Total as Cn | - | 1 | ug/l | 37.2 | Tip leachates and land remediation Closed | Hampshire East | Tip Leachate: Tip Leachate process | Landfill | Consent | GRAVITY TO WTW - NO WPS
13708 | 4 | Tier 1 Consent | Veolia ES (UK) Limited |  | 210 Pentonville Road |  | London |  | N1 9JY | SOUTHLEIGH FOREST LANDFILL SITE | EMSWORTH COMMON ROAD |  | EMSWORTH | HA | PO9 2PB | 2006-04-10 | 150 | 8 | At all times | BUDDS FARM HAVANT WTW | ADJ BUPA Hospital Havant | Detergents Anionic | - | 50 | mg/l | 37.2 | Tip leachates and land remediation Closed | Hampshire East | Tip Leachate: Tip Leachate process | Landfill | Consent | GRAVITY TO WTW - NO WPS
13708 | 4 | Tier 1 Consent | Veolia ES (UK) Limited |  | 210 Pentonville Road |  | London |  | N1 9JY | SOUTHLEIGH FOREST LANDFILL SITE | EMSWORTH COMMON ROAD |  | EMSWORTH | HA | PO9 2PB | 2006-04-10 | 150 | 8 | At all times | BUDDS FARM HAVANT WTW | ADJ BUPA Hospital Havant | Detergents Non-Ionic | - | 50 | mg/l | 37.2 | Tip leachates and land remediation Closed | Hampshire East | Tip Leachate: Tip Leachate process | Landfill | Consent | GRAVITY TO WTW - NO WPS
13708 | 4 | Tier 1 Consent | Veolia ES (UK) Limited |  | 210 Pentonville Road |  | London |  | N1 9JY | SOUTHLEIGH FOREST LANDFILL SITE | EMSWORTH COMMON ROAD |  | EMSWORTH | HA | PO9 2PB | 2006-04-10 | 150 | 8 | At all times | BUDDS FARM HAVANT WTW | ADJ BUPA Hospital Havant | Lead Total | - | 1 | ug/l | 37.2 | Tip leachates and land remediation Closed | Hampshire East | Tip Leachate: Tip Leachate process | Landfill | Consent | GRAVITY TO WTW - NO WPS
13708 | 4 | Tier 1 Consent | Veolia ES (UK) Limited |  | 210 Pentonville Road |  | London |  | N1 9JY | SOUTHLEIGH FOREST LANDFILL SITE | EMSWORTH COMMON ROAD |  | EMSWORTH | HA | PO9 2PB | 2006-04-10 | 150 | 8 | At all times | BUDDS FARM HAVANT WTW | ADJ BUPA Hospital Havant | Nickel Total | - | 1 | ug/l | 37.2 | Tip leachates and land remediation Closed | Hampshire East | Tip Leachate: Tip Leachate process | Landfill | Consent | GRAVITY TO WTW - NO WPS
13708 | 4 | Tier 1 Consent | Veolia ES (UK) Limited |  | 210 Pentonville Road |  | London |  | N1 9JY | SOUTHLEIGH FOREST LANDFILL SITE | EMSWORTH COMMON ROAD |  | EMSWORTH | HA | PO9 2PB | 2006-04-10 | 150 | 8 | At all times | BUDDS FARM HAVANT WTW | ADJ BUPA Hospital Havant | Oil and Grease | - | 200 | mg/l | 37.2 | Tip leachates and land remediation Closed | Hampshire East | Tip Leachate: Tip Leachate process | Landfill | Consent | GRAVITY TO WTW - NO WPS
13708 | 4 | Tier 1 Consent | Veolia ES (UK) Limited |  | 210 Pentonville Road |  | London |  | N1 9JY | SOUTHLEIGH FOREST LANDFILL SITE | EMSWORTH COMMON ROAD |  | EMSWORTH | HA | PO9 2PB | 2006-04-10 | 150 | 8 | At all times | BUDDS FARM HAVANT WTW | ADJ BUPA Hospital Havant | pH | 6 | 10 | pH Units | 37.2 | Tip leachates and land remediation Closed | Hampshire East | Tip Leachate: Tip Leachate process | Landfill | Consent | GRAVITY TO WTW - NO WPS
13708 | 4 | Tier 1 Consent | Veolia ES (UK) Limited |  | 210 Pentonville Road |  | London |  | N1 9JY | SOUTHLEIGH FOREST LANDFILL SITE | EMSWORTH COMMON ROAD |  | EMSWORTH | HA | PO9 2PB | 2006-04-10 | 150 | 8 | At all times | BUDDS FARM HAVANT WTW | ADJ BUPA Hospital Havant | Silver Total | - | 1000 | ug/l | 37.2 | Tip leachates and land remediation Closed | Hampshire East | Tip Leachate: Tip Leachate process | Landfill | Consent | GRAVITY TO WTW - NO WPS
13708 | 4 | Tier 1 Consent | Veolia ES (UK) Limited |  | 210 Pentonville Road |  | London |  | N1 9JY | SOUTHLEIGH FOREST LANDFILL SITE | EMSWORTH COMMON ROAD |  | EMSWORTH | HA | PO9 2PB | 2006-04-10 | 150 | 8 | At all times | BUDDS FARM HAVANT WTW | ADJ BUPA Hospital Havant | Solids Suspended 105 Degrees C | - | 400 | mg/l | 37.2 | Tip leachates and land remediation Closed | Hampshire East | Tip Leachate: Tip Leachate process | Landfill | Consent | GRAVITY TO WTW - NO WPS
13708 | 4 | Tier 1 Consent | Veolia ES (UK) Limited |  | 210 Pentonville Road |  | London |  | N1 9JY | SOUTHLEIGH FOREST LANDFILL SITE | EMSWORTH COMMON ROAD |  | EMSWORTH | HA | PO9 2PB | 2006-04-10 | 150 | 8 | At all times | BUDDS FARM HAVANT WTW | ADJ BUPA Hospital Havant | Sulphate as S04 | - | 500 | mg/l | 37.2 | Tip leachates and land remediation Closed | Hampshire East | Tip Leachate: Tip Leachate process | Landfill | Consent | GRAVITY TO WTW - NO WPS
13708 | 4 | Tier 1 Consent | Veolia ES (UK) Limited |  | 210 Pentonville Road |  | London |  | N1 9JY | SOUTHLEIGH FOREST LANDFILL SITE | EMSWORTH COMMON ROAD |  | EMSWORTH | HA | PO9 2PB | 2006-04-10 | 150 | 8 | At all times | BUDDS FARM HAVANT WTW | ADJ BUPA Hospital Havant | Sulphide as S | - | 1 | mg/l | 37.2 | Tip leachates and land remediation Closed | Hampshire East | Tip Leachate: Tip Leachate process | Landfill | Consent | GRAVITY TO WTW - NO WPS
13708 | 4 | Tier 1 Consent | Veolia ES (UK) Limited |  | 210 Pentonville Road |  | London |  | N1 9JY | SOUTHLEIGH FOREST LANDFILL SITE | EMSWORTH COMMON ROAD |  | EMSWORTH | HA | PO9 2PB | 2006-04-10 | 150 | 8 | At all times | BUDDS FARM HAVANT WTW | ADJ BUPA Hospital Havant | Tin Total | - | 1000 | ug/l | 37.2 | Tip leachates and land remediation Closed | Hampshire East | Tip Leachate: Tip Leachate process | Landfill | Consent | GRAVITY TO WTW - NO WPS
13708 | 4 | Tier 1 Consent | Veolia ES (UK) Limited |  | 210 Pentonville Road |  | London |  | N1 9JY | SOUTHLEIGH FOREST LANDFILL SITE | EMSWORTH COMMON ROAD |  | EMSWORTH | HA | PO9 2PB | 2006-04-10 | 150 | 8 | At all times | BUDDS FARM HAVANT WTW | ADJ BUPA Hospital Havant | Total Organic and Ammoniacal N | - | 2000 | mg/l | 37.2 | Tip leachates and land remediation Closed | Hampshire East | Tip Leachate: Tip Leachate process | Landfill | Consent | GRAVITY TO WTW - NO WPS
13708 | 4 | Tier 1 Consent | Veolia ES (UK) Limited |  | 210 Pentonville Road |  | London |  | N1 9JY | SOUTHLEIGH FOREST LANDFILL SITE | EMSWORTH COMMON ROAD |  | EMSWORTH | HA | PO9 2PB | 2006-04-10 | 150 | 8 | At all times | BUDDS FARM HAVANT WTW | ADJ BUPA Hospital Havant | Zinc Total mg/l | - | 1.33 | ug/l | 37.2 | Tip leachates and land remediation Closed | Hampshire East | Tip Leachate: Tip Leachate process | Landfill | Consent | GRAVITY TO WTW - NO WPS
13710 | 1 | Tier 2 Consent | Veolia ES Hampshire Ltd |  | 210 Pentonville Road |  | London |  | N1 9JY | Hampshire Waste | Quartremaine Road |  | Portsmouth | HA | PO3 5QH | 2006-04-10 | 60 | 5 | At all times | BUDDS FARM HAVANT WTW | Quartermaine Road | Cadmium Total (ug/l) | - | 50 | ug/l | 39.2 | Boiler blowdown | Hampshire East | the operation of a waste incinerator | Veolia Environmental company | Consent | HENDERSON ROAD EASTNEY WPS
13710 | 1 | Tier 2 Consent | Veolia ES Hampshire Ltd |  | 210 Pentonville Road |  | London |  | N1 9JY | Hampshire Waste | Quartremaine Road |  | Portsmouth | HA | PO3 5QH | 2006-04-10 | 60 | 5 | At all times | BUDDS FARM HAVANT WTW | Quartermaine Road | Chemical Oxygen Demand Shaken as 0 | - | 1000 | mg/l | 39.2 | Boiler blowdown | Hampshire East | the operation of a waste incinerator | Veolia Environmental company | Consent | HENDERSON ROAD EASTNEY WPS
13710 | 1 | Tier 2 Consent | Veolia ES Hampshire Ltd |  | 210 Pentonville Road |  | London |  | N1 9JY | Hampshire Waste | Quartremaine Road |  | Portsmouth | HA | PO3 5QH | 2006-04-10 | 60 | 5 | At all times | BUDDS FARM HAVANT WTW | Quartermaine Road | Copper Total | - | 0.5 | ug/l | 39.2 | Boiler blowdown | Hampshire East | the operation of a waste incinerator | Veolia Environmental company | Consent | HENDERSON ROAD EASTNEY WPS
13710 | 1 | Tier 2 Consent | Veolia ES Hampshire Ltd |  | 210 Pentonville Road |  | London |  | N1 9JY | Hampshire Waste | Quartremaine Road |  | Portsmouth | HA | PO3 5QH | 2006-04-10 | 60 | 5 | At all times | BUDDS FARM HAVANT WTW | Quartermaine Road | Iron Total | - | 50 | ug/l | 39.2 | Boiler blowdown | Hampshire East | the operation of a waste incinerator | Veolia Environmental company | Consent | HENDERSON ROAD EASTNEY WPS
13710 | 1 | Tier 2 Consent | Veolia ES Hampshire Ltd |  | 210 Pentonville Road |  | London |  | N1 9JY | Hampshire Waste | Quartremaine Road |  | Portsmouth | HA | PO3 5QH | 2006-04-10 | 60 | 5 | At all times | BUDDS FARM HAVANT WTW | Quartermaine Road | Lead Total | - | 0.2 | ug/l | 39.2 | Boiler blowdown | Hampshire East | the operation of a waste incinerator | Veolia Environmental company | Consent | HENDERSON ROAD EASTNEY WPS
13710 | 1 | Tier 2 Consent | Veolia ES Hampshire Ltd |  | 210 Pentonville Road |  | London |  | N1 9JY | Hampshire Waste | Quartremaine Road |  | Portsmouth | HA | PO3 5QH | 2006-04-10 | 60 | 5 | At all times | BUDDS FARM HAVANT WTW | Quartermaine Road | Mercury Total | - | 30 | ug/l | 39.2 | Boiler blowdown | Hampshire East | the operation of a waste incinerator | Veolia Environmental company | Consent | HENDERSON ROAD EASTNEY WPS
13710 | 1 | Tier 2 Consent | Veolia ES Hampshire Ltd |  | 210 Pentonville Road |  | London |  | N1 9JY | Hampshire Waste | Quartremaine Road |  | Portsmouth | HA | PO3 5QH | 2006-04-10 | 60 | 5 | At all times | BUDDS FARM HAVANT WTW | Quartermaine Road | Nickel Total | - | 0.5 | ug/l | 39.2 | Boiler blowdown | Hampshire East | the operation of a waste incinerator | Veolia Environmental company | Consent | HENDERSON ROAD EASTNEY WPS
13710 | 1 | Tier 2 Consent | Veolia ES Hampshire Ltd |  | 210 Pentonville Road |  | London |  | N1 9JY | Hampshire Waste | Quartremaine Road |  | Portsmouth | HA | PO3 5QH | 2006-04-10 | 60 | 5 | At all times | BUDDS FARM HAVANT WTW | Quartermaine Road | pH | 6 | 10 | pH Units | 39.2 | Boiler blowdown | Hampshire East | the operation of a waste incinerator | Veolia Environmental company | Consent | HENDERSON ROAD EASTNEY WPS
13710 | 1 | Tier 2 Consent | Veolia ES Hampshire Ltd |  | 210 Pentonville Road |  | London |  | N1 9JY | Hampshire Waste | Quartremaine Road |  | Portsmouth | HA | PO3 5QH | 2006-04-10 | 60 | 5 | At all times | BUDDS FARM HAVANT WTW | Quartermaine Road | Solids Suspended 105 Degrees C | - | 400 | mg/l | 39.2 | Boiler blowdown | Hampshire East | the operation of a waste incinerator | Veolia Environmental company | Consent | HENDERSON ROAD EASTNEY WPS
13710 | 1 | Tier 2 Consent | Veolia ES Hampshire Ltd |  | 210 Pentonville Road |  | London |  | N1 9JY | Hampshire Waste | Quartremaine Road |  | Portsmouth | HA | PO3 5QH | 2006-04-10 | 60 | 5 | At all times | BUDDS FARM HAVANT WTW | Quartermaine Road | Zinc Total mg/l | - | 1.5 | ug/l | 39.2 | Boiler blowdown | Hampshire East | the operation of a waste incinerator | Veolia Environmental company | Consent | HENDERSON ROAD EASTNEY WPS
13711 | 1 | Tier 1 Consent | Bannatyne Fitness Limited | Powerhouse | Haughton Road | Co Durham | Darlington |  | DL1 1ST | NEW FITNESS CENTRE | WILLINGDON GROVE |  | EASTBOURNE | SE | BN23 8AL | 2006-05-17 | 10 | 3 | At all times | EASTBOURNE WTW | Willingdon Drove | Chemical Oxygen Demand Shaken as 0 | - | 800 | mg/l | 32.1 | Leisure facilities | Sussex East | Swimming pools: filter backwash water process | Pre Market Reform | Consent | Pre Market Reform
13711 | 1 | Tier 1 Consent | Bannatyne Fitness Limited | Powerhouse | Haughton Road | Co Durham | Darlington |  | DL1 1ST | NEW FITNESS CENTRE | WILLINGDON GROVE |  | EASTBOURNE | SE | BN23 8AL | 2006-05-17 | 10 | 3 | At all times | EASTBOURNE WTW | Willingdon Drove | Chlorine Free as Cl2 | - | 1 | mg/l | 32.1 | Leisure facilities | Sussex East | Swimming pools: filter backwash water process | Pre Market Reform | Consent | Pre Market Reform
13711 | 1 | Tier 1 Consent | Bannatyne Fitness Limited | Powerhouse | Haughton Road | Co Durham | Darlington |  | DL1 1ST | NEW FITNESS CENTRE | WILLINGDON GROVE |  | EASTBOURNE | SE | BN23 8AL | 2006-05-17 | 10 | 3 | At all times | EASTBOURNE WTW | Willingdon Drove | pH | 6 | 10 | pH Units | 32.1 | Leisure facilities | Sussex East | Swimming pools: filter backwash water process | Pre Market Reform | Consent | Pre Market Reform
13711 | 1 | Tier 1 Consent | Bannatyne Fitness Limited | Powerhouse | Haughton Road | Co Durham | Darlington |  | DL1 1ST | NEW FITNESS CENTRE | WILLINGDON GROVE |  | EASTBOURNE | SE | BN23 8AL | 2006-05-17 | 10 | 3 | At all times | EASTBOURNE WTW | Willingdon Drove | Solids Suspended 105 Degrees C | - | 400 | mg/l | 32.1 | Leisure facilities | Sussex East | Swimming pools: filter backwash water process | Pre Market Reform | Consent | Pre Market Reform
13712 | 4 | Tier 1 Consent | H2O Linen Services |  | 7a Brett Drive |  | Bexhill on Sea | East Sussex | TN40 2JP | 7A WAREHOUSE | BRETT DRIVE | - | BEXHILL-ON-SEA | SE | TN40 2JP | 2006-04-01 | 115 | 4 | at all times | BEXHILL & HASTINGS WTW | Brett Drive | Chemical Oxygen Demand Shaken as 0 | - | 2000 | mg/l | 15.1 | Laundering (Large-scale) | Sussex East | Commercial Laundry: Commercial Laundry process | Pre Market Reform | Consent | Pre Market Reform
13712 | 4 | Tier 1 Consent | H2O Linen Services |  | 7a Brett Drive |  | Bexhill on Sea | East Sussex | TN40 2JP | 7A WAREHOUSE | BRETT DRIVE | - | BEXHILL-ON-SEA | SE | TN40 2JP | 2006-04-01 | 115 | 4 | at all times | BEXHILL & HASTINGS WTW | Brett Drive | Detergents Anionic | - | 100 | mg/l | 15.1 | Laundering (Large-scale) | Sussex East | Commercial Laundry: Commercial Laundry process | Pre Market Reform | Consent | Pre Market Reform
13712 | 4 | Tier 1 Consent | H2O Linen Services |  | 7a Brett Drive |  | Bexhill on Sea | East Sussex | TN40 2JP | 7A WAREHOUSE | BRETT DRIVE | - | BEXHILL-ON-SEA | SE | TN40 2JP | 2006-04-01 | 115 | 4 | at all times | BEXHILL & HASTINGS WTW | Brett Drive | pH | 5 | 11 | pH Units | 15.1 | Laundering (Large-scale) | Sussex East | Commercial Laundry: Commercial Laundry process | Pre Market Reform | Consent | Pre Market Reform
13712 | 4 | Tier 1 Consent | H2O Linen Services |  | 7a Brett Drive |  | Bexhill on Sea | East Sussex | TN40 2JP | 7A WAREHOUSE | BRETT DRIVE | - | BEXHILL-ON-SEA | SE | TN40 2JP | 2006-04-01 | 115 | 4 | at all times | BEXHILL & HASTINGS WTW | Brett Drive | Solids Suspended 105 Degrees C | - | 400 | mg/l | 15.1 | Laundering (Large-scale) | Sussex East | Commercial Laundry: Commercial Laundry process | Pre Market Reform | Consent | Pre Market Reform
13719 | 1 | Low Risk Consent | Martins of Andover | - | 50 London Street | - | Andover | Hampshire | SP10 2PE | 50 | LONDON STREET | - | ANDOVER | HA | SP10 2PE | 2006-05-19 | 1 | 1 | N/A | FULLERTON WTW | London Street | Chemical Oxygen Demand Settled as 0 | - | 800 | mg/l | 31.2 | Vehicle and plant washing (Low Impact) | Hampshire West | Pre Market Reform | Pre Market Reform | Consent | -
13719 | 1 | Low Risk Consent | Martins of Andover | - | 50 London Street | - | Andover | Hampshire | SP10 2PE | 50 | LONDON STREET | - | ANDOVER | HA | SP10 2PE | 2006-05-19 | 1 | 1 | N/A | FULLERTON WTW | London Street | Chemical Oxygen Demand Shaken as 0 | - | 800 | mg/l | 31.2 | Vehicle and plant washing (Low Impact) | Hampshire West | Pre Market Reform | Pre Market Reform | Consent | -
13719 | 1 | Low Risk Consent | Martins of Andover | - | 50 London Street | - | Andover | Hampshire | SP10 2PE | 50 | LONDON STREET | - | ANDOVER | HA | SP10 2PE | 2006-05-19 | 1 | 1 | N/A | FULLERTON WTW | London Street | Solids Suspended 105 Degrees C | - | 400 | mg/l | 31.2 | Vehicle and plant washing (Low Impact) | Hampshire West | Pre Market Reform | Pre Market Reform | Consent | -
13719 | 1 | Low Risk Consent | Martins of Andover | - | 50 London Street | - | Andover | Hampshire | SP10 2PE | 50 | LONDON STREET | - | ANDOVER | HA | SP10 2PE | 2006-05-19 | 1 | 1 | N/A | FULLERTON WTW | London Street | Solids Suspended 105C at pH7 | - | 400 | mg/l | 31.2 | Vehicle and plant washing (Low Impact) | Hampshire West | Pre Market Reform | Pre Market Reform | Consent | -
13721 | 1 | Tier 2 Consent | Southern Vectis Omnibus Company Limited(The) | 3rd Floor | 41 - 51 Grey Street | - | Newcastle Upon Tyne | - | NE1 6EE | SOUTHERN VECTIS LTD | NELSON ROAD | - | NEWPORT | IW | PO30 1RD | 2006-06-01 | 6 | 0.75 | 0600 - 2200 | SANDOWN NEW WTW | Melbourne Street | Chemical Oxygen Demand Shaken as 0 | - | 800 | mg/l | 31.2 | Vehicle and plant washing (Low Impact) | Hampshire East | Vehicle Washing: Automatic Vehicle Washing process | Pre Market Reform | Consent | -
13721 | 1 | Tier 2 Consent | Southern Vectis Omnibus Company Limited(The) | 3rd Floor | 41 - 51 Grey Street | - | Newcastle Upon Tyne | - | NE1 6EE | SOUTHERN VECTIS LTD | NELSON ROAD | - | NEWPORT | IW | PO30 1RD | 2006-06-01 | 6 | 0.75 | 0600 - 2200 | SANDOWN NEW WTW | Melbourne Street | Oil and Grease | - | 200 | mg/l | 31.2 | Vehicle and plant washing (Low Impact) | Hampshire East | Vehicle Washing: Automatic Vehicle Washing process | Pre Market Reform | Consent | -
13721 | 1 | Tier 2 Consent | Southern Vectis Omnibus Company Limited(The) | 3rd Floor | 41 - 51 Grey Street | - | Newcastle Upon Tyne | - | NE1 6EE | SOUTHERN VECTIS LTD | NELSON ROAD | - | NEWPORT | IW | PO30 1RD | 2006-06-01 | 6 | 0.75 | 0600 - 2200 | SANDOWN NEW WTW | Melbourne Street | Solids Suspended 105 Degrees C | - | 400 | mg/l | 31.2 | Vehicle and plant washing (Low Impact) | Hampshire East | Vehicle Washing: Automatic Vehicle Washing process | Pre Market Reform | Consent | -
13722 | 1 | Low Risk Consent | Southern Vectis Omnibus Company Limited(The) | 3rd Floor | 41 - 51 Grey Street | - | Newcastle Upon Tyne | - | NE1 6EE | SOUTHERN VECTIS LTD | PARK ROAD | - | RYDE | IW | PO33 2BE | 2006-06-01 | 5 | 0.75 | 0600 - 2200 | SANDOWN NEW WTW | Park Road | Chemical Oxygen Demand Shaken as 0 | - | 800 | mg/l | 31.2 | Vehicle and plant washing (Low Impact) | Hampshire East | Vehicle Washing: Automatic Vehicle Washing process | Pre Market Reform | Consent | -
13722 | 1 | Low Risk Consent | Southern Vectis Omnibus Company Limited(The) | 3rd Floor | 41 - 51 Grey Street | - | Newcastle Upon Tyne | - | NE1 6EE | SOUTHERN VECTIS LTD | PARK ROAD | - | RYDE | IW | PO33 2BE | 2006-06-01 | 5 | 0.75 | 0600 - 2200 | SANDOWN NEW WTW | Park Road | Oil and Grease | - | 200 | mg/l | 31.2 | Vehicle and plant washing (Low Impact) | Hampshire East | Vehicle Washing: Automatic Vehicle Washing process | Pre Market Reform | Consent | -
13722 | 1 | Low Risk Consent | Southern Vectis Omnibus Company Limited(The) | 3rd Floor | 41 - 51 Grey Street | - | Newcastle Upon Tyne | - | NE1 6EE | SOUTHERN VECTIS LTD | PARK ROAD | - | RYDE | IW | PO33 2BE | 2006-06-01 | 5 | 0.75 | 0600 - 2200 | SANDOWN NEW WTW | Park Road | Solids Suspended 105 Degrees C | - | 400 | mg/l | 31.2 | Vehicle and plant washing (Low Impact) | Hampshire East | Vehicle Washing: Automatic Vehicle Washing process | Pre Market Reform | Consent | -
13723 | 2 | Tier 2 Consent | Collier Webb Limited | Unit 2 Redward Business Park | Hammonds Drive |  | Eastbourne | East Sussex | BN23 6PW | UNIT 2 | REDWARD BUSINESS PARK |  | EASTBOURNE | SE | BN23 6PW | 2006-06-16 | 1 | 0.2 | at all times | EASTBOURNE WTW | Hammonds Drive | Chemical Oxygen Demand Settled as 0 | - | 1000 | mg/l | 22.1 | Plating and metal finishing (High Impact) | Sussex East | Metal finishing: Electroplating process | Pre Market Reform | Consent | Pre Market Reform
13723 | 2 | Tier 2 Consent | Collier Webb Limited | Unit 2 Redward Business Park | Hammonds Drive |  | Eastbourne | East Sussex | BN23 6PW | UNIT 2 | REDWARD BUSINESS PARK |  | EASTBOURNE | SE | BN23 6PW | 2006-06-16 | 1 | 0.2 | at all times | EASTBOURNE WTW | Hammonds Drive | Chemical Oxygen Demand Shaken as 0 | - | 1000 | mg/l | 22.1 | Plating and metal finishing (High Impact) | Sussex East | Metal finishing: Electroplating process | Pre Market Reform | Consent | Pre Market Reform
13723 | 2 | Tier 2 Consent | Collier Webb Limited | Unit 2 Redward Business Park | Hammonds Drive |  | Eastbourne | East Sussex | BN23 6PW | UNIT 2 | REDWARD BUSINESS PARK |  | EASTBOURNE | SE | BN23 6PW | 2006-06-16 | 1 | 0.2 | at all times | EASTBOURNE WTW | Hammonds Drive | Chromium Total mg/l | - | 3 | ug/l | 22.1 | Plating and metal finishing (High Impact) | Sussex East | Metal finishing: Electroplating process | Pre Market Reform | Consent | Pre Market Reform
13723 | 2 | Tier 2 Consent | Collier Webb Limited | Unit 2 Redward Business Park | Hammonds Drive |  | Eastbourne | East Sussex | BN23 6PW | UNIT 2 | REDWARD BUSINESS PARK |  | EASTBOURNE | SE | BN23 6PW | 2006-06-16 | 1 | 0.2 | at all times | EASTBOURNE WTW | Hammonds Drive | Copper Total | - | 3 | ug/l | 22.1 | Plating and metal finishing (High Impact) | Sussex East | Metal finishing: Electroplating process | Pre Market Reform | Consent | Pre Market Reform
13723 | 2 | Tier 2 Consent | Collier Webb Limited | Unit 2 Redward Business Park | Hammonds Drive |  | Eastbourne | East Sussex | BN23 6PW | UNIT 2 | REDWARD BUSINESS PARK |  | EASTBOURNE | SE | BN23 6PW | 2006-06-16 | 1 | 0.2 | at all times | EASTBOURNE WTW | Hammonds Drive | Cyanide Total as Cn | - | 1 | ug/l | 22.1 | Plating and metal finishing (High Impact) | Sussex East | Metal finishing: Electroplating process | Pre Market Reform | Consent | Pre Market Reform
13723 | 2 | Tier 2 Consent | Collier Webb Limited | Unit 2 Redward Business Park | Hammonds Drive |  | Eastbourne | East Sussex | BN23 6PW | UNIT 2 | REDWARD BUSINESS PARK |  | EASTBOURNE | SE | BN23 6PW | 2006-06-16 | 1 | 0.2 | at all times | EASTBOURNE WTW | Hammonds Drive | Lead Total | - | 3 | ug/l | 22.1 | Plating and metal finishing (High Impact) | Sussex East | Metal finishing: Electroplating process | Pre Market Reform | Consent | Pre Market Reform
13723 | 2 | Tier 2 Consent | Collier Webb Limited | Unit 2 Redward Business Park | Hammonds Drive |  | Eastbourne | East Sussex | BN23 6PW | UNIT 2 | REDWARD BUSINESS PARK |  | EASTBOURNE | SE | BN23 6PW | 2006-06-16 | 1 | 0.2 | at all times | EASTBOURNE WTW | Hammonds Drive | Nickel Total | - | 3 | ug/l | 22.1 | Plating and metal finishing (High Impact) | Sussex East | Metal finishing: Electroplating process | Pre Market Reform | Consent | Pre Market Reform
13723 | 2 | Tier 2 Consent | Collier Webb Limited | Unit 2 Redward Business Park | Hammonds Drive |  | Eastbourne | East Sussex | BN23 6PW | UNIT 2 | REDWARD BUSINESS PARK |  | EASTBOURNE | SE | BN23 6PW | 2006-06-16 | 1 | 0.2 | at all times | EASTBOURNE WTW | Hammonds Drive | pH | 5 | 11 | pH Units | 22.1 | Plating and metal finishing (High Impact) | Sussex East | Metal finishing: Electroplating process | Pre Market Reform | Consent | Pre Market Reform
13723 | 2 | Tier 2 Consent | Collier Webb Limited | Unit 2 Redward Business Park | Hammonds Drive |  | Eastbourne | East Sussex | BN23 6PW | UNIT 2 | REDWARD BUSINESS PARK |  | EASTBOURNE | SE | BN23 6PW | 2006-06-16 | 1 | 0.2 | at all times | EASTBOURNE WTW | Hammonds Drive | Solids Suspended 105 Degrees C | - | 400 | mg/l | 22.1 | Plating and metal finishing (High Impact) | Sussex East | Metal finishing: Electroplating process | Pre Market Reform | Consent | Pre Market Reform
13723 | 2 | Tier 2 Consent | Collier Webb Limited | Unit 2 Redward Business Park | Hammonds Drive |  | Eastbourne | East Sussex | BN23 6PW | UNIT 2 | REDWARD BUSINESS PARK |  | EASTBOURNE | SE | BN23 6PW | 2006-06-16 | 1 | 0.2 | at all times | EASTBOURNE WTW | Hammonds Drive | Solids Suspended 105C at pH7 | - | 400 | mg/l | 22.1 | Plating and metal finishing (High Impact) | Sussex East | Metal finishing: Electroplating process | Pre Market Reform | Consent | Pre Market Reform
13723 | 2 | Tier 2 Consent | Collier Webb Limited | Unit 2 Redward Business Park | Hammonds Drive |  | Eastbourne | East Sussex | BN23 6PW | UNIT 2 | REDWARD BUSINESS PARK |  | EASTBOURNE | SE | BN23 6PW | 2006-06-16 | 1 | 0.2 | at all times | EASTBOURNE WTW | Hammonds Drive | Zinc Total mg/l | - | 3 | ug/l | 22.1 | Plating and metal finishing (High Impact) | Sussex East | Metal finishing: Electroplating process | Pre Market Reform | Consent | Pre Market Reform
13725 | 4 | Tier 1 Consent | Isotank Depot Services Limited |  | Limerick Road | Dormanstown | Redcar | Cleveland | TS10 5JU | Site A2 | North Road | Marchwood Industrial Park | Marchwood | HA | SO40 4BL | 2006-05-22 | 50 | 8 | At all times | SLOWHILL COPSE MARCHWOOD WTW | Magazine Lane | Chemical Oxygen Demand Shaken as 0 | 0 | 2000 | mg/l | 41.1 | Tanker cleaning - internal (High risk) | Hampshire West | External/Internal washing of tankers/containers by industrial cleansing and jet washing. | External/Internal washing of tankers/containers by industrial cleansing and jet washing. | Consent | MAGAZINE LANE MARCHWOOD WPS
13725 | 4 | Tier 1 Consent | Isotank Depot Services Limited |  | Limerick Road | Dormanstown | Redcar | Cleveland | TS10 5JU | Site A2 | North Road | Marchwood Industrial Park | Marchwood | HA | SO40 4BL | 2006-05-22 | 50 | 8 | At all times | SLOWHILL COPSE MARCHWOOD WTW | Magazine Lane | Chloride | 0 | 1000 | mg/l | 41.1 | Tanker cleaning - internal (High risk) | Hampshire West | External/Internal washing of tankers/containers by industrial cleansing and jet washing. | External/Internal washing of tankers/containers by industrial cleansing and jet washing. | Consent | MAGAZINE LANE MARCHWOOD WPS
13725 | 4 | Tier 1 Consent | Isotank Depot Services Limited |  | Limerick Road | Dormanstown | Redcar | Cleveland | TS10 5JU | Site A2 | North Road | Marchwood Industrial Park | Marchwood | HA | SO40 4BL | 2006-05-22 | 50 | 8 | At all times | SLOWHILL COPSE MARCHWOOD WTW | Magazine Lane | Chromium Total mg/l | 0 | 1 | ug/l | 41.1 | Tanker cleaning - internal (High risk) | Hampshire West | External/Internal washing of tankers/containers by industrial cleansing and jet washing. | External/Internal washing of tankers/containers by industrial cleansing and jet washing. | Consent | MAGAZINE LANE MARCHWOOD WPS
13725 | 4 | Tier 1 Consent | Isotank Depot Services Limited |  | Limerick Road | Dormanstown | Redcar | Cleveland | TS10 5JU | Site A2 | North Road | Marchwood Industrial Park | Marchwood | HA | SO40 4BL | 2006-05-22 | 50 | 8 | At all times | SLOWHILL COPSE MARCHWOOD WTW | Magazine Lane | Copper Total | 0 | 1 | ug/l | 41.1 | Tanker cleaning - internal (High risk) | Hampshire West | External/Internal washing of tankers/containers by industrial cleansing and jet washing. | External/Internal washing of tankers/containers by industrial cleansing and jet washing. | Consent | MAGAZINE LANE MARCHWOOD WPS
13725 | 4 | Tier 1 Consent | Isotank Depot Services Limited |  | Limerick Road | Dormanstown | Redcar | Cleveland | TS10 5JU | Site A2 | North Road | Marchwood Industrial Park | Marchwood | HA | SO40 4BL | 2006-05-22 | 50 | 8 | At all times | SLOWHILL COPSE MARCHWOOD WTW | Magazine Lane | Iron Total | 0 | 40 | ug/l | 41.1 | Tanker cleaning - internal (High risk) | Hampshire West | External/Internal washing of tankers/containers by industrial cleansing and jet washing. | External/Internal washing of tankers/containers by industrial cleansing and jet washing. | Consent | MAGAZINE LANE MARCHWOOD WPS
13725 | 4 | Tier 1 Consent | Isotank Depot Services Limited |  | Limerick Road | Dormanstown | Redcar | Cleveland | TS10 5JU | Site A2 | North Road | Marchwood Industrial Park | Marchwood | HA | SO40 4BL | 2006-05-22 | 50 | 8 | At all times | SLOWHILL COPSE MARCHWOOD WTW | Magazine Lane | Lead Total | 0 | 1 | ug/l | 41.1 | Tanker cleaning - internal (High risk) | Hampshire West | External/Internal washing of tankers/containers by industrial cleansing and jet washing. | External/Internal washing of tankers/containers by industrial cleansing and jet washing. | Consent | MAGAZINE LANE MARCHWOOD WPS
13725 | 4 | Tier 1 Consent | Isotank Depot Services Limited |  | Limerick Road | Dormanstown | Redcar | Cleveland | TS10 5JU | Site A2 | North Road | Marchwood Industrial Park | Marchwood | HA | SO40 4BL | 2006-05-22 | 50 | 8 | At all times | SLOWHILL COPSE MARCHWOOD WTW | Magazine Lane | Nickel Total | 0 | 1 | ug/l | 41.1 | Tanker cleaning - internal (High risk) | Hampshire West | External/Internal washing of tankers/containers by industrial cleansing and jet washing. | External/Internal washing of tankers/containers by industrial cleansing and jet washing. | Consent | MAGAZINE LANE MARCHWOOD WPS
13725 | 4 | Tier 1 Consent | Isotank Depot Services Limited |  | Limerick Road | Dormanstown | Redcar | Cleveland | TS10 5JU | Site A2 | North Road | Marchwood Industrial Park | Marchwood | HA | SO40 4BL | 2006-05-22 | 50 | 8 | At all times | SLOWHILL COPSE MARCHWOOD WTW | Magazine Lane | Nitrogen Ammoniacal as N | 0 | 40 | mg/l | 41.1 | Tanker cleaning - internal (High risk) | Hampshire West | External/Internal washing of tankers/containers by industrial cleansing and jet washing. | External/Internal washing of tankers/containers by industrial cleansing and jet washing. | Consent | MAGAZINE LANE MARCHWOOD WPS
13725 | 4 | Tier 1 Consent | Isotank Depot Services Limited |  | Limerick Road | Dormanstown | Redcar | Cleveland | TS10 5JU | Site A2 | North Road | Marchwood Industrial Park | Marchwood | HA | SO40 4BL | 2006-05-22 | 50 | 8 | At all times | SLOWHILL COPSE MARCHWOOD WTW | Magazine Lane | Oil and Grease | 0 | 200 | mg/l | 41.1 | Tanker cleaning - internal (High risk) | Hampshire West | External/Internal washing of tankers/containers by industrial cleansing and jet washing. | External/Internal washing of tankers/containers by industrial cleansing and jet washing. | Consent | MAGAZINE LANE MARCHWOOD WPS
13725 | 4 | Tier 1 Consent | Isotank Depot Services Limited |  | Limerick Road | Dormanstown | Redcar | Cleveland | TS10 5JU | Site A2 | North Road | Marchwood Industrial Park | Marchwood | HA | SO40 4BL | 2006-05-22 | 50 | 8 | At all times | SLOWHILL COPSE MARCHWOOD WTW | Magazine Lane | pH | 6 | 10 | pH Units | 41.1 | Tanker cleaning - internal (High risk) | Hampshire West | External/Internal washing of tankers/containers by industrial cleansing and jet washing. | External/Internal washing of tankers/containers by industrial cleansing and jet washing. | Consent | MAGAZINE LANE MARCHWOOD WPS
13725 | 4 | Tier 1 Consent | Isotank Depot Services Limited |  | Limerick Road | Dormanstown | Redcar | Cleveland | TS10 5JU | Site A2 | North Road | Marchwood Industrial Park | Marchwood | HA | SO40 4BL | 2006-05-22 | 50 | 8 | At all times | SLOWHILL COPSE MARCHWOOD WTW | Magazine Lane | Solids Suspended 105 Degrees C | 0 | 400 | mg/l | 41.1 | Tanker cleaning - internal (High risk) | Hampshire West | External/Internal washing of tankers/containers by industrial cleansing and jet washing. | External/Internal washing of tankers/containers by industrial cleansing and jet washing. | Consent | MAGAZINE LANE MARCHWOOD WPS
13725 | 4 | Tier 1 Consent | Isotank Depot Services Limited |  | Limerick Road | Dormanstown | Redcar | Cleveland | TS10 5JU | Site A2 | North Road | Marchwood Industrial Park | Marchwood | HA | SO40 4BL | 2006-05-22 | 50 | 8 | At all times | SLOWHILL COPSE MARCHWOOD WTW | Magazine Lane | Sulphate as S04 | 0 | 1000 | mg/l | 41.1 | Tanker cleaning - internal (High risk) | Hampshire West | External/Internal washing of tankers/containers by industrial cleansing and jet washing. | External/Internal washing of tankers/containers by industrial cleansing and jet washing. | Consent | MAGAZINE LANE MARCHWOOD WPS
13725 | 4 | Tier 1 Consent | Isotank Depot Services Limited |  | Limerick Road | Dormanstown | Redcar | Cleveland | TS10 5JU | Site A2 | North Road | Marchwood Industrial Park | Marchwood | HA | SO40 4BL | 2006-05-22 | 50 | 8 | At all times | SLOWHILL COPSE MARCHWOOD WTW | Magazine Lane | Sulphide as S | 0 | 1 | mg/l | 41.1 | Tanker cleaning - internal (High risk) | Hampshire West | External/Internal washing of tankers/containers by industrial cleansing and jet washing. | External/Internal washing of tankers/containers by industrial cleansing and jet washing. | Consent | MAGAZINE LANE MARCHWOOD WPS
13725 | 4 | Tier 1 Consent | Isotank Depot Services Limited |  | Limerick Road | Dormanstown | Redcar | Cleveland | TS10 5JU | Site A2 | North Road | Marchwood Industrial Park | Marchwood | HA | SO40 4BL | 2006-05-22 | 50 | 8 | At all times | SLOWHILL COPSE MARCHWOOD WTW | Magazine Lane | Zinc Total mg/l | 0 | 2.5 | ug/l | 41.1 | Tanker cleaning - internal (High risk) | Hampshire West | External/Internal washing of tankers/containers by industrial cleansing and jet washing. | External/Internal washing of tankers/containers by industrial cleansing and jet washing. | Consent | MAGAZINE LANE MARCHWOOD WPS
13727 | 1 | Low Risk Consent | Protran Services Limited | Protran House | Boundary Road | Black Rock | Brighton | East Sussex | BN2 5TJ | Protran House | Boundary Road | Black Rock | Brighton | East Sussex | BN2 5TJ | 2006-06-01 | 4.5 | 1 | at all times | PEACEHAVEN WTW | Boundary Road | Chemical Oxygen Demand Settled as 0 | - | 800 | mg/l | 31.3 | Vehicle and plant washing (Low Impact) | Sussex East | Pre Market Reform | Pre Market Reform | Consent | -
13727 | 1 | Low Risk Consent | Protran Services Limited | Protran House | Boundary Road | Black Rock | Brighton | East Sussex | BN2 5TJ | Protran House | Boundary Road | Black Rock | Brighton | East Sussex | BN2 5TJ | 2006-06-01 | 4.5 | 1 | at all times | PEACEHAVEN WTW | Boundary Road | Chemical Oxygen Demand Shaken as 0 | - | 800 | mg/l | 31.3 | Vehicle and plant washing (Low Impact) | Sussex East | Pre Market Reform | Pre Market Reform | Consent | -
13727 | 1 | Low Risk Consent | Protran Services Limited | Protran House | Boundary Road | Black Rock | Brighton | East Sussex | BN2 5TJ | Protran House | Boundary Road | Black Rock | Brighton | East Sussex | BN2 5TJ | 2006-06-01 | 4.5 | 1 | at all times | PEACEHAVEN WTW | Boundary Road | Solids Suspended 105 Degrees C | - | 400 | mg/l | 31.3 | Vehicle and plant washing (Low Impact) | Sussex East | Pre Market Reform | Pre Market Reform | Consent | -
13727 | 1 | Low Risk Consent | Protran Services Limited | Protran House | Boundary Road | Black Rock | Brighton | East Sussex | BN2 5TJ | Protran House | Boundary Road | Black Rock | Brighton | East Sussex | BN2 5TJ | 2006-06-01 | 4.5 | 1 | at all times | PEACEHAVEN WTW | Boundary Road | Solids Suspended 105C at pH7 | - | 400 | mg/l | 31.3 | Vehicle and plant washing (Low Impact) | Sussex East | Pre Market Reform | Pre Market Reform | Consent | -
13731 | 1 | Tier 2 Consent | David Lloyd Leisure Limited | The Hanger | Mosquito Way | Hatfield Business Park | Hatfield | Hertfordshire | AL10 9AX | DAVID LLOYD CENTRE | The Boardwalk | Port Solent | PORTSMOUTH | HA | PO6 4TP | 2006-06-16 | 60 | 4 | At all times | BUDDS FARM HAVANT WTW | Port Solent | Chemical Oxygen Demand Shaken as 0 | - | 800 | mg/l | 32.1 | Leisure facilities | Hampshire East | the operation of a swimming pool and leisure complex | Pre Market Reform | Consent | -
13731 | 1 | Tier 2 Consent | David Lloyd Leisure Limited | The Hanger | Mosquito Way | Hatfield Business Park | Hatfield | Hertfordshire | AL10 9AX | DAVID LLOYD CENTRE | The Boardwalk | Port Solent | PORTSMOUTH | HA | PO6 4TP | 2006-06-16 | 60 | 4 | At all times | BUDDS FARM HAVANT WTW | Port Solent | pH | 6 | 10 | pH Units | 32.1 | Leisure facilities | Hampshire East | the operation of a swimming pool and leisure complex | Pre Market Reform | Consent | -
13731 | 1 | Tier 2 Consent | David Lloyd Leisure Limited | The Hanger | Mosquito Way | Hatfield Business Park | Hatfield | Hertfordshire | AL10 9AX | DAVID LLOYD CENTRE | The Boardwalk | Port Solent | PORTSMOUTH | HA | PO6 4TP | 2006-06-16 | 60 | 4 | At all times | BUDDS FARM HAVANT WTW | Port Solent | Solids Suspended 105 Degrees C | - | 400 | mg/l | 32.1 | Leisure facilities | Hampshire East | the operation of a swimming pool and leisure complex | Pre Market Reform | Consent | -
13738 | 1 | Low Risk Consent | OKW Enclosures Limited | Unit 15 | Brunel Way | Titchfield | Fareham | Hampshire | PO15 5TX | 13-15 | BRUNEL WAY | - | FAREHAM | HA | PO15 5TX | 2006-07-04 | 5 | 1 | 0745 - 1400 | PEEL COMMON WTW | Brunel Way | Chemical Oxygen Demand Settled as 0 | - | 800 | mg/l | 22.2 | Plating and metal finishing (Medium Impact) | Hampshire East | Powder coating process | Pre Market Reform | Consent | -
13738 | 1 | Low Risk Consent | OKW Enclosures Limited | Unit 15 | Brunel Way | Titchfield | Fareham | Hampshire | PO15 5TX | 13-15 | BRUNEL WAY | - | FAREHAM | HA | PO15 5TX | 2006-07-04 | 5 | 1 | 0745 - 1400 | PEEL COMMON WTW | Brunel Way | Chemical Oxygen Demand Shaken as 0 | - | 800 | mg/l | 22.2 | Plating and metal finishing (Medium Impact) | Hampshire East | Powder coating process | Pre Market Reform | Consent | -
13738 | 1 | Low Risk Consent | OKW Enclosures Limited | Unit 15 | Brunel Way | Titchfield | Fareham | Hampshire | PO15 5TX | 13-15 | BRUNEL WAY | - | FAREHAM | HA | PO15 5TX | 2006-07-04 | 5 | 1 | 0745 - 1400 | PEEL COMMON WTW | Brunel Way | Solids Suspended 105 Degrees C | - | 400 | mg/l | 22.2 | Plating and metal finishing (Medium Impact) | Hampshire East | Powder coating process | Pre Market Reform | Consent | -
13738 | 1 | Low Risk Consent | OKW Enclosures Limited | Unit 15 | Brunel Way | Titchfield | Fareham | Hampshire | PO15 5TX | 13-15 | BRUNEL WAY | - | FAREHAM | HA | PO15 5TX | 2006-07-04 | 5 | 1 | 0745 - 1400 | PEEL COMMON WTW | Brunel Way | Solids Suspended 105C at pH7 | - | 400 | mg/l | 22.2 | Plating and metal finishing (Medium Impact) | Hampshire East | Powder coating process | Pre Market Reform | Consent | -
13745 | 1 | Low Risk Consent | The Maidstone & Tunbridge Wells NHS Trust |  | Hermitage Lane |  | Maidstone | Kent | ME169QQ | Cellular Pathology Department, Maidstone Hospital | Hermitage Lane | - | Maidstone | Kent | ME16 9QQ | 2011-06-01 | 1 | 0.1 | 0800-1700 | AYLESFORD WTW | Preston Hall | Chemical Oxygen Demand Settled as 0 | - | 800 | mg/l | 38.2 | Laboratory and research activities (Low Impact) | Kent West | Pre Market Reform | Pre Market Reform | Consent | -
13745 | 1 | Low Risk Consent | The Maidstone & Tunbridge Wells NHS Trust |  | Hermitage Lane |  | Maidstone | Kent | ME169QQ | Cellular Pathology Department, Maidstone Hospital | Hermitage Lane | - | Maidstone | Kent | ME16 9QQ | 2011-06-01 | 1 | 0.1 | 0800-1700 | AYLESFORD WTW | Preston Hall | Chemical Oxygen Demand Shaken as 0 | - | 800 | mg/l | 38.2 | Laboratory and research activities (Low Impact) | Kent West | Pre Market Reform | Pre Market Reform | Consent | -
13745 | 1 | Low Risk Consent | The Maidstone & Tunbridge Wells NHS Trust |  | Hermitage Lane |  | Maidstone | Kent | ME169QQ | Cellular Pathology Department, Maidstone Hospital | Hermitage Lane | - | Maidstone | Kent | ME16 9QQ | 2011-06-01 | 1 | 0.1 | 0800-1700 | AYLESFORD WTW | Preston Hall | Solids Suspended 105 Degrees C | - | 400 | mg/l | 38.2 | Laboratory and research activities (Low Impact) | Kent West | Pre Market Reform | Pre Market Reform | Consent | -
13745 | 1 | Low Risk Consent | The Maidstone & Tunbridge Wells NHS Trust |  | Hermitage Lane |  | Maidstone | Kent | ME169QQ | Cellular Pathology Department, Maidstone Hospital | Hermitage Lane | - | Maidstone | Kent | ME16 9QQ | 2011-06-01 | 1 | 0.1 | 0800-1700 | AYLESFORD WTW | Preston Hall | Solids Suspended 105C at pH7 | - | 400 | mg/l | 38.2 | Laboratory and research activities (Low Impact) | Kent West | Pre Market Reform | Pre Market Reform | Consent | -
13748 | 1 | Tier 2 Consent | Anduff Car Wash Limited | 35-37 | Amersham Hill |  | High Wycombe | Buckinghamshire | HP13 6NU | ARC CAR WASH | CHERRY GARDEN LANE | - | FOLKESTONE | KE | CT19 4QB | 2006-10-02 | 20 | 2 | 0800-2000 | BROOMFIELD BANK WTW | Cherry Garden Lane | Chemical Oxygen Demand Shaken as 0 | - | 800 | mg/l | 31.2 | Vehicle and plant washing (Low Impact) | Kent East | Vehicle Washing: Automatic Vehicle Washing process | Pre Market Reform | Consent | -
13748 | 1 | Tier 2 Consent | Anduff Car Wash Limited | 35-37 | Amersham Hill |  | High Wycombe | Buckinghamshire | HP13 6NU | ARC CAR WASH | CHERRY GARDEN LANE | - | FOLKESTONE | KE | CT19 4QB | 2006-10-02 | 20 | 2 | 0800-2000 | BROOMFIELD BANK WTW | Cherry Garden Lane | Detergents Anionic | - | 20 | mg/l | 31.2 | Vehicle and plant washing (Low Impact) | Kent East | Vehicle Washing: Automatic Vehicle Washing process | Pre Market Reform | Consent | -
13748 | 1 | Tier 2 Consent | Anduff Car Wash Limited | 35-37 | Amersham Hill |  | High Wycombe | Buckinghamshire | HP13 6NU | ARC CAR WASH | CHERRY GARDEN LANE | - | FOLKESTONE | KE | CT19 4QB | 2006-10-02 | 20 | 2 | 0800-2000 | BROOMFIELD BANK WTW | Cherry Garden Lane | Detergents Non-Ionic | - | 20 | mg/l | 31.2 | Vehicle and plant washing (Low Impact) | Kent East | Vehicle Washing: Automatic Vehicle Washing process | Pre Market Reform | Consent | -
13748 | 1 | Tier 2 Consent | Anduff Car Wash Limited | 35-37 | Amersham Hill |  | High Wycombe | Buckinghamshire | HP13 6NU | ARC CAR WASH | CHERRY GARDEN LANE | - | FOLKESTONE | KE | CT19 4QB | 2006-10-02 | 20 | 2 | 0800-2000 | BROOMFIELD BANK WTW | Cherry Garden Lane | Oil and Grease | - | 20 | mg/l | 31.2 | Vehicle and plant washing (Low Impact) | Kent East | Vehicle Washing: Automatic Vehicle Washing process | Pre Market Reform | Consent | -
13748 | 1 | Tier 2 Consent | Anduff Car Wash Limited | 35-37 | Amersham Hill |  | High Wycombe | Buckinghamshire | HP13 6NU | ARC CAR WASH | CHERRY GARDEN LANE | - | FOLKESTONE | KE | CT19 4QB | 2006-10-02 | 20 | 2 | 0800-2000 | BROOMFIELD BANK WTW | Cherry Garden Lane | pH | 6 | 10 | pH Units | 31.2 | Vehicle and plant washing (Low Impact) | Kent East | Vehicle Washing: Automatic Vehicle Washing process | Pre Market Reform | Consent | -
13748 | 1 | Tier 2 Consent | Anduff Car Wash Limited | 35-37 | Amersham Hill |  | High Wycombe | Buckinghamshire | HP13 6NU | ARC CAR WASH | CHERRY GARDEN LANE | - | FOLKESTONE | KE | CT19 4QB | 2006-10-02 | 20 | 2 | 0800-2000 | BROOMFIELD BANK WTW | Cherry Garden Lane | Solids Suspended 105 Degrees C | - | 400 | mg/l | 31.2 | Vehicle and plant washing (Low Impact) | Kent East | Vehicle Washing: Automatic Vehicle Washing process | Pre Market Reform | Consent | -
13748 | 1 | Tier 2 Consent | Anduff Car Wash Limited | 35-37 | Amersham Hill |  | High Wycombe | Buckinghamshire | HP13 6NU | ARC CAR WASH | CHERRY GARDEN LANE | - | FOLKESTONE | KE | CT19 4QB | 2006-10-02 | 20 | 2 | 0800-2000 | BROOMFIELD BANK WTW | Cherry Garden Lane | Sulphate as S04 | - | 500 | mg/l | 31.2 | Vehicle and plant washing (Low Impact) | Kent East | Vehicle Washing: Automatic Vehicle Washing process | Pre Market Reform | Consent | -
13753 | 1 | Tier 1 Consent | David Lloyd Leisure Limited | The Hanger | Mosquito Way | Hatfield Business Park | Hatfield | Hertfordshire | AL10 9AX | DAVID LLOYD LEISURE CENTRE | ROMANY ROAD |  | WORTHING | SW | BN13 3DL | 2006-08-01 | 32 | 3.85 | at all times | EAST WORTHING WTW | Romany Road | Chemical Oxygen Demand Shaken as 0 | - | 800 | mg/l | 32.1 | Leisure facilities | Sussex West | Swimming Pools: Commercial Swimming Pools process | Pre Market Reform | Consent | -
13753 | 1 | Tier 1 Consent | David Lloyd Leisure Limited | The Hanger | Mosquito Way | Hatfield Business Park | Hatfield | Hertfordshire | AL10 9AX | DAVID LLOYD LEISURE CENTRE | ROMANY ROAD |  | WORTHING | SW | BN13 3DL | 2006-08-01 | 32 | 3.85 | at all times | EAST WORTHING WTW | Romany Road | Solids Suspended 105 Degrees C | - | 400 | mg/l | 32.1 | Leisure facilities | Sussex West | Swimming Pools: Commercial Swimming Pools process | Pre Market Reform | Consent | -
13758 | 1 | Tier 1 Consent | David Lloyd Leisure Limited | The Hanger | Mosquito Way | Hatfield Business Park | Hatfield | Hertfordshire | AL10 9AX | 21 DAVID LLOYD LEISURE | KINGS HILL AVENUE | - | WEST MALLING | KE | ME19 4BT | 2006-10-01 | 25 | 4 | 0630 - 2300 | HAM HILL WTW | Kings Hill A228 | Chemical Oxygen Demand Settled as 0 | - | 1400 | mg/l | 32.1 | Leisure facilities | Kent West | Pre Market Reform | Pre Market Reform | Consent | -
13758 | 1 | Tier 1 Consent | David Lloyd Leisure Limited | The Hanger | Mosquito Way | Hatfield Business Park | Hatfield | Hertfordshire | AL10 9AX | 21 DAVID LLOYD LEISURE | KINGS HILL AVENUE | - | WEST MALLING | KE | ME19 4BT | 2006-10-01 | 25 | 4 | 0630 - 2300 | HAM HILL WTW | Kings Hill A228 | Detergents Anionic | - | 25 | mg/l | 32.1 | Leisure facilities | Kent West | Pre Market Reform | Pre Market Reform | Consent | -
13758 | 1 | Tier 1 Consent | David Lloyd Leisure Limited | The Hanger | Mosquito Way | Hatfield Business Park | Hatfield | Hertfordshire | AL10 9AX | 21 DAVID LLOYD LEISURE | KINGS HILL AVENUE | - | WEST MALLING | KE | ME19 4BT | 2006-10-01 | 25 | 4 | 0630 - 2300 | HAM HILL WTW | Kings Hill A228 | pH | 5 | 10 | pH Units | 32.1 | Leisure facilities | Kent West | Pre Market Reform | Pre Market Reform | Consent | -
13758 | 1 | Tier 1 Consent | David Lloyd Leisure Limited | The Hanger | Mosquito Way | Hatfield Business Park | Hatfield | Hertfordshire | AL10 9AX | 21 DAVID LLOYD LEISURE | KINGS HILL AVENUE | - | WEST MALLING | KE | ME19 4BT | 2006-10-01 | 25 | 4 | 0630 - 2300 | HAM HILL WTW | Kings Hill A228 | Solids Suspended 105 Degrees C | - | 400 | mg/l | 32.1 | Leisure facilities | Kent West | Pre Market Reform | Pre Market Reform | Consent | -
13758 | 1 | Tier 1 Consent | David Lloyd Leisure Limited | The Hanger | Mosquito Way | Hatfield Business Park | Hatfield | Hertfordshire | AL10 9AX | 21 DAVID LLOYD LEISURE | KINGS HILL AVENUE | - | WEST MALLING | KE | ME19 4BT | 2006-10-01 | 25 | 4 | 0630 - 2300 | HAM HILL WTW | Kings Hill A228 | Sulphate as S04 | - | 500 | mg/l | 32.1 | Leisure facilities | Kent West | Pre Market Reform | Pre Market Reform | Consent | -
13763 | 2 | Tier 1 Consent | Anduff Car Wash Limited | 35-37 | Amersham Hill |  | High Wycombe | Buckinghamshire | HP13 6NU | ASDA CAR PARK | BOURNEMOUTH ROAD | - | EASTLEIGH | HA | SO53 3YJ | 2006-07-28 | 20 | 2 | At all times | CHICKENHALL EASTLEIGH WTW | Bournemouth Road | Chemical Oxygen Demand Shaken as 0 | - | 2000 | mg/l | 31.2 | Vehicle and plant washing (Low Impact) | Hampshire West | Vehicle Washing: Automatic Vehicle Washing process | vehicle washing | Consent | -
13763 | 2 | Tier 1 Consent | Anduff Car Wash Limited | 35-37 | Amersham Hill |  | High Wycombe | Buckinghamshire | HP13 6NU | ASDA CAR PARK | BOURNEMOUTH ROAD | - | EASTLEIGH | HA | SO53 3YJ | 2006-07-28 | 20 | 2 | At all times | CHICKENHALL EASTLEIGH WTW | Bournemouth Road | Oil and Grease | - | 200 | mg/l | 31.2 | Vehicle and plant washing (Low Impact) | Hampshire West | Vehicle Washing: Automatic Vehicle Washing process | vehicle washing | Consent | -
13763 | 2 | Tier 1 Consent | Anduff Car Wash Limited | 35-37 | Amersham Hill |  | High Wycombe | Buckinghamshire | HP13 6NU | ASDA CAR PARK | BOURNEMOUTH ROAD | - | EASTLEIGH | HA | SO53 3YJ | 2006-07-28 | 20 | 2 | At all times | CHICKENHALL EASTLEIGH WTW | Bournemouth Road | pH | 6 | 10 | pH Units | 31.2 | Vehicle and plant washing (Low Impact) | Hampshire West | Vehicle Washing: Automatic Vehicle Washing process | vehicle washing | Consent | -
13763 | 2 | Tier 1 Consent | Anduff Car Wash Limited | 35-37 | Amersham Hill |  | High Wycombe | Buckinghamshire | HP13 6NU | ASDA CAR PARK | BOURNEMOUTH ROAD | - | EASTLEIGH | HA | SO53 3YJ | 2006-07-28 | 20 | 2 | At all times | CHICKENHALL EASTLEIGH WTW | Bournemouth Road | Solids Suspended 105 Degrees C | - | 400 | mg/l | 31.2 | Vehicle and plant washing (Low Impact) | Hampshire West | Vehicle Washing: Automatic Vehicle Washing process | vehicle washing | Consent | -
13766 | 1 | Low Risk Consent | Richards Photopoint | - | Elmwood | Steepmarsh | Petersfield | Hampshire | - |  | Elmwood | Steepmarsh | Petersfield | Hampshire | GU32 2BP | 2006-03-31 | 1 | 1 | At all times | PETERSFIELD WTW | Steepmarsh | Chemical Oxygen Demand Settled as 0 | - | 800 | mg/l | 33.3 | Photographic and X-ray film processing Non COPPICE | Hampshire East | Photographic process | Pre Market Reform | Consent | -
13766 | 1 | Low Risk Consent | Richards Photopoint | - | Elmwood | Steepmarsh | Petersfield | Hampshire | - |  | Elmwood | Steepmarsh | Petersfield | Hampshire | GU32 2BP | 2006-03-31 | 1 | 1 | At all times | PETERSFIELD WTW | Steepmarsh | Chemical Oxygen Demand Shaken as 0 | - | 800 | mg/l | 33.3 | Photographic and X-ray film processing Non COPPICE | Hampshire East | Photographic process | Pre Market Reform | Consent | -
13766 | 1 | Low Risk Consent | Richards Photopoint | - | Elmwood | Steepmarsh | Petersfield | Hampshire | - |  | Elmwood | Steepmarsh | Petersfield | Hampshire | GU32 2BP | 2006-03-31 | 1 | 1 | At all times | PETERSFIELD WTW | Steepmarsh | Solids Suspended 105 Degrees C | - | 400 | mg/l | 33.3 | Photographic and X-ray film processing Non COPPICE | Hampshire East | Photographic process | Pre Market Reform | Consent | -
13766 | 1 | Low Risk Consent | Richards Photopoint | - | Elmwood | Steepmarsh | Petersfield | Hampshire | - |  | Elmwood | Steepmarsh | Petersfield | Hampshire | GU32 2BP | 2006-03-31 | 1 | 1 | At all times | PETERSFIELD WTW | Steepmarsh | Solids Suspended 105C at pH7 | - | 400 | mg/l | 33.3 | Photographic and X-ray film processing Non COPPICE | Hampshire East | Photographic process | Pre Market Reform | Consent | -
13777 | 3 | Tier 1 Consent | Airways Optical Limited | Forum 6 | Parkway | Solent Business Park | Whiteley | Hampshire | PO15 7PA | AIRWAYS BUSINESS PARK UNIT 1 | WIDE LANE | - | SOUTHAMPTON | HA | SO18 2RT | 2015-08-23 | 49 | 2 | At any time | PORTSWOOD WTW | Wide Lane | Cadmium Total (ug/l) | - | 23 | ug/l | 4.3 | Medical equipment manufacture | Hampshire West | rinsings and washings associated with manufacture of optical lenses. | manufacture of optical lenses. | Consent | MONKS BROOK SWAYTHLING WPS
13777 | 3 | Tier 1 Consent | Airways Optical Limited | Forum 6 | Parkway | Solent Business Park | Whiteley | Hampshire | PO15 7PA | AIRWAYS BUSINESS PARK UNIT 1 | WIDE LANE | - | SOUTHAMPTON | HA | SO18 2RT | 2015-08-23 | 49 | 2 | At any time | PORTSWOOD WTW | Wide Lane | Chemical Oxygen Demand Shaken as 0 | - | 6000 | mg/l | 4.3 | Medical equipment manufacture | Hampshire West | rinsings and washings associated with manufacture of optical lenses. | manufacture of optical lenses. | Consent | MONKS BROOK SWAYTHLING WPS
13777 | 3 | Tier 1 Consent | Airways Optical Limited | Forum 6 | Parkway | Solent Business Park | Whiteley | Hampshire | PO15 7PA | AIRWAYS BUSINESS PARK UNIT 1 | WIDE LANE | - | SOUTHAMPTON | HA | SO18 2RT | 2015-08-23 | 49 | 2 | At any time | PORTSWOOD WTW | Wide Lane | Chloride | - | 400 | mg/l | 4.3 | Medical equipment manufacture | Hampshire West | rinsings and washings associated with manufacture of optical lenses. | manufacture of optical lenses. | Consent | MONKS BROOK SWAYTHLING WPS
13777 | 3 | Tier 1 Consent | Airways Optical Limited | Forum 6 | Parkway | Solent Business Park | Whiteley | Hampshire | PO15 7PA | AIRWAYS BUSINESS PARK UNIT 1 | WIDE LANE | - | SOUTHAMPTON | HA | SO18 2RT | 2015-08-23 | 49 | 2 | At any time | PORTSWOOD WTW | Wide Lane | Chromium Total mg/l | - | 25 | ug/l | 4.3 | Medical equipment manufacture | Hampshire West | rinsings and washings associated with manufacture of optical lenses. | manufacture of optical lenses. | Consent | MONKS BROOK SWAYTHLING WPS
13777 | 3 | Tier 1 Consent | Airways Optical Limited | Forum 6 | Parkway | Solent Business Park | Whiteley | Hampshire | PO15 7PA | AIRWAYS BUSINESS PARK UNIT 1 | WIDE LANE | - | SOUTHAMPTON | HA | SO18 2RT | 2015-08-23 | 49 | 2 | At any time | PORTSWOOD WTW | Wide Lane | Lead Total | - | 70 | ug/l | 4.3 | Medical equipment manufacture | Hampshire West | rinsings and washings associated with manufacture of optical lenses. | manufacture of optical lenses. | Consent | MONKS BROOK SWAYTHLING WPS
13777 | 3 | Tier 1 Consent | Airways Optical Limited | Forum 6 | Parkway | Solent Business Park | Whiteley | Hampshire | PO15 7PA | AIRWAYS BUSINESS PARK UNIT 1 | WIDE LANE | - | SOUTHAMPTON | HA | SO18 2RT | 2015-08-23 | 49 | 2 | At any time | PORTSWOOD WTW | Wide Lane | pH | 6 | 10 | pH Units | 4.3 | Medical equipment manufacture | Hampshire West | rinsings and washings associated with manufacture of optical lenses. | manufacture of optical lenses. | Consent | MONKS BROOK SWAYTHLING WPS
13777 | 3 | Tier 1 Consent | Airways Optical Limited | Forum 6 | Parkway | Solent Business Park | Whiteley | Hampshire | PO15 7PA | AIRWAYS BUSINESS PARK UNIT 1 | WIDE LANE | - | SOUTHAMPTON | HA | SO18 2RT | 2015-08-23 | 49 | 2 | At any time | PORTSWOOD WTW | Wide Lane | Solids Suspended 105 Degrees C | - | 1800 | mg/l | 4.3 | Medical equipment manufacture | Hampshire West | rinsings and washings associated with manufacture of optical lenses. | manufacture of optical lenses. | Consent | MONKS BROOK SWAYTHLING WPS
13777 | 3 | Tier 1 Consent | Airways Optical Limited | Forum 6 | Parkway | Solent Business Park | Whiteley | Hampshire | PO15 7PA | AIRWAYS BUSINESS PARK UNIT 1 | WIDE LANE | - | SOUTHAMPTON | HA | SO18 2RT | 2015-08-23 | 49 | 2 | At any time | PORTSWOOD WTW | Wide Lane | Sulphate as S04 | - | 300 | mg/l | 4.3 | Medical equipment manufacture | Hampshire West | rinsings and washings associated with manufacture of optical lenses. | manufacture of optical lenses. | Consent | MONKS BROOK SWAYTHLING WPS
13777 | 3 | Tier 1 Consent | Airways Optical Limited | Forum 6 | Parkway | Solent Business Park | Whiteley | Hampshire | PO15 7PA | AIRWAYS BUSINESS PARK UNIT 1 | WIDE LANE | - | SOUTHAMPTON | HA | SO18 2RT | 2015-08-23 | 49 | 2 | At any time | PORTSWOOD WTW | Wide Lane | Tin Total | - | 30 | ug/l | 4.3 | Medical equipment manufacture | Hampshire West | rinsings and washings associated with manufacture of optical lenses. | manufacture of optical lenses. | Consent | MONKS BROOK SWAYTHLING WPS
13778 | 1 | Tier 1 Consent | David Lloyd Leisure Limited | The Hanger | Mosquito Way | Hatfield Business Park | Hatfield | Hertfordshire | AL10 9AX | SPORTS CENTRE | FROGMORE LANE | - | SOUTHAMPTON | HA | SO16 0XS | 2006-08-25 | 34 | 4 | at all times | MILLBROOK WTW | Brownhill Way | Chemical Oxygen Demand Shaken as 0 | - | 1000 | mg/l | 32.1 | Leisure facilities | Hampshire West | Swimming pools: filter backwash water process | leisure facility | Consent | ROWNHAMS CARAVAN PARK WPS
13778 | 1 | Tier 1 Consent | David Lloyd Leisure Limited | The Hanger | Mosquito Way | Hatfield Business Park | Hatfield | Hertfordshire | AL10 9AX | SPORTS CENTRE | FROGMORE LANE | - | SOUTHAMPTON | HA | SO16 0XS | 2006-08-25 | 34 | 4 | at all times | MILLBROOK WTW | Brownhill Way | Chlorine Free as Cl2 | - | 5 | mg/l | 32.1 | Leisure facilities | Hampshire West | Swimming pools: filter backwash water process | leisure facility | Consent | ROWNHAMS CARAVAN PARK WPS
13778 | 1 | Tier 1 Consent | David Lloyd Leisure Limited | The Hanger | Mosquito Way | Hatfield Business Park | Hatfield | Hertfordshire | AL10 9AX | SPORTS CENTRE | FROGMORE LANE | - | SOUTHAMPTON | HA | SO16 0XS | 2006-08-25 | 34 | 4 | at all times | MILLBROOK WTW | Brownhill Way | pH | 6 | 10 | pH Units | 32.1 | Leisure facilities | Hampshire West | Swimming pools: filter backwash water process | leisure facility | Consent | ROWNHAMS CARAVAN PARK WPS
13778 | 1 | Tier 1 Consent | David Lloyd Leisure Limited | The Hanger | Mosquito Way | Hatfield Business Park | Hatfield | Hertfordshire | AL10 9AX | SPORTS CENTRE | FROGMORE LANE | - | SOUTHAMPTON | HA | SO16 0XS | 2006-08-25 | 34 | 4 | at all times | MILLBROOK WTW | Brownhill Way | Solids Suspended 105 Degrees C | - | 400 | mg/l | 32.1 | Leisure facilities | Hampshire West | Swimming pools: filter backwash water process | leisure facility | Consent | ROWNHAMS CARAVAN PARK WPS
13780 | 1 | Low Risk Consent | Island View Holidays | - | Fort Warden Road | Colwell | Totland Bay | Isle of Wight | PO39 0DA | ISLAND VIEW CHALETS | FORT WARDEN ROAD | - | TOTLAND | IW | PO39 0DA | 2006-08-31 | 2.7 | 2.5 | 0800 - 1800 | SANDOWN NEW WTW | Fort Warden Road | Chemical Oxygen Demand Settled as 0 | - | 800 | mg/l | 32.1 | Leisure facilities | Hampshire East | Internal swimming Pool | Leisure facilities - Holiday resort | Consent | HURST VIEW POINT TOTLAND WPS
13780 | 1 | Low Risk Consent | Island View Holidays | - | Fort Warden Road | Colwell | Totland Bay | Isle of Wight | PO39 0DA | ISLAND VIEW CHALETS | FORT WARDEN ROAD | - | TOTLAND | IW | PO39 0DA | 2006-08-31 | 2.7 | 2.5 | 0800 - 1800 | SANDOWN NEW WTW | Fort Warden Road | Chemical Oxygen Demand Shaken as 0 | - | 800 | mg/l | 32.1 | Leisure facilities | Hampshire East | Internal swimming Pool | Leisure facilities - Holiday resort | Consent | HURST VIEW POINT TOTLAND WPS
13780 | 1 | Low Risk Consent | Island View Holidays | - | Fort Warden Road | Colwell | Totland Bay | Isle of Wight | PO39 0DA | ISLAND VIEW CHALETS | FORT WARDEN ROAD | - | TOTLAND | IW | PO39 0DA | 2006-08-31 | 2.7 | 2.5 | 0800 - 1800 | SANDOWN NEW WTW | Fort Warden Road | Solids Suspended 105 Degrees C | - | 400 | mg/l | 32.1 | Leisure facilities | Hampshire East | Internal swimming Pool | Leisure facilities - Holiday resort | Consent | HURST VIEW POINT TOTLAND WPS
13780 | 1 | Low Risk Consent | Island View Holidays | - | Fort Warden Road | Colwell | Totland Bay | Isle of Wight | PO39 0DA | ISLAND VIEW CHALETS | FORT WARDEN ROAD | - | TOTLAND | IW | PO39 0DA | 2006-08-31 | 2.7 | 2.5 | 0800 - 1800 | SANDOWN NEW WTW | Fort Warden Road | Solids Suspended 105C at pH7 | - | 400 | mg/l | 32.1 | Leisure facilities | Hampshire East | Internal swimming Pool | Leisure facilities - Holiday resort | Consent | HURST VIEW POINT TOTLAND WPS
13784 | 3 | Tier 1 Consent | Coopervision Manufacturing Limited | Delta Park | Concorde Way | Segensworth North | Fareham | Hampshire | PO15 5RL | SP4 | ENSIGN WAY |  | SOUTHAMPTON | HA | SO31 4NH | 2006-04-01 | 250 | 2.1 | At all times | PEEL COMMON WTW | Ensign Way | Chemical Oxygen Demand Shaken as 0 | - | 8000 | mg/l | 4.3 | Medical equipment manufacture | Hampshire East | Contact Lens Manufacturing process | Contact Lens Manufacturer | Consent | HAMBLE LANE BURSLEDON WPS
13784 | 3 | Tier 1 Consent | Coopervision Manufacturing Limited | Delta Park | Concorde Way | Segensworth North | Fareham | Hampshire | PO15 5RL | SP4 | ENSIGN WAY |  | SOUTHAMPTON | HA | SO31 4NH | 2006-04-01 | 250 | 2.1 | At all times | PEEL COMMON WTW | Ensign Way | Chloride | - | 150 | mg/l | 4.3 | Medical equipment manufacture | Hampshire East | Contact Lens Manufacturing process | Contact Lens Manufacturer | Consent | HAMBLE LANE BURSLEDON WPS
13784 | 3 | Tier 1 Consent | Coopervision Manufacturing Limited | Delta Park | Concorde Way | Segensworth North | Fareham | Hampshire | PO15 5RL | SP4 | ENSIGN WAY |  | SOUTHAMPTON | HA | SO31 4NH | 2006-04-01 | 250 | 2.1 | At all times | PEEL COMMON WTW | Ensign Way | Nitrogen Ammoniacal as N | - | 5 | mg/l | 4.3 | Medical equipment manufacture | Hampshire East | Contact Lens Manufacturing process | Contact Lens Manufacturer | Consent | HAMBLE LANE BURSLEDON WPS
13784 | 3 | Tier 1 Consent | Coopervision Manufacturing Limited | Delta Park | Concorde Way | Segensworth North | Fareham | Hampshire | PO15 5RL | SP4 | ENSIGN WAY |  | SOUTHAMPTON | HA | SO31 4NH | 2006-04-01 | 250 | 2.1 | At all times | PEEL COMMON WTW | Ensign Way | pH | 6 | 10 | pH Units | 4.3 | Medical equipment manufacture | Hampshire East | Contact Lens Manufacturing process | Contact Lens Manufacturer | Consent | HAMBLE LANE BURSLEDON WPS
13784 | 3 | Tier 1 Consent | Coopervision Manufacturing Limited | Delta Park | Concorde Way | Segensworth North | Fareham | Hampshire | PO15 5RL | SP4 | ENSIGN WAY |  | SOUTHAMPTON | HA | SO31 4NH | 2006-04-01 | 250 | 2.1 | At all times | PEEL COMMON WTW | Ensign Way | Solids Suspended 105 Degrees C | - | 400 | mg/l | 4.3 | Medical equipment manufacture | Hampshire East | Contact Lens Manufacturing process | Contact Lens Manufacturer | Consent | HAMBLE LANE BURSLEDON WPS
13785 | 1 | Low Risk Consent | Coopervision Manufacturing Limited | Delta Park | Concorde Way | Segensworth North | Fareham | Hampshire | PO15 5RL | SP2 | ENSIGN WAY | - | SOUTHAMPTON | HA | SO31 4RF | 2006-04-01 | 5 | 0.5 | 0001 - 2359 | PEEL COMMON WTW | Ensign Way | Chemical Oxygen Demand Shaken as 0 | - | 800 | mg/l | 4.3 | Medical equipment manufacture | Hampshire East | Pre Market Reform | Pre Market Reform | Consent | -
13785 | 1 | Low Risk Consent | Coopervision Manufacturing Limited | Delta Park | Concorde Way | Segensworth North | Fareham | Hampshire | PO15 5RL | SP2 | ENSIGN WAY | - | SOUTHAMPTON | HA | SO31 4RF | 2006-04-01 | 5 | 0.5 | 0001 - 2359 | PEEL COMMON WTW | Ensign Way | pH | 6 | 10 | pH Units | 4.3 | Medical equipment manufacture | Hampshire East | Pre Market Reform | Pre Market Reform | Consent | -
13785 | 1 | Low Risk Consent | Coopervision Manufacturing Limited | Delta Park | Concorde Way | Segensworth North | Fareham | Hampshire | PO15 5RL | SP2 | ENSIGN WAY | - | SOUTHAMPTON | HA | SO31 4RF | 2006-04-01 | 5 | 0.5 | 0001 - 2359 | PEEL COMMON WTW | Ensign Way | Solids Suspended 105 Degrees C | - | 400 | mg/l | 4.3 | Medical equipment manufacture | Hampshire East | Pre Market Reform | Pre Market Reform | Consent | -
13790 | 1 | Low Risk Consent | Ctrl (UK) Limited | 5th Floor, Kings Place | 90 York Way | - | London | - | N1 9AG | HENHURST RAILWAY YARD | HENHURST ROAD | - | KENT | KE | DA12 3AQ | 2006-09-11 | 5 | - | - | NORTHFLEET WTW | - | Chemical Oxygen Demand Settled as 0 | - | 800 | mg/l | 31.3 | Vehicle and plant washing (Low Impact) | Kent West | Pre Market Reform | Pre Market Reform | Consent | -
13790 | 1 | Low Risk Consent | Ctrl (UK) Limited | 5th Floor, Kings Place | 90 York Way | - | London | - | N1 9AG | HENHURST RAILWAY YARD | HENHURST ROAD | - | KENT | KE | DA12 3AQ | 2006-09-11 | 5 | - | - | NORTHFLEET WTW | - | Chemical Oxygen Demand Shaken as 0 | - | 800 | mg/l | 31.3 | Vehicle and plant washing (Low Impact) | Kent West | Pre Market Reform | Pre Market Reform | Consent | -
13790 | 1 | Low Risk Consent | Ctrl (UK) Limited | 5th Floor, Kings Place | 90 York Way | - | London | - | N1 9AG | HENHURST RAILWAY YARD | HENHURST ROAD | - | KENT | KE | DA12 3AQ | 2006-09-11 | 5 | - | - | NORTHFLEET WTW | - | Solids Suspended 105 Degrees C | - | 400 | mg/l | 31.3 | Vehicle and plant washing (Low Impact) | Kent West | Pre Market Reform | Pre Market Reform | Consent | -
13790 | 1 | Low Risk Consent | Ctrl (UK) Limited | 5th Floor, Kings Place | 90 York Way | - | London | - | N1 9AG | HENHURST RAILWAY YARD | HENHURST ROAD | - | KENT | KE | DA12 3AQ | 2006-09-11 | 5 | - | - | NORTHFLEET WTW | - | Solids Suspended 105C at pH7 | - | 400 | mg/l | 31.3 | Vehicle and plant washing (Low Impact) | Kent West | Pre Market Reform | Pre Market Reform | Consent | -
13796 | 3 | Tier 2 Consent | Veolia ES South Downs Ltd | 210 | Pentonville Road | - | London | - | N1 9JY | FORELANDS DEPOT | ST PHILIP AVENUE |  | EASTBOURNE | SE | BN22 8QA | 2006-10-02 | 115 | 2 | at all times | EASTBOURNE WTW | Churchdale Road | Chemical Oxygen Demand Settled as 0 | - | 1000 | mg/l | 40.1 | Rainwater and surface water run-off (Medium Impact). Fire fighting foam training | Sussex East | Tip Leachate: Recycling Centres process | Pre Market Reform | Consent | -
13796 | 3 | Tier 2 Consent | Veolia ES South Downs Ltd | 210 | Pentonville Road | - | London | - | N1 9JY | FORELANDS DEPOT | ST PHILIP AVENUE |  | EASTBOURNE | SE | BN22 8QA | 2006-10-02 | 115 | 2 | at all times | EASTBOURNE WTW | Churchdale Road | Chemical Oxygen Demand Shaken as 0 | - | 1000 | mg/l | 40.1 | Rainwater and surface water run-off (Medium Impact). Fire fighting foam training | Sussex East | Tip Leachate: Recycling Centres process | Pre Market Reform | Consent | -
13796 | 3 | Tier 2 Consent | Veolia ES South Downs Ltd | 210 | Pentonville Road | - | London | - | N1 9JY | FORELANDS DEPOT | ST PHILIP AVENUE |  | EASTBOURNE | SE | BN22 8QA | 2006-10-02 | 115 | 2 | at all times | EASTBOURNE WTW | Churchdale Road | pH | 5 | 11 | pH Units | 40.1 | Rainwater and surface water run-off (Medium Impact). Fire fighting foam training | Sussex East | Tip Leachate: Recycling Centres process | Pre Market Reform | Consent | -
13796 | 3 | Tier 2 Consent | Veolia ES South Downs Ltd | 210 | Pentonville Road | - | London | - | N1 9JY | FORELANDS DEPOT | ST PHILIP AVENUE |  | EASTBOURNE | SE | BN22 8QA | 2006-10-02 | 115 | 2 | at all times | EASTBOURNE WTW | Churchdale Road | Solids Suspended 105 Degrees C | - | 500 | mg/l | 40.1 | Rainwater and surface water run-off (Medium Impact). Fire fighting foam training | Sussex East | Tip Leachate: Recycling Centres process | Pre Market Reform | Consent | -
13796 | 3 | Tier 2 Consent | Veolia ES South Downs Ltd | 210 | Pentonville Road | - | London | - | N1 9JY | FORELANDS DEPOT | ST PHILIP AVENUE |  | EASTBOURNE | SE | BN22 8QA | 2006-10-02 | 115 | 2 | at all times | EASTBOURNE WTW | Churchdale Road | Solids Suspended 105C at pH7 | - | 500 | mg/l | 40.1 | Rainwater and surface water run-off (Medium Impact). Fire fighting foam training | Sussex East | Tip Leachate: Recycling Centres process | Pre Market Reform | Consent | -
13798 | 4 | Tier 2 Consent | Veolia ES South Downs Ltd | 210 | Pentonville Road | - | London | - | N1 9JY | HOUSEHOLD WASTE RECYCLING SITE | FARNINGHAM ROAD | - | CROWBOROUGH | SE | TN6 2JR | 2006-10-02 | 75 | 2 | at all times | REDGATE MILL CROWBOROUGH WTW | Farningham Road | Chemical Oxygen Demand Shaken as 0 | - | 1000 | mg/l | 40.1 | Rainwater and surface water run-off (Medium Impact). Fire fighting foam training | Sussex East | Tip Leachate: Recycling Centres process | Pre Market Reform | Consent | -
13798 | 4 | Tier 2 Consent | Veolia ES South Downs Ltd | 210 | Pentonville Road | - | London | - | N1 9JY | HOUSEHOLD WASTE RECYCLING SITE | FARNINGHAM ROAD | - | CROWBOROUGH | SE | TN6 2JR | 2006-10-02 | 75 | 2 | at all times | REDGATE MILL CROWBOROUGH WTW | Farningham Road | pH | 5 | 11 | pH Units | 40.1 | Rainwater and surface water run-off (Medium Impact). Fire fighting foam training | Sussex East | Tip Leachate: Recycling Centres process | Pre Market Reform | Consent | -
13798 | 4 | Tier 2 Consent | Veolia ES South Downs Ltd | 210 | Pentonville Road | - | London | - | N1 9JY | HOUSEHOLD WASTE RECYCLING SITE | FARNINGHAM ROAD | - | CROWBOROUGH | SE | TN6 2JR | 2006-10-02 | 75 | 2 | at all times | REDGATE MILL CROWBOROUGH WTW | Farningham Road | Solids Suspended 105 Degrees C | - | 500 | mg/l | 40.1 | Rainwater and surface water run-off (Medium Impact). Fire fighting foam training | Sussex East | Tip Leachate: Recycling Centres process | Pre Market Reform | Consent | -
13799 | 1 | Low Risk Consent | Southern Testing Laboratories Limited | Keeble House | Stuart Way | - | East Grinstead | West Sussex | RH19 4QA | GROSVENOR HOUSE UNIT 5 | DURKINS ROAD | - | EAST GRINSTEAD | SW | RH19 2RW | 2006-09-27 | 4 | 0.05 | at all times | EDEN VALE EAST GRINSTEAD WTW | unknown | Chemical Oxygen Demand Settled as 0 | - | 800 | mg/l | 38.2 | Laboratory and research activities (Low Impact) | Sussex West | Pre Market Reform | Pre Market Reform | Consent | -
13799 | 1 | Low Risk Consent | Southern Testing Laboratories Limited | Keeble House | Stuart Way | - | East Grinstead | West Sussex | RH19 4QA | GROSVENOR HOUSE UNIT 5 | DURKINS ROAD | - | EAST GRINSTEAD | SW | RH19 2RW | 2006-09-27 | 4 | 0.05 | at all times | EDEN VALE EAST GRINSTEAD WTW | unknown | Chemical Oxygen Demand Shaken as 0 | - | 800 | mg/l | 38.2 | Laboratory and research activities (Low Impact) | Sussex West | Pre Market Reform | Pre Market Reform | Consent | -
13799 | 1 | Low Risk Consent | Southern Testing Laboratories Limited | Keeble House | Stuart Way | - | East Grinstead | West Sussex | RH19 4QA | GROSVENOR HOUSE UNIT 5 | DURKINS ROAD | - | EAST GRINSTEAD | SW | RH19 2RW | 2006-09-27 | 4 | 0.05 | at all times | EDEN VALE EAST GRINSTEAD WTW | unknown | Solids Suspended 105 Degrees C | - | 400 | mg/l | 38.2 | Laboratory and research activities (Low Impact) | Sussex West | Pre Market Reform | Pre Market Reform | Consent | -
13799 | 1 | Low Risk Consent | Southern Testing Laboratories Limited | Keeble House | Stuart Way | - | East Grinstead | West Sussex | RH19 4QA | GROSVENOR HOUSE UNIT 5 | DURKINS ROAD | - | EAST GRINSTEAD | SW | RH19 2RW | 2006-09-27 | 4 | 0.05 | at all times | EDEN VALE EAST GRINSTEAD WTW | unknown | Solids Suspended 105C at pH7 | - | 400 | mg/l | 38.2 | Laboratory and research activities (Low Impact) | Sussex West | Pre Market Reform | Pre Market Reform | Consent | -
13812 | 1 | Low Risk Consent | Marchwood Motorways (Southampton) Limited | 3rd Floor | 41-51 Grey Street | - | Newcastle Upon Tyne | Tyne And Wear | NE1 6EE | 200 | SALISBURY ROAD | - | TOTTON | HA | SO40 3ZP | 2006-10-16 | 5 | 2 | N/A | SLOWHILL COPSE MARCHWOOD WTW | Salisbury Road | Chemical Oxygen Demand Settled as 0 | - | 800 | mg/l | 31.2 | Vehicle and plant washing (Low Impact) | Hampshire West | Pre Market Reform | Pre Market Reform | Consent | -
13812 | 1 | Low Risk Consent | Marchwood Motorways (Southampton) Limited | 3rd Floor | 41-51 Grey Street | - | Newcastle Upon Tyne | Tyne And Wear | NE1 6EE | 200 | SALISBURY ROAD | - | TOTTON | HA | SO40 3ZP | 2006-10-16 | 5 | 2 | N/A | SLOWHILL COPSE MARCHWOOD WTW | Salisbury Road | Chemical Oxygen Demand Shaken as 0 | - | 800 | mg/l | 31.2 | Vehicle and plant washing (Low Impact) | Hampshire West | Pre Market Reform | Pre Market Reform | Consent | -
13812 | 1 | Low Risk Consent | Marchwood Motorways (Southampton) Limited | 3rd Floor | 41-51 Grey Street | - | Newcastle Upon Tyne | Tyne And Wear | NE1 6EE | 200 | SALISBURY ROAD | - | TOTTON | HA | SO40 3ZP | 2006-10-16 | 5 | 2 | N/A | SLOWHILL COPSE MARCHWOOD WTW | Salisbury Road | Solids Suspended 105 Degrees C | - | 400 | mg/l | 31.2 | Vehicle and plant washing (Low Impact) | Hampshire West | Pre Market Reform | Pre Market Reform | Consent | -
13812 | 1 | Low Risk Consent | Marchwood Motorways (Southampton) Limited | 3rd Floor | 41-51 Grey Street | - | Newcastle Upon Tyne | Tyne And Wear | NE1 6EE | 200 | SALISBURY ROAD | - | TOTTON | HA | SO40 3ZP | 2006-10-16 | 5 | 2 | N/A | SLOWHILL COPSE MARCHWOOD WTW | Salisbury Road | Solids Suspended 105C at pH7 | - | 400 | mg/l | 31.2 | Vehicle and plant washing (Low Impact) | Hampshire West | Pre Market Reform | Pre Market Reform | Consent | -
13814 | 1 | Low Risk Consent | Turbocam Europe Limited | Cvr Global Llp, Town Wall House | Balkerne Hill | - | Colchester | Essex | CO3 3AD | 155 UNIT 1 | HIGHLANDS ROAD | - | FAREHAM | HA | PO15 6JR | 2006-10-17 | 1 | 1 | At all times | PEEL COMMON WTW |  | Chemical Oxygen Demand Settled as 0 | - | 800 | mg/l | 39.4 | Water treatment; softener plants; heating system flushing | Hampshire East | Condensate from a compressor | Pre Market Reform | Consent | -
13814 | 1 | Low Risk Consent | Turbocam Europe Limited | Cvr Global Llp, Town Wall House | Balkerne Hill | - | Colchester | Essex | CO3 3AD | 155 UNIT 1 | HIGHLANDS ROAD | - | FAREHAM | HA | PO15 6JR | 2006-10-17 | 1 | 1 | At all times | PEEL COMMON WTW |  | Chemical Oxygen Demand Shaken as 0 | - | 800 | mg/l | 39.4 | Water treatment; softener plants; heating system flushing | Hampshire East | Condensate from a compressor | Pre Market Reform | Consent | -
13814 | 1 | Low Risk Consent | Turbocam Europe Limited | Cvr Global Llp, Town Wall House | Balkerne Hill | - | Colchester | Essex | CO3 3AD | 155 UNIT 1 | HIGHLANDS ROAD | - | FAREHAM | HA | PO15 6JR | 2006-10-17 | 1 | 1 | At all times | PEEL COMMON WTW |  | Solids Suspended 105 Degrees C | - | 400 | mg/l | 39.4 | Water treatment; softener plants; heating system flushing | Hampshire East | Condensate from a compressor | Pre Market Reform | Consent | -
13814 | 1 | Low Risk Consent | Turbocam Europe Limited | Cvr Global Llp, Town Wall House | Balkerne Hill | - | Colchester | Essex | CO3 3AD | 155 UNIT 1 | HIGHLANDS ROAD | - | FAREHAM | HA | PO15 6JR | 2006-10-17 | 1 | 1 | At all times | PEEL COMMON WTW |  | Solids Suspended 105C at pH7 | - | 400 | mg/l | 39.4 | Water treatment; softener plants; heating system flushing | Hampshire East | Condensate from a compressor | Pre Market Reform | Consent | -
13815 | 1 | Low Risk Consent | Southbourne Rubber Company Limited | 29 | Aston Road | - | Waterloovile | Hants | PO7 7XJ |  | 47 Aston Road | - | Waterlooville | Hampshire | PO7 7XJ | 2006-10-18 | 1 | 1 | 0800 - 1700 | BUDDS FARM HAVANT WTW | - | Chemical Oxygen Demand Settled as 0 | - | 800 | mg/l | 8.2 | Engineering (Low risk) | Hampshire East | Pre Market Reform | Pre Market Reform | Consent | -
13815 | 1 | Low Risk Consent | Southbourne Rubber Company Limited | 29 | Aston Road | - | Waterloovile | Hants | PO7 7XJ |  | 47 Aston Road | - | Waterlooville | Hampshire | PO7 7XJ | 2006-10-18 | 1 | 1 | 0800 - 1700 | BUDDS FARM HAVANT WTW | - | Chemical Oxygen Demand Shaken as 0 | - | 800 | mg/l | 8.2 | Engineering (Low risk) | Hampshire East | Pre Market Reform | Pre Market Reform | Consent | -
13815 | 1 | Low Risk Consent | Southbourne Rubber Company Limited | 29 | Aston Road | - | Waterloovile | Hants | PO7 7XJ |  | 47 Aston Road | - | Waterlooville | Hampshire | PO7 7XJ | 2006-10-18 | 1 | 1 | 0800 - 1700 | BUDDS FARM HAVANT WTW | - | Solids Suspended 105 Degrees C | - | 400 | mg/l | 8.2 | Engineering (Low risk) | Hampshire East | Pre Market Reform | Pre Market Reform | Consent | -
13815 | 1 | Low Risk Consent | Southbourne Rubber Company Limited | 29 | Aston Road | - | Waterloovile | Hants | PO7 7XJ |  | 47 Aston Road | - | Waterlooville | Hampshire | PO7 7XJ | 2006-10-18 | 1 | 1 | 0800 - 1700 | BUDDS FARM HAVANT WTW | - | Solids Suspended 105C at pH7 | - | 400 | mg/l | 8.2 | Engineering (Low risk) | Hampshire East | Pre Market Reform | Pre Market Reform | Consent | -
13819 | 2 | Tier 2 Consent | All Waste Matters Limited | 38 | Swalebank Close | - | Chesterfield | - | S40 2US | UNIT 1 | MILLSTROOD ROAD | - | WHITSTABLE | KE | CT5 3PS | 2008-09-25 | 5 | 0.053 | At all times | SWALECLIFFE WTW | South Street | Chemical Oxygen Demand Shaken as 0 | - | 800 | mg/l | 17.1 | Metal smelting, Metal recovery | Kent East | Miscellaneous: Waste Processing process | Pre Market Reform | Consent | -
13819 | 2 | Tier 2 Consent | All Waste Matters Limited | 38 | Swalebank Close | - | Chesterfield | - | S40 2US | UNIT 1 | MILLSTROOD ROAD | - | WHITSTABLE | KE | CT5 3PS | 2008-09-25 | 5 | 0.053 | At all times | SWALECLIFFE WTW | South Street | Oil and Grease | - | 10 | mg/l | 17.1 | Metal smelting, Metal recovery | Kent East | Miscellaneous: Waste Processing process | Pre Market Reform | Consent | -
13819 | 2 | Tier 2 Consent | All Waste Matters Limited | 38 | Swalebank Close | - | Chesterfield | - | S40 2US | UNIT 1 | MILLSTROOD ROAD | - | WHITSTABLE | KE | CT5 3PS | 2008-09-25 | 5 | 0.053 | At all times | SWALECLIFFE WTW | South Street | pH | 6 | 10 | pH Units | 17.1 | Metal smelting, Metal recovery | Kent East | Miscellaneous: Waste Processing process | Pre Market Reform | Consent | -
13819 | 2 | Tier 2 Consent | All Waste Matters Limited | 38 | Swalebank Close | - | Chesterfield | - | S40 2US | UNIT 1 | MILLSTROOD ROAD | - | WHITSTABLE | KE | CT5 3PS | 2008-09-25 | 5 | 0.053 | At all times | SWALECLIFFE WTW | South Street | Silver Total | - | 500 | ug/l | 17.1 | Metal smelting, Metal recovery | Kent East | Miscellaneous: Waste Processing process | Pre Market Reform | Consent | -
13819 | 2 | Tier 2 Consent | All Waste Matters Limited | 38 | Swalebank Close | - | Chesterfield | - | S40 2US | UNIT 1 | MILLSTROOD ROAD | - | WHITSTABLE | KE | CT5 3PS | 2008-09-25 | 5 | 0.053 | At all times | SWALECLIFFE WTW | South Street | Solids Suspended 105 Degrees C | - | 400 | mg/l | 17.1 | Metal smelting, Metal recovery | Kent East | Miscellaneous: Waste Processing process | Pre Market Reform | Consent | -
13819 | 2 | Tier 2 Consent | All Waste Matters Limited | 38 | Swalebank Close | - | Chesterfield | - | S40 2US | UNIT 1 | MILLSTROOD ROAD | - | WHITSTABLE | KE | CT5 3PS | 2008-09-25 | 5 | 0.053 | At all times | SWALECLIFFE WTW | South Street | Sulphate as S04 | - | 500 | mg/l | 17.1 | Metal smelting, Metal recovery | Kent East | Miscellaneous: Waste Processing process | Pre Market Reform | Consent | -
13820 | 1 | Low Risk Consent | Lipscomb Cars Limited | 3-4 | Bower Terrace | - | Maidstone | Kent | ME16 8RY | Performance House | Forstal Road | - | Aylesford | Kent | ME20 7XA | 2006-10-26 | 3 | 1 | 0800 - 1600 | AYLESFORD WTW | Forstal Road | Chemical Oxygen Demand Settled as 0 | - | 800 | mg/l | 31.3 | Vehicle and plant washing (Low Impact) | Kent West | Pre Market Reform | Pre Market Reform | Consent | FORSTAL ROAD AYLESFORD WPS
13820 | 1 | Low Risk Consent | Lipscomb Cars Limited | 3-4 | Bower Terrace | - | Maidstone | Kent | ME16 8RY | Performance House | Forstal Road | - | Aylesford | Kent | ME20 7XA | 2006-10-26 | 3 | 1 | 0800 - 1600 | AYLESFORD WTW | Forstal Road | Chemical Oxygen Demand Shaken as 0 | - | 800 | mg/l | 31.3 | Vehicle and plant washing (Low Impact) | Kent West | Pre Market Reform | Pre Market Reform | Consent | FORSTAL ROAD AYLESFORD WPS
13820 | 1 | Low Risk Consent | Lipscomb Cars Limited | 3-4 | Bower Terrace | - | Maidstone | Kent | ME16 8RY | Performance House | Forstal Road | - | Aylesford | Kent | ME20 7XA | 2006-10-26 | 3 | 1 | 0800 - 1600 | AYLESFORD WTW | Forstal Road | Solids Suspended 105 Degrees C | - | 400 | mg/l | 31.3 | Vehicle and plant washing (Low Impact) | Kent West | Pre Market Reform | Pre Market Reform | Consent | FORSTAL ROAD AYLESFORD WPS
13820 | 1 | Low Risk Consent | Lipscomb Cars Limited | 3-4 | Bower Terrace | - | Maidstone | Kent | ME16 8RY | Performance House | Forstal Road | - | Aylesford | Kent | ME20 7XA | 2006-10-26 | 3 | 1 | 0800 - 1600 | AYLESFORD WTW | Forstal Road | Solids Suspended 105C at pH7 | - | 400 | mg/l | 31.3 | Vehicle and plant washing (Low Impact) | Kent West | Pre Market Reform | Pre Market Reform | Consent | FORSTAL ROAD AYLESFORD WPS
13823 | 1 | Tier 2 Consent | Hire Station Limited | C/O Vp Plc Central House, Beckwith Knowle | Otley Road |  | Harrogate | North Yorkshire | HG3 1UD | OFFICE & WAREHOUSE | MAYNARD ROAD | - | CANTERBURY | KE | CT1 3RH | 2006-12-20 | 10 | 1 | 0800-1700 | CANTERBURY WTW | Mayward Road | Chemical Oxygen Demand Shaken as 0 | - | 800 | mg/l | 31.2 | Vehicle and plant washing (Low Impact) | Kent East | Jet washing of hire equioment | Tool rental | Consent | -
13823 | 1 | Tier 2 Consent | Hire Station Limited | C/O Vp Plc Central House, Beckwith Knowle | Otley Road |  | Harrogate | North Yorkshire | HG3 1UD | OFFICE & WAREHOUSE | MAYNARD ROAD | - | CANTERBURY | KE | CT1 3RH | 2006-12-20 | 10 | 1 | 0800-1700 | CANTERBURY WTW | Mayward Road | Detergents Anionic | - | 20 | mg/l | 31.2 | Vehicle and plant washing (Low Impact) | Kent East | Jet washing of hire equioment | Tool rental | Consent | -
13823 | 1 | Tier 2 Consent | Hire Station Limited | C/O Vp Plc Central House, Beckwith Knowle | Otley Road |  | Harrogate | North Yorkshire | HG3 1UD | OFFICE & WAREHOUSE | MAYNARD ROAD | - | CANTERBURY | KE | CT1 3RH | 2006-12-20 | 10 | 1 | 0800-1700 | CANTERBURY WTW | Mayward Road | Detergents Non-Ionic | - | 20 | mg/l | 31.2 | Vehicle and plant washing (Low Impact) | Kent East | Jet washing of hire equioment | Tool rental | Consent | -
13823 | 1 | Tier 2 Consent | Hire Station Limited | C/O Vp Plc Central House, Beckwith Knowle | Otley Road |  | Harrogate | North Yorkshire | HG3 1UD | OFFICE & WAREHOUSE | MAYNARD ROAD | - | CANTERBURY | KE | CT1 3RH | 2006-12-20 | 10 | 1 | 0800-1700 | CANTERBURY WTW | Mayward Road | Oil and Grease | - | 20 | mg/l | 31.2 | Vehicle and plant washing (Low Impact) | Kent East | Jet washing of hire equioment | Tool rental | Consent | -
13823 | 1 | Tier 2 Consent | Hire Station Limited | C/O Vp Plc Central House, Beckwith Knowle | Otley Road |  | Harrogate | North Yorkshire | HG3 1UD | OFFICE & WAREHOUSE | MAYNARD ROAD | - | CANTERBURY | KE | CT1 3RH | 2006-12-20 | 10 | 1 | 0800-1700 | CANTERBURY WTW | Mayward Road | pH | 6 | 10 | pH Units | 31.2 | Vehicle and plant washing (Low Impact) | Kent East | Jet washing of hire equioment | Tool rental | Consent | -
13823 | 1 | Tier 2 Consent | Hire Station Limited | C/O Vp Plc Central House, Beckwith Knowle | Otley Road |  | Harrogate | North Yorkshire | HG3 1UD | OFFICE & WAREHOUSE | MAYNARD ROAD | - | CANTERBURY | KE | CT1 3RH | 2006-12-20 | 10 | 1 | 0800-1700 | CANTERBURY WTW | Mayward Road | Solids Suspended 105 Degrees C | - | 400 | mg/l | 31.2 | Vehicle and plant washing (Low Impact) | Kent East | Jet washing of hire equioment | Tool rental | Consent | -
13823 | 1 | Tier 2 Consent | Hire Station Limited | C/O Vp Plc Central House, Beckwith Knowle | Otley Road |  | Harrogate | North Yorkshire | HG3 1UD | OFFICE & WAREHOUSE | MAYNARD ROAD | - | CANTERBURY | KE | CT1 3RH | 2006-12-20 | 10 | 1 | 0800-1700 | CANTERBURY WTW | Mayward Road | Sulphate as S04 | - | 500 | mg/l | 31.2 | Vehicle and plant washing (Low Impact) | Kent East | Jet washing of hire equioment | Tool rental | Consent | -
13828 | 5 | Tier 1 Consent | VeeTee Foods Limited | Veetee House | Sir Thomas Longley Road | Medway City Estate | Rochester | Kent | ME2 4DU | INVICTA HOUSE | SIR THOMAS LONGLEY ROAD | - | ROCHESTER | KE | ME2 4DU | 2007-04-01 | 600 | 7 | At all times | WHITEWALL CREEK WTW | Sir Thomas Longley Road | Chemical Oxygen Demand Shaken as 0 | - | 1500 | mg/l | 9.1 | Food/drink processing - high sugar/prepared meals | Kent West | Washing of dried rice and cooking of rice with steam. | Production of rice products. | Consent | SIR THOMAS LONGLEY ROAD STROOD WPS
13828 | 5 | Tier 1 Consent | VeeTee Foods Limited | Veetee House | Sir Thomas Longley Road | Medway City Estate | Rochester | Kent | ME2 4DU | INVICTA HOUSE | SIR THOMAS LONGLEY ROAD | - | ROCHESTER | KE | ME2 4DU | 2007-04-01 | 600 | 7 | At all times | WHITEWALL CREEK WTW | Sir Thomas Longley Road | Nitrogen Ammoniacal as N | - | 10 | mg/l | 9.1 | Food/drink processing - high sugar/prepared meals | Kent West | Washing of dried rice and cooking of rice with steam. | Production of rice products. | Consent | SIR THOMAS LONGLEY ROAD STROOD WPS
13828 | 5 | Tier 1 Consent | VeeTee Foods Limited | Veetee House | Sir Thomas Longley Road | Medway City Estate | Rochester | Kent | ME2 4DU | INVICTA HOUSE | SIR THOMAS LONGLEY ROAD | - | ROCHESTER | KE | ME2 4DU | 2007-04-01 | 600 | 7 | At all times | WHITEWALL CREEK WTW | Sir Thomas Longley Road | pH | 6 | 10 | pH Units | 9.1 | Food/drink processing - high sugar/prepared meals | Kent West | Washing of dried rice and cooking of rice with steam. | Production of rice products. | Consent | SIR THOMAS LONGLEY ROAD STROOD WPS
13828 | 5 | Tier 1 Consent | VeeTee Foods Limited | Veetee House | Sir Thomas Longley Road | Medway City Estate | Rochester | Kent | ME2 4DU | INVICTA HOUSE | SIR THOMAS LONGLEY ROAD | - | ROCHESTER | KE | ME2 4DU | 2007-04-01 | 600 | 7 | At all times | WHITEWALL CREEK WTW | Sir Thomas Longley Road | Solids Suspended 105 Degrees C | - | 800 | mg/l | 9.1 | Food/drink processing - high sugar/prepared meals | Kent West | Washing of dried rice and cooking of rice with steam. | Production of rice products. | Consent | SIR THOMAS LONGLEY ROAD STROOD WPS
13829 | 1 | Tier 2 Consent | Anduff Car Wash Limited | 35-37 | Amersham Hill |  | High Wycombe | Buckinghamshire | HP13 6NU | CAR WASH ASDA PETROL STATION | ADJ THE CRUMBLES | - | EASTBOURNE | SE | BN23 6JH | 2006-04-01 | 20 | 2 | at all times | EASTBOURNE WTW | Pevensey Bay Road | Chemical Oxygen Demand Settled as 0 | - | 800 | mg/l | 31.2 | Vehicle and plant washing (Low Impact) | Sussex East | Vehicle Washing: Automatic Vehicle Washing process | Pre Market Reform | Consent | -
13829 | 1 | Tier 2 Consent | Anduff Car Wash Limited | 35-37 | Amersham Hill |  | High Wycombe | Buckinghamshire | HP13 6NU | CAR WASH ASDA PETROL STATION | ADJ THE CRUMBLES | - | EASTBOURNE | SE | BN23 6JH | 2006-04-01 | 20 | 2 | at all times | EASTBOURNE WTW | Pevensey Bay Road | Chemical Oxygen Demand Shaken as 0 | - | 800 | mg/l | 31.2 | Vehicle and plant washing (Low Impact) | Sussex East | Vehicle Washing: Automatic Vehicle Washing process | Pre Market Reform | Consent | -
13829 | 1 | Tier 2 Consent | Anduff Car Wash Limited | 35-37 | Amersham Hill |  | High Wycombe | Buckinghamshire | HP13 6NU | CAR WASH ASDA PETROL STATION | ADJ THE CRUMBLES | - | EASTBOURNE | SE | BN23 6JH | 2006-04-01 | 20 | 2 | at all times | EASTBOURNE WTW | Pevensey Bay Road | pH | 5 | 11 | pH Units | 31.2 | Vehicle and plant washing (Low Impact) | Sussex East | Vehicle Washing: Automatic Vehicle Washing process | Pre Market Reform | Consent | -
13829 | 1 | Tier 2 Consent | Anduff Car Wash Limited | 35-37 | Amersham Hill |  | High Wycombe | Buckinghamshire | HP13 6NU | CAR WASH ASDA PETROL STATION | ADJ THE CRUMBLES | - | EASTBOURNE | SE | BN23 6JH | 2006-04-01 | 20 | 2 | at all times | EASTBOURNE WTW | Pevensey Bay Road | Solids Suspended 105 Degrees C | - | 400 | mg/l | 31.2 | Vehicle and plant washing (Low Impact) | Sussex East | Vehicle Washing: Automatic Vehicle Washing process | Pre Market Reform | Consent | -
13829 | 1 | Tier 2 Consent | Anduff Car Wash Limited | 35-37 | Amersham Hill |  | High Wycombe | Buckinghamshire | HP13 6NU | CAR WASH ASDA PETROL STATION | ADJ THE CRUMBLES | - | EASTBOURNE | SE | BN23 6JH | 2006-04-01 | 20 | 2 | at all times | EASTBOURNE WTW | Pevensey Bay Road | Solids Suspended 105C at pH7 | - | 400 | mg/l | 31.2 | Vehicle and plant washing (Low Impact) | Sussex East | Vehicle Washing: Automatic Vehicle Washing process | Pre Market Reform | Consent | -
13831 | 1 | Tier 2 Consent | Anduff Car Wash Limited | 35-37 | Amersham Hill |  | High Wycombe | Buckinghamshire | HP13 6NU | CAR WASH | VALE RISE | - | TONBRIDGE | KE | TN9 1TB | 2006-11-16 | 20 | 2 | at all times | TONBRIDGE WTW | Vale Rise | Chemical Oxygen Demand Settled as 0 | - | 800 | mg/l | 31.2 | Vehicle and plant washing (Low Impact) | Kent West | Vehicle Washing: Automatic Vehicle Washing process | Pre Market Reform | Consent | -
13831 | 1 | Tier 2 Consent | Anduff Car Wash Limited | 35-37 | Amersham Hill |  | High Wycombe | Buckinghamshire | HP13 6NU | CAR WASH | VALE RISE | - | TONBRIDGE | KE | TN9 1TB | 2006-11-16 | 20 | 2 | at all times | TONBRIDGE WTW | Vale Rise | Chemical Oxygen Demand Shaken as 0 | - | 800 | mg/l | 31.2 | Vehicle and plant washing (Low Impact) | Kent West | Vehicle Washing: Automatic Vehicle Washing process | Pre Market Reform | Consent | -
13831 | 1 | Tier 2 Consent | Anduff Car Wash Limited | 35-37 | Amersham Hill |  | High Wycombe | Buckinghamshire | HP13 6NU | CAR WASH | VALE RISE | - | TONBRIDGE | KE | TN9 1TB | 2006-11-16 | 20 | 2 | at all times | TONBRIDGE WTW | Vale Rise | pH | 5 | 11 | pH Units | 31.2 | Vehicle and plant washing (Low Impact) | Kent West | Vehicle Washing: Automatic Vehicle Washing process | Pre Market Reform | Consent | -
13831 | 1 | Tier 2 Consent | Anduff Car Wash Limited | 35-37 | Amersham Hill |  | High Wycombe | Buckinghamshire | HP13 6NU | CAR WASH | VALE RISE | - | TONBRIDGE | KE | TN9 1TB | 2006-11-16 | 20 | 2 | at all times | TONBRIDGE WTW | Vale Rise | Solids Suspended 105 Degrees C | - | 400 | mg/l | 31.2 | Vehicle and plant washing (Low Impact) | Kent West | Vehicle Washing: Automatic Vehicle Washing process | Pre Market Reform | Consent | -
13831 | 1 | Tier 2 Consent | Anduff Car Wash Limited | 35-37 | Amersham Hill |  | High Wycombe | Buckinghamshire | HP13 6NU | CAR WASH | VALE RISE | - | TONBRIDGE | KE | TN9 1TB | 2006-11-16 | 20 | 2 | at all times | TONBRIDGE WTW | Vale Rise | Solids Suspended 105C at pH7 | - | 400 | mg/l | 31.2 | Vehicle and plant washing (Low Impact) | Kent West | Vehicle Washing: Automatic Vehicle Washing process | Pre Market Reform | Consent | -
13832 | 1 | Tier 2 Consent | Anduff Car Wash Limited | 35-37 | Amersham Hill |  | High Wycombe | Buckinghamshire | HP13 6NU | SHRIPNEY TRADE PARK A R C CAR WASH | SHRIPNEY ROAD | - | BOGNOR REGIS | SW | PO22 9GH | 2007-02-01 | 20 | 2 | at all times | FORD WTW | Shripney Road | Chemical Oxygen Demand Shaken as 0 | - | 800 | mg/l | 31.2 | Vehicle and plant washing (Low Impact) | Sussex West | Vehicle Washing: Automatic Vehicle Washing process | Pre Market Reform | Consent | -
13832 | 1 | Tier 2 Consent | Anduff Car Wash Limited | 35-37 | Amersham Hill |  | High Wycombe | Buckinghamshire | HP13 6NU | SHRIPNEY TRADE PARK A R C CAR WASH | SHRIPNEY ROAD | - | BOGNOR REGIS | SW | PO22 9GH | 2007-02-01 | 20 | 2 | at all times | FORD WTW | Shripney Road | Oil and Grease | - | 200 | mg/l | 31.2 | Vehicle and plant washing (Low Impact) | Sussex West | Vehicle Washing: Automatic Vehicle Washing process | Pre Market Reform | Consent | -
13832 | 1 | Tier 2 Consent | Anduff Car Wash Limited | 35-37 | Amersham Hill |  | High Wycombe | Buckinghamshire | HP13 6NU | SHRIPNEY TRADE PARK A R C CAR WASH | SHRIPNEY ROAD | - | BOGNOR REGIS | SW | PO22 9GH | 2007-02-01 | 20 | 2 | at all times | FORD WTW | Shripney Road | pH | 5 | 11 | pH Units | 31.2 | Vehicle and plant washing (Low Impact) | Sussex West | Vehicle Washing: Automatic Vehicle Washing process | Pre Market Reform | Consent | -
13832 | 1 | Tier 2 Consent | Anduff Car Wash Limited | 35-37 | Amersham Hill |  | High Wycombe | Buckinghamshire | HP13 6NU | SHRIPNEY TRADE PARK A R C CAR WASH | SHRIPNEY ROAD | - | BOGNOR REGIS | SW | PO22 9GH | 2007-02-01 | 20 | 2 | at all times | FORD WTW | Shripney Road | Solids Suspended 105 Degrees C | - | 400 | mg/l | 31.2 | Vehicle and plant washing (Low Impact) | Sussex West | Vehicle Washing: Automatic Vehicle Washing process | Pre Market Reform | Consent | -
13833 | 1 | Tier 2 Consent | Anduff Car Wash Limited | 35-37 | Amersham Hill |  | High Wycombe | Buckinghamshire | HP13 6NU | 215 | BRIGHTON ROAD |  | LANCING | SW | BN15 8JP | 2007-02-01 | 20 | 2 | at all times | EAST WORTHING WTW | Brighton Road | Chemical Oxygen Demand Shaken as 0 | - | 800 | mg/l | 31.2 | Vehicle and plant washing (Low Impact) | Sussex West | Vehicle Washing: Automatic Vehicle Washing process | Pre Market Reform | Consent | -
13833 | 1 | Tier 2 Consent | Anduff Car Wash Limited | 35-37 | Amersham Hill |  | High Wycombe | Buckinghamshire | HP13 6NU | 215 | BRIGHTON ROAD |  | LANCING | SW | BN15 8JP | 2007-02-01 | 20 | 2 | at all times | EAST WORTHING WTW | Brighton Road | Oil and Grease | - | 200 | mg/l | 31.2 | Vehicle and plant washing (Low Impact) | Sussex West | Vehicle Washing: Automatic Vehicle Washing process | Pre Market Reform | Consent | -
13833 | 1 | Tier 2 Consent | Anduff Car Wash Limited | 35-37 | Amersham Hill |  | High Wycombe | Buckinghamshire | HP13 6NU | 215 | BRIGHTON ROAD |  | LANCING | SW | BN15 8JP | 2007-02-01 | 20 | 2 | at all times | EAST WORTHING WTW | Brighton Road | pH | 5 | 11 | pH Units | 31.2 | Vehicle and plant washing (Low Impact) | Sussex West | Vehicle Washing: Automatic Vehicle Washing process | Pre Market Reform | Consent | -
13833 | 1 | Tier 2 Consent | Anduff Car Wash Limited | 35-37 | Amersham Hill |  | High Wycombe | Buckinghamshire | HP13 6NU | 215 | BRIGHTON ROAD |  | LANCING | SW | BN15 8JP | 2007-02-01 | 20 | 2 | at all times | EAST WORTHING WTW | Brighton Road | Solids Suspended 105 Degrees C | - | 400 | mg/l | 31.2 | Vehicle and plant washing (Low Impact) | Sussex West | Vehicle Washing: Automatic Vehicle Washing process | Pre Market Reform | Consent | -
13836 | 2 | Tier 1 Consent | Anduff Car Wash Limited | 35-37 | Amersham Hill |  | High Wycombe | Buckinghamshire | HP13 6NU | TEXACO GARAGE | NEWBURY ROAD | - | ANDOVER | HA | SP10 4DU | 2006-11-21 | 20 | 2 | At all times | FULLERTON WTW | Newbury Road | Chemical Oxygen Demand Shaken as 0 | - | 2000 | mg/l | 31.2 | Vehicle and plant washing (Low Impact) | Hampshire West | Vehicle Washing: Automatic Vehicle Washing process | vehicle washing | Consent | -
13836 | 2 | Tier 1 Consent | Anduff Car Wash Limited | 35-37 | Amersham Hill |  | High Wycombe | Buckinghamshire | HP13 6NU | TEXACO GARAGE | NEWBURY ROAD | - | ANDOVER | HA | SP10 4DU | 2006-11-21 | 20 | 2 | At all times | FULLERTON WTW | Newbury Road | Oil and Grease | - | 200 | mg/l | 31.2 | Vehicle and plant washing (Low Impact) | Hampshire West | Vehicle Washing: Automatic Vehicle Washing process | vehicle washing | Consent | -
13836 | 2 | Tier 1 Consent | Anduff Car Wash Limited | 35-37 | Amersham Hill |  | High Wycombe | Buckinghamshire | HP13 6NU | TEXACO GARAGE | NEWBURY ROAD | - | ANDOVER | HA | SP10 4DU | 2006-11-21 | 20 | 2 | At all times | FULLERTON WTW | Newbury Road | pH | 6 | 10 | pH Units | 31.2 | Vehicle and plant washing (Low Impact) | Hampshire West | Vehicle Washing: Automatic Vehicle Washing process | vehicle washing | Consent | -
13836 | 2 | Tier 1 Consent | Anduff Car Wash Limited | 35-37 | Amersham Hill |  | High Wycombe | Buckinghamshire | HP13 6NU | TEXACO GARAGE | NEWBURY ROAD | - | ANDOVER | HA | SP10 4DU | 2006-11-21 | 20 | 2 | At all times | FULLERTON WTW | Newbury Road | Solids Suspended 105 Degrees C | - | 400 | mg/l | 31.2 | Vehicle and plant washing (Low Impact) | Hampshire West | Vehicle Washing: Automatic Vehicle Washing process | vehicle washing | Consent | -
13840 | 1 | Low Risk Consent | OKW Enclosures Limited | Unit 15 | Brunel Way | Titchfield | Fareham | Hampshire | PO15 5TX | 13-15 | BRUNEL WAY | - | FAREHAM | HA | PO15 5TX | 2006-11-22 | 0.1 | 0.1 | 07:45 - 16:45 | PEEL COMMON WTW | Brunel Way | Chemical Oxygen Demand Settled as 0 | - | 800 | mg/l | 22.2 | Plating and metal finishing (Medium Impact) | Hampshire East | Rumbling process | Pre Market Reform | Consent | -
13840 | 1 | Low Risk Consent | OKW Enclosures Limited | Unit 15 | Brunel Way | Titchfield | Fareham | Hampshire | PO15 5TX | 13-15 | BRUNEL WAY | - | FAREHAM | HA | PO15 5TX | 2006-11-22 | 0.1 | 0.1 | 07:45 - 16:45 | PEEL COMMON WTW | Brunel Way | Chemical Oxygen Demand Shaken as 0 | - | 800 | mg/l | 22.2 | Plating and metal finishing (Medium Impact) | Hampshire East | Rumbling process | Pre Market Reform | Consent | -
13840 | 1 | Low Risk Consent | OKW Enclosures Limited | Unit 15 | Brunel Way | Titchfield | Fareham | Hampshire | PO15 5TX | 13-15 | BRUNEL WAY | - | FAREHAM | HA | PO15 5TX | 2006-11-22 | 0.1 | 0.1 | 07:45 - 16:45 | PEEL COMMON WTW | Brunel Way | Solids Suspended 105 Degrees C | - | 400 | mg/l | 22.2 | Plating and metal finishing (Medium Impact) | Hampshire East | Rumbling process | Pre Market Reform | Consent | -
13840 | 1 | Low Risk Consent | OKW Enclosures Limited | Unit 15 | Brunel Way | Titchfield | Fareham | Hampshire | PO15 5TX | 13-15 | BRUNEL WAY | - | FAREHAM | HA | PO15 5TX | 2006-11-22 | 0.1 | 0.1 | 07:45 - 16:45 | PEEL COMMON WTW | Brunel Way | Solids Suspended 105C at pH7 | - | 400 | mg/l | 22.2 | Plating and metal finishing (Medium Impact) | Hampshire East | Rumbling process | Pre Market Reform | Consent | -
13846 | 3 | Tier 2 Consent | SOUTHERN GAS NETWORKS PLC | St Lawrence House | Station Approach | - | Horley | Surrey | RH6 9HJ | NORTHAM LP GAS HOLDER | BRITANNIA ROAD | - | SOUTHAMPTON | HA | SO14 5AX | 2006-11-27 | 360 | 16.6 | At all times | MILLBROOK WTW | Britannia Road | Chemical Oxygen Demand Shaken as 0 | - | 1000 | mg/l | 10.1 | Gas production, storage and distribution | Hampshire West | Surface water from holder tank overflow. | Storage and distribution of natural gas from gas holding tanks. | Consent | ALBERT ROAD CHAPEL DEPOT WPS
13846 | 3 | Tier 2 Consent | SOUTHERN GAS NETWORKS PLC | St Lawrence House | Station Approach | - | Horley | Surrey | RH6 9HJ | NORTHAM LP GAS HOLDER | BRITANNIA ROAD | - | SOUTHAMPTON | HA | SO14 5AX | 2006-11-27 | 360 | 16.6 | At all times | MILLBROOK WTW | Britannia Road | pH | 6 | 10 | pH Units | 10.1 | Gas production, storage and distribution | Hampshire West | Surface water from holder tank overflow. | Storage and distribution of natural gas from gas holding tanks. | Consent | ALBERT ROAD CHAPEL DEPOT WPS
13846 | 3 | Tier 2 Consent | SOUTHERN GAS NETWORKS PLC | St Lawrence House | Station Approach | - | Horley | Surrey | RH6 9HJ | NORTHAM LP GAS HOLDER | BRITANNIA ROAD | - | SOUTHAMPTON | HA | SO14 5AX | 2006-11-27 | 360 | 16.6 | At all times | MILLBROOK WTW | Britannia Road | Solids Suspended 105 Degrees C | - | 400 | mg/l | 10.1 | Gas production, storage and distribution | Hampshire West | Surface water from holder tank overflow. | Storage and distribution of natural gas from gas holding tanks. | Consent | ALBERT ROAD CHAPEL DEPOT WPS
13847 | 1 | Tier 2 Consent | Flosag Limited | 53 | Gildredge Road | - | Eastbourne | East Sussex | BN21 4SF | 32 SHOP | SACKVILLE ROAD | - | BEXHILL-ON-SEA | SE | TN39 3JL | 2006-11-28 | 18 | 2 | at all times | BEXHILL & HASTINGS WTW | Sackville Road | Chemical Oxygen Demand Shaken as 0 | - | 800 | mg/l | 15.2 | Laundering (Small-scale/Coin-Op) | Sussex East | Launderettes: Launderettes process | Pre Market Reform | Consent | -
13847 | 1 | Tier 2 Consent | Flosag Limited | 53 | Gildredge Road | - | Eastbourne | East Sussex | BN21 4SF | 32 SHOP | SACKVILLE ROAD | - | BEXHILL-ON-SEA | SE | TN39 3JL | 2006-11-28 | 18 | 2 | at all times | BEXHILL & HASTINGS WTW | Sackville Road | Detergents Anionic | - | 100 | mg/l | 15.2 | Laundering (Small-scale/Coin-Op) | Sussex East | Launderettes: Launderettes process | Pre Market Reform | Consent | -
13847 | 1 | Tier 2 Consent | Flosag Limited | 53 | Gildredge Road | - | Eastbourne | East Sussex | BN21 4SF | 32 SHOP | SACKVILLE ROAD | - | BEXHILL-ON-SEA | SE | TN39 3JL | 2006-11-28 | 18 | 2 | at all times | BEXHILL & HASTINGS WTW | Sackville Road | pH | 6 | 10 | pH Units | 15.2 | Laundering (Small-scale/Coin-Op) | Sussex East | Launderettes: Launderettes process | Pre Market Reform | Consent | -
13847 | 1 | Tier 2 Consent | Flosag Limited | 53 | Gildredge Road | - | Eastbourne | East Sussex | BN21 4SF | 32 SHOP | SACKVILLE ROAD | - | BEXHILL-ON-SEA | SE | TN39 3JL | 2006-11-28 | 18 | 2 | at all times | BEXHILL & HASTINGS WTW | Sackville Road | Solids Suspended 105 Degrees C | - | 400 | mg/l | 15.2 | Laundering (Small-scale/Coin-Op) | Sussex East | Launderettes: Launderettes process | Pre Market Reform | Consent | -
13851 | 1 | Low Risk Consent | Portsmouth College | - | Tangiers Road | Baffins | Portsmouth | Hampshire | PO3 6PZ | PORTSMOUTH COLLEGE | TANGIER ROAD | - | PORTSMOUTH |  | PO3 6PZ | 2006-12-07 | 1.5 | - | 08:00 - 09:00 | BUDDS FARM HAVANT WTW | Tangiers Road | Chemical Oxygen Demand Settled as 0 | - | 800 | mg/l | 33.3 | Photographic and X-ray film processing Non COPPICE | Hampshire East | Pre Market Reform | Pre Market Reform | Consent | -
13851 | 1 | Low Risk Consent | Portsmouth College | - | Tangiers Road | Baffins | Portsmouth | Hampshire | PO3 6PZ | PORTSMOUTH COLLEGE | TANGIER ROAD | - | PORTSMOUTH |  | PO3 6PZ | 2006-12-07 | 1.5 | - | 08:00 - 09:00 | BUDDS FARM HAVANT WTW | Tangiers Road | Chemical Oxygen Demand Shaken as 0 | - | 800 | mg/l | 33.3 | Photographic and X-ray film processing Non COPPICE | Hampshire East | Pre Market Reform | Pre Market Reform | Consent | -
13851 | 1 | Low Risk Consent | Portsmouth College | - | Tangiers Road | Baffins | Portsmouth | Hampshire | PO3 6PZ | PORTSMOUTH COLLEGE | TANGIER ROAD | - | PORTSMOUTH |  | PO3 6PZ | 2006-12-07 | 1.5 | - | 08:00 - 09:00 | BUDDS FARM HAVANT WTW | Tangiers Road | Solids Suspended 105 Degrees C | - | 400 | mg/l | 33.3 | Photographic and X-ray film processing Non COPPICE | Hampshire East | Pre Market Reform | Pre Market Reform | Consent | -
13851 | 1 | Low Risk Consent | Portsmouth College | - | Tangiers Road | Baffins | Portsmouth | Hampshire | PO3 6PZ | PORTSMOUTH COLLEGE | TANGIER ROAD | - | PORTSMOUTH |  | PO3 6PZ | 2006-12-07 | 1.5 | - | 08:00 - 09:00 | BUDDS FARM HAVANT WTW | Tangiers Road | Solids Suspended 105C at pH7 | - | 400 | mg/l | 33.3 | Photographic and X-ray film processing Non COPPICE | Hampshire East | Pre Market Reform | Pre Market Reform | Consent | -
13854 | 1 | Tier 2 Consent | Anduff Car Wash Limited | 35-37 | Amersham Hill |  | High Wycombe | Buckinghamshire | HP13 6NU | ARC CARWASH ASDA SUPERMARKET | NEWGATE LANE | - | FAREHAM | HA | PO14 1TT | 2006-12-11 | 20 | 2 | At all times | PEEL COMMON WTW | Newgate Lane | Chemical Oxygen Demand Shaken as 0 | - | 1000 | mg/l | 31.2 | Vehicle and plant washing (Low Impact) | Hampshire East | Vehicle Washing: General Wash process | Pre Market Reform | Consent | -
13854 | 1 | Tier 2 Consent | Anduff Car Wash Limited | 35-37 | Amersham Hill |  | High Wycombe | Buckinghamshire | HP13 6NU | ARC CARWASH ASDA SUPERMARKET | NEWGATE LANE | - | FAREHAM | HA | PO14 1TT | 2006-12-11 | 20 | 2 | At all times | PEEL COMMON WTW | Newgate Lane | Oil and Grease | - | 50 | mg/l | 31.2 | Vehicle and plant washing (Low Impact) | Hampshire East | Vehicle Washing: General Wash process | Pre Market Reform | Consent | -
13854 | 1 | Tier 2 Consent | Anduff Car Wash Limited | 35-37 | Amersham Hill |  | High Wycombe | Buckinghamshire | HP13 6NU | ARC CARWASH ASDA SUPERMARKET | NEWGATE LANE | - | FAREHAM | HA | PO14 1TT | 2006-12-11 | 20 | 2 | At all times | PEEL COMMON WTW | Newgate Lane | pH | 6 | 10 | pH Units | 31.2 | Vehicle and plant washing (Low Impact) | Hampshire East | Vehicle Washing: General Wash process | Pre Market Reform | Consent | -
13854 | 1 | Tier 2 Consent | Anduff Car Wash Limited | 35-37 | Amersham Hill |  | High Wycombe | Buckinghamshire | HP13 6NU | ARC CARWASH ASDA SUPERMARKET | NEWGATE LANE | - | FAREHAM | HA | PO14 1TT | 2006-12-11 | 20 | 2 | At all times | PEEL COMMON WTW | Newgate Lane | Solids Suspended 105 Degrees C | - | 400 | mg/l | 31.2 | Vehicle and plant washing (Low Impact) | Hampshire East | Vehicle Washing: General Wash process | Pre Market Reform | Consent | -
13862 | 1 | Tier 2 Consent | David Lloyd Leisure Limited | The Hanger | Mosquito Way | Hatfield Business Park | Hatfield | Hertfordshire | AL10 9AX | HEALTH CLUB | BARKER ROAD |  | MAIDSTONE | KE | ME16 8SF | 2006-10-01 | 9.65 | 3.85 | At all times | AYLESFORD WTW | Barker Road | Chemical Oxygen Demand Shaken as 0 | - | 1400 | mg/l | 32.1 | Leisure facilities | Kent West | Swimming Pools: Filter Backwash Water process | Pre Market Reform | Consent | -
13862 | 1 | Tier 2 Consent | David Lloyd Leisure Limited | The Hanger | Mosquito Way | Hatfield Business Park | Hatfield | Hertfordshire | AL10 9AX | HEALTH CLUB | BARKER ROAD |  | MAIDSTONE | KE | ME16 8SF | 2006-10-01 | 9.65 | 3.85 | At all times | AYLESFORD WTW | Barker Road | Detergents Anionic | - | 25 | mg/l | 32.1 | Leisure facilities | Kent West | Swimming Pools: Filter Backwash Water process | Pre Market Reform | Consent | -
13862 | 1 | Tier 2 Consent | David Lloyd Leisure Limited | The Hanger | Mosquito Way | Hatfield Business Park | Hatfield | Hertfordshire | AL10 9AX | HEALTH CLUB | BARKER ROAD |  | MAIDSTONE | KE | ME16 8SF | 2006-10-01 | 9.65 | 3.85 | At all times | AYLESFORD WTW | Barker Road | pH | 5 | 10 | pH Units | 32.1 | Leisure facilities | Kent West | Swimming Pools: Filter Backwash Water process | Pre Market Reform | Consent | -
13862 | 1 | Tier 2 Consent | David Lloyd Leisure Limited | The Hanger | Mosquito Way | Hatfield Business Park | Hatfield | Hertfordshire | AL10 9AX | HEALTH CLUB | BARKER ROAD |  | MAIDSTONE | KE | ME16 8SF | 2006-10-01 | 9.65 | 3.85 | At all times | AYLESFORD WTW | Barker Road | Solids Suspended 105 Degrees C | - | 400 | mg/l | 32.1 | Leisure facilities | Kent West | Swimming Pools: Filter Backwash Water process | Pre Market Reform | Consent | -
13862 | 1 | Tier 2 Consent | David Lloyd Leisure Limited | The Hanger | Mosquito Way | Hatfield Business Park | Hatfield | Hertfordshire | AL10 9AX | HEALTH CLUB | BARKER ROAD |  | MAIDSTONE | KE | ME16 8SF | 2006-10-01 | 9.65 | 3.85 | At all times | AYLESFORD WTW | Barker Road | Sulphate as S04 | - | 500 | mg/l | 32.1 | Leisure facilities | Kent West | Swimming Pools: Filter Backwash Water process | Pre Market Reform | Consent | -
13872 | 1 | Low Risk Consent | TT Electronics IGT Limited | Fourth Floor, St Andrews House | West Street |  | Woking |  | GU21 6EB | WOODSIDE ROAD INDUSTRIAL ESTATE | WOODSIDE ROAD | - | EASTLEIGH | HA | SO50 4ET | 2007-01-11 | 1 | 1 | 0700 - 1600 | CHICKENHALL EASTLEIGH WTW | Woodside Road | Chemical Oxygen Demand Settled as 0 | - | 800 | mg/l | 33.3 | Photographic and X-ray film processing Non COPPICE | Hampshire West | Printing & washing of printed circuit boards | Pre Market Reform | Consent | -
13872 | 1 | Low Risk Consent | TT Electronics IGT Limited | Fourth Floor, St Andrews House | West Street |  | Woking |  | GU21 6EB | WOODSIDE ROAD INDUSTRIAL ESTATE | WOODSIDE ROAD | - | EASTLEIGH | HA | SO50 4ET | 2007-01-11 | 1 | 1 | 0700 - 1600 | CHICKENHALL EASTLEIGH WTW | Woodside Road | Chemical Oxygen Demand Shaken as 0 | - | 800 | mg/l | 33.3 | Photographic and X-ray film processing Non COPPICE | Hampshire West | Printing & washing of printed circuit boards | Pre Market Reform | Consent | -
13872 | 1 | Low Risk Consent | TT Electronics IGT Limited | Fourth Floor, St Andrews House | West Street |  | Woking |  | GU21 6EB | WOODSIDE ROAD INDUSTRIAL ESTATE | WOODSIDE ROAD | - | EASTLEIGH | HA | SO50 4ET | 2007-01-11 | 1 | 1 | 0700 - 1600 | CHICKENHALL EASTLEIGH WTW | Woodside Road | Solids Suspended 105 Degrees C | - | 400 | mg/l | 33.3 | Photographic and X-ray film processing Non COPPICE | Hampshire West | Printing & washing of printed circuit boards | Pre Market Reform | Consent | -
13872 | 1 | Low Risk Consent | TT Electronics IGT Limited | Fourth Floor, St Andrews House | West Street |  | Woking |  | GU21 6EB | WOODSIDE ROAD INDUSTRIAL ESTATE | WOODSIDE ROAD | - | EASTLEIGH | HA | SO50 4ET | 2007-01-11 | 1 | 1 | 0700 - 1600 | CHICKENHALL EASTLEIGH WTW | Woodside Road | Solids Suspended 105C at pH7 | - | 400 | mg/l | 33.3 | Photographic and X-ray film processing Non COPPICE | Hampshire West | Printing & washing of printed circuit boards | Pre Market Reform | Consent | -
13875 | 1 | Tier 2 Consent | Total Laundry Care Services Limited | 264 | High Street | - | Beckenham | - | BR3 1DZ | 113 ST JOHNS LAUNDERETTE | ST JOHNS ROAD | - | ROYAL TUNBRIDGE WELLS | KE | TN4 9TU | 2007-01-05 | 7 | 0.75 | at all times | TUNBRIDGE WELLS NORTH WTW | St John's Road | Chemical Oxygen Demand Settled as 0 | - | 800 | mg/l | 15.2 | Laundering (Small-scale/Coin-Op) | Sussex East | Launderettes: Launderettes process | Pre Market Reform | Consent | -
13875 | 1 | Tier 2 Consent | Total Laundry Care Services Limited | 264 | High Street | - | Beckenham | - | BR3 1DZ | 113 ST JOHNS LAUNDERETTE | ST JOHNS ROAD | - | ROYAL TUNBRIDGE WELLS | KE | TN4 9TU | 2007-01-05 | 7 | 0.75 | at all times | TUNBRIDGE WELLS NORTH WTW | St John's Road | Chemical Oxygen Demand Shaken as 0 | - | 800 | mg/l | 15.2 | Laundering (Small-scale/Coin-Op) | Sussex East | Launderettes: Launderettes process | Pre Market Reform | Consent | -
13875 | 1 | Tier 2 Consent | Total Laundry Care Services Limited | 264 | High Street | - | Beckenham | - | BR3 1DZ | 113 ST JOHNS LAUNDERETTE | ST JOHNS ROAD | - | ROYAL TUNBRIDGE WELLS | KE | TN4 9TU | 2007-01-05 | 7 | 0.75 | at all times | TUNBRIDGE WELLS NORTH WTW | St John's Road | pH | 6 | 11 | pH Units | 15.2 | Laundering (Small-scale/Coin-Op) | Sussex East | Launderettes: Launderettes process | Pre Market Reform | Consent | -
13875 | 1 | Tier 2 Consent | Total Laundry Care Services Limited | 264 | High Street | - | Beckenham | - | BR3 1DZ | 113 ST JOHNS LAUNDERETTE | ST JOHNS ROAD | - | ROYAL TUNBRIDGE WELLS | KE | TN4 9TU | 2007-01-05 | 7 | 0.75 | at all times | TUNBRIDGE WELLS NORTH WTW | St John's Road | Solids Suspended 105C at pH7 | - | 400 | mg/l | 15.2 | Laundering (Small-scale/Coin-Op) | Sussex East | Launderettes: Launderettes process | Pre Market Reform | Consent | -
13875 | 1 | Tier 2 Consent | Total Laundry Care Services Limited | 264 | High Street | - | Beckenham | - | BR3 1DZ | 113 ST JOHNS LAUNDERETTE | ST JOHNS ROAD | - | ROYAL TUNBRIDGE WELLS | KE | TN4 9TU | 2007-01-05 | 7 | 0.75 | at all times | TUNBRIDGE WELLS NORTH WTW | St John's Road | Solids Suspended 105C Settled | - | 400 | mg/l | 15.2 | Laundering (Small-scale/Coin-Op) | Sussex East | Launderettes: Launderettes process | Pre Market Reform | Consent | -
13878 | 2 | Low Risk Consent | The Chiddingfold Leconfield & Cowdray Hunt | The Kennels, Petworth Park | London Road |  | Petworth | West Sussex | GU28 9LR | PETWORTH PARK THE KENNELS | LONDON ROAD |  | PETWORTH | SW | GU28 9LR | 2007-01-12 | 1 | 1.5 | at all times | PETWORTH WTW | London Road | Chemical Oxygen Demand Settled as 0 | - | 800 | mg/l | 9.2 | Food processing - General | Sussex West | Pre Market Reform | Pre Market Reform | Consent | PETWORTH ROAD HAMBLEDON WPS
13878 | 2 | Low Risk Consent | The Chiddingfold Leconfield & Cowdray Hunt | The Kennels, Petworth Park | London Road |  | Petworth | West Sussex | GU28 9LR | PETWORTH PARK THE KENNELS | LONDON ROAD |  | PETWORTH | SW | GU28 9LR | 2007-01-12 | 1 | 1.5 | at all times | PETWORTH WTW | London Road | Chemical Oxygen Demand Shaken as 0 | - | 800 | mg/l | 9.2 | Food processing - General | Sussex West | Pre Market Reform | Pre Market Reform | Consent | PETWORTH ROAD HAMBLEDON WPS
13878 | 2 | Low Risk Consent | The Chiddingfold Leconfield & Cowdray Hunt | The Kennels, Petworth Park | London Road |  | Petworth | West Sussex | GU28 9LR | PETWORTH PARK THE KENNELS | LONDON ROAD |  | PETWORTH | SW | GU28 9LR | 2007-01-12 | 1 | 1.5 | at all times | PETWORTH WTW | London Road | Solids Suspended 105 Degrees C | - | 400 | mg/l | 9.2 | Food processing - General | Sussex West | Pre Market Reform | Pre Market Reform | Consent | PETWORTH ROAD HAMBLEDON WPS
13878 | 2 | Low Risk Consent | The Chiddingfold Leconfield & Cowdray Hunt | The Kennels, Petworth Park | London Road |  | Petworth | West Sussex | GU28 9LR | PETWORTH PARK THE KENNELS | LONDON ROAD |  | PETWORTH | SW | GU28 9LR | 2007-01-12 | 1 | 1.5 | at all times | PETWORTH WTW | London Road | Solids Suspended 105C at pH7 | - | 400 | mg/l | 9.2 | Food processing - General | Sussex West | Pre Market Reform | Pre Market Reform | Consent | PETWORTH ROAD HAMBLEDON WPS
13879 | 1 | Low Risk Consent | Delta Vehicle Hire Ltd | - | Lower William Street | - | Southampton | Hampshire | SO14 5QE | NEW SITE VEHICLE RENTAL | LOWER WILLIAM STREET | - | SOUTHAMPTON | HA | SO14 5QE | 2007-01-22 | 4.9 | 1 | n/a | MILLBROOK WTW | Lower William Stree | Chemical Oxygen Demand Settled as 0 | - | 800 | mg/l | 31.2 | Vehicle and plant washing (Low Impact) | Hampshire West | Pre Market Reform | Pre Market Reform | Consent | -
13879 | 1 | Low Risk Consent | Delta Vehicle Hire Ltd | - | Lower William Street | - | Southampton | Hampshire | SO14 5QE | NEW SITE VEHICLE RENTAL | LOWER WILLIAM STREET | - | SOUTHAMPTON | HA | SO14 5QE | 2007-01-22 | 4.9 | 1 | n/a | MILLBROOK WTW | Lower William Stree | Chemical Oxygen Demand Shaken as 0 | - | 800 | mg/l | 31.2 | Vehicle and plant washing (Low Impact) | Hampshire West | Pre Market Reform | Pre Market Reform | Consent | -
13879 | 1 | Low Risk Consent | Delta Vehicle Hire Ltd | - | Lower William Street | - | Southampton | Hampshire | SO14 5QE | NEW SITE VEHICLE RENTAL | LOWER WILLIAM STREET | - | SOUTHAMPTON | HA | SO14 5QE | 2007-01-22 | 4.9 | 1 | n/a | MILLBROOK WTW | Lower William Stree | Solids Suspended 105 Degrees C | - | 400 | mg/l | 31.2 | Vehicle and plant washing (Low Impact) | Hampshire West | Pre Market Reform | Pre Market Reform | Consent | -
13879 | 1 | Low Risk Consent | Delta Vehicle Hire Ltd | - | Lower William Street | - | Southampton | Hampshire | SO14 5QE | NEW SITE VEHICLE RENTAL | LOWER WILLIAM STREET | - | SOUTHAMPTON | HA | SO14 5QE | 2007-01-22 | 4.9 | 1 | n/a | MILLBROOK WTW | Lower William Stree | Solids Suspended 105C at pH7 | - | 400 | mg/l | 31.2 | Vehicle and plant washing (Low Impact) | Hampshire West | Pre Market Reform | Pre Market Reform | Consent | -
13909 | 1 | Low Risk Consent | A&S Wheelie Washers | Pilgrims Lodge | Northdown Hill | St Peters | Broadstairs | Kent | - | Pilgrims Lodge | Northdown Hill | St Peters | Broadstairs | Kent | CT10 3JD | 2007-03-08 | 0.5 | 2 | 1200-1800 | WEATHERLEES HILL B (MGATE &amp; BSTAIRS) WTW | Northdown Hill | Chemical Oxygen Demand Settled as 0 | - | 800 | mg/l | 36.1 | Refuse containers (Wheelie bins / low risk commercial) | Kent East | Pre Market Reform | Pre Market Reform | Consent | -
13909 | 1 | Low Risk Consent | A&S Wheelie Washers | Pilgrims Lodge | Northdown Hill | St Peters | Broadstairs | Kent | - | Pilgrims Lodge | Northdown Hill | St Peters | Broadstairs | Kent | CT10 3JD | 2007-03-08 | 0.5 | 2 | 1200-1800 | WEATHERLEES HILL B (MGATE &amp; BSTAIRS) WTW | Northdown Hill | Chemical Oxygen Demand Shaken as 0 | - | 800 | mg/l | 36.1 | Refuse containers (Wheelie bins / low risk commercial) | Kent East | Pre Market Reform | Pre Market Reform | Consent | -
13909 | 1 | Low Risk Consent | A&S Wheelie Washers | Pilgrims Lodge | Northdown Hill | St Peters | Broadstairs | Kent | - | Pilgrims Lodge | Northdown Hill | St Peters | Broadstairs | Kent | CT10 3JD | 2007-03-08 | 0.5 | 2 | 1200-1800 | WEATHERLEES HILL B (MGATE &amp; BSTAIRS) WTW | Northdown Hill | Solids Suspended 105 Degrees C | - | 400 | mg/l | 36.1 | Refuse containers (Wheelie bins / low risk commercial) | Kent East | Pre Market Reform | Pre Market Reform | Consent | -
13909 | 1 | Low Risk Consent | A&S Wheelie Washers | Pilgrims Lodge | Northdown Hill | St Peters | Broadstairs | Kent | - | Pilgrims Lodge | Northdown Hill | St Peters | Broadstairs | Kent | CT10 3JD | 2007-03-08 | 0.5 | 2 | 1200-1800 | WEATHERLEES HILL B (MGATE &amp; BSTAIRS) WTW | Northdown Hill | Solids Suspended 105C at pH7 | - | 400 | mg/l | 36.1 | Refuse containers (Wheelie bins / low risk commercial) | Kent East | Pre Market Reform | Pre Market Reform | Consent | -
13928 | 1 | Low Risk Consent | Andrews Sykes Hire Limited | St David's Court | Union Street | - | Wolverhampton | West Midlands | WV1 4JJ | ANDREWS SYKES LTD | SOUTHAMPTON ROAD | - | PORTSMOUTH | HA | PO6 4RJ | 2007-03-26 | 1 | 2 | 0800 - 1700 | BUDDS FARM HAVANT WTW | Southampton Road | Chemical Oxygen Demand Settled as 0 | - | 800 | mg/l | 31.3 | Vehicle and plant washing (Low Impact) | Hampshire East | Pre Market Reform | Pre Market Reform | Consent | -
13928 | 1 | Low Risk Consent | Andrews Sykes Hire Limited | St David's Court | Union Street | - | Wolverhampton | West Midlands | WV1 4JJ | ANDREWS SYKES LTD | SOUTHAMPTON ROAD | - | PORTSMOUTH | HA | PO6 4RJ | 2007-03-26 | 1 | 2 | 0800 - 1700 | BUDDS FARM HAVANT WTW | Southampton Road | Chemical Oxygen Demand Shaken as 0 | - | 800 | mg/l | 31.3 | Vehicle and plant washing (Low Impact) | Hampshire East | Pre Market Reform | Pre Market Reform | Consent | -
13928 | 1 | Low Risk Consent | Andrews Sykes Hire Limited | St David's Court | Union Street | - | Wolverhampton | West Midlands | WV1 4JJ | ANDREWS SYKES LTD | SOUTHAMPTON ROAD | - | PORTSMOUTH | HA | PO6 4RJ | 2007-03-26 | 1 | 2 | 0800 - 1700 | BUDDS FARM HAVANT WTW | Southampton Road | Solids Suspended 105 Degrees C | - | 400 | mg/l | 31.3 | Vehicle and plant washing (Low Impact) | Hampshire East | Pre Market Reform | Pre Market Reform | Consent | -
13928 | 1 | Low Risk Consent | Andrews Sykes Hire Limited | St David's Court | Union Street | - | Wolverhampton | West Midlands | WV1 4JJ | ANDREWS SYKES LTD | SOUTHAMPTON ROAD | - | PORTSMOUTH | HA | PO6 4RJ | 2007-03-26 | 1 | 2 | 0800 - 1700 | BUDDS FARM HAVANT WTW | Southampton Road | Solids Suspended 105C at pH7 | - | 400 | mg/l | 31.3 | Vehicle and plant washing (Low Impact) | Hampshire East | Pre Market Reform | Pre Market Reform | Consent | -
13945 | 1 | Low Risk Consent | Harwoods Limited | Harwoods Group | London Road | - | Pulborough | - | RH20 1AR | NEW WORKSHOP ADJ SCOUTS HUT | BRICKFIELD LANE | - | CHANDLERS FORD | HA | SO53 4DP | 2007-04-11 | 4 | 11 | 0800 - 1800 | CHICKENHALL EASTLEIGH WTW | Brickfield Lane | Chemical Oxygen Demand Settled as 0 | - | 800 | mg/l | 31.2 | Vehicle and plant washing (Low Impact) | Hampshire West | Vehicle wash | Pre Market Reform | Consent | -
13945 | 1 | Low Risk Consent | Harwoods Limited | Harwoods Group | London Road | - | Pulborough | - | RH20 1AR | NEW WORKSHOP ADJ SCOUTS HUT | BRICKFIELD LANE | - | CHANDLERS FORD | HA | SO53 4DP | 2007-04-11 | 4 | 11 | 0800 - 1800 | CHICKENHALL EASTLEIGH WTW | Brickfield Lane | Chemical Oxygen Demand Shaken as 0 | - | 800 | mg/l | 31.2 | Vehicle and plant washing (Low Impact) | Hampshire West | Vehicle wash | Pre Market Reform | Consent | -
13945 | 1 | Low Risk Consent | Harwoods Limited | Harwoods Group | London Road | - | Pulborough | - | RH20 1AR | NEW WORKSHOP ADJ SCOUTS HUT | BRICKFIELD LANE | - | CHANDLERS FORD | HA | SO53 4DP | 2007-04-11 | 4 | 11 | 0800 - 1800 | CHICKENHALL EASTLEIGH WTW | Brickfield Lane | Solids Suspended 105 Degrees C | - | 400 | mg/l | 31.2 | Vehicle and plant washing (Low Impact) | Hampshire West | Vehicle wash | Pre Market Reform | Consent | -
13945 | 1 | Low Risk Consent | Harwoods Limited | Harwoods Group | London Road | - | Pulborough | - | RH20 1AR | NEW WORKSHOP ADJ SCOUTS HUT | BRICKFIELD LANE | - | CHANDLERS FORD | HA | SO53 4DP | 2007-04-11 | 4 | 11 | 0800 - 1800 | CHICKENHALL EASTLEIGH WTW | Brickfield Lane | Solids Suspended 105C at pH7 | - | 400 | mg/l | 31.2 | Vehicle and plant washing (Low Impact) | Hampshire West | Vehicle wash | Pre Market Reform | Consent | -
13949 | 1 | Low Risk Consent | Suez Recycling And Recovery UK Ltd | Suez House | Grenfell Road | - | Maidenhead | Berkshire | SL6 1ES | Units 1-4 | 5 Courtlands Road | - | Eastbourne | East Sussex | BN22 8TR | 2007-04-24 | 1 | 0.1 | at all times | EASTBOURNE WTW | courtlands Road | Chemical Oxygen Demand Settled as 0 | - | 800 | mg/l | 31.3 | Vehicle and plant washing (Low Impact) | Sussex East | Pre Market Reform | Pre Market Reform | Consent | -
13949 | 1 | Low Risk Consent | Suez Recycling And Recovery UK Ltd | Suez House | Grenfell Road | - | Maidenhead | Berkshire | SL6 1ES | Units 1-4 | 5 Courtlands Road | - | Eastbourne | East Sussex | BN22 8TR | 2007-04-24 | 1 | 0.1 | at all times | EASTBOURNE WTW | courtlands Road | Chemical Oxygen Demand Shaken as 0 | - | 800 | mg/l | 31.3 | Vehicle and plant washing (Low Impact) | Sussex East | Pre Market Reform | Pre Market Reform | Consent | -
13949 | 1 | Low Risk Consent | Suez Recycling And Recovery UK Ltd | Suez House | Grenfell Road | - | Maidenhead | Berkshire | SL6 1ES | Units 1-4 | 5 Courtlands Road | - | Eastbourne | East Sussex | BN22 8TR | 2007-04-24 | 1 | 0.1 | at all times | EASTBOURNE WTW | courtlands Road | Solids Suspended 105 Degrees C | - | 400 | mg/l | 31.3 | Vehicle and plant washing (Low Impact) | Sussex East | Pre Market Reform | Pre Market Reform | Consent | -
13949 | 1 | Low Risk Consent | Suez Recycling And Recovery UK Ltd | Suez House | Grenfell Road | - | Maidenhead | Berkshire | SL6 1ES | Units 1-4 | 5 Courtlands Road | - | Eastbourne | East Sussex | BN22 8TR | 2007-04-24 | 1 | 0.1 | at all times | EASTBOURNE WTW | courtlands Road | Solids Suspended 105C at pH7 | - | 400 | mg/l | 31.3 | Vehicle and plant washing (Low Impact) | Sussex East | Pre Market Reform | Pre Market Reform | Consent | -
13956 | 1 | Low Risk Consent | Wilton Car Wash | - | 115 - 121 Wilton Avenue | - | Southampton | Hampshire | SO15 2HB |  | 115 - 121 Wilton Avenue | - | Southampton | Hampshire | SO15 2HB | 2007-05-01 | 4.5 | 1 | n/a | MILLBROOK WTW | Wilton Avenue | Chemical Oxygen Demand Settled as 0 | - | 800 | mg/l | 31.2 | Vehicle and plant washing (Low Impact) | Hampshire West | Pre Market Reform | Pre Market Reform | Consent | -
13956 | 1 | Low Risk Consent | Wilton Car Wash | - | 115 - 121 Wilton Avenue | - | Southampton | Hampshire | SO15 2HB |  | 115 - 121 Wilton Avenue | - | Southampton | Hampshire | SO15 2HB | 2007-05-01 | 4.5 | 1 | n/a | MILLBROOK WTW | Wilton Avenue | Chemical Oxygen Demand Shaken as 0 | - | 800 | mg/l | 31.2 | Vehicle and plant washing (Low Impact) | Hampshire West | Pre Market Reform | Pre Market Reform | Consent | -
13956 | 1 | Low Risk Consent | Wilton Car Wash | - | 115 - 121 Wilton Avenue | - | Southampton | Hampshire | SO15 2HB |  | 115 - 121 Wilton Avenue | - | Southampton | Hampshire | SO15 2HB | 2007-05-01 | 4.5 | 1 | n/a | MILLBROOK WTW | Wilton Avenue | Solids Suspended 105 Degrees C | - | 400 | mg/l | 31.2 | Vehicle and plant washing (Low Impact) | Hampshire West | Pre Market Reform | Pre Market Reform | Consent | -
13956 | 1 | Low Risk Consent | Wilton Car Wash | - | 115 - 121 Wilton Avenue | - | Southampton | Hampshire | SO15 2HB |  | 115 - 121 Wilton Avenue | - | Southampton | Hampshire | SO15 2HB | 2007-05-01 | 4.5 | 1 | n/a | MILLBROOK WTW | Wilton Avenue | Solids Suspended 105C at pH7 | - | 400 | mg/l | 31.2 | Vehicle and plant washing (Low Impact) | Hampshire West | Pre Market Reform | Pre Market Reform | Consent | -
13969 | 1 | Low Risk Consent | East Kent Hospitals Trust | QEQM Hospital | St Peters Road | - | Margate | Kent | CT9 4AN | QUEEN ELIZABETH THE QUEEN MOTHERS HOSPIT | ST. PETERS ROAD | - | MARGATE | KE | CT9 4AN | 2007-05-18 | 0.001 | 0.01 | - | WEATHERLEES HILL B (MGATE &amp; BSTAIRS) WTW | St Peters Road | Chemical Oxygen Demand Settled as 0 | - | 800 | mg/l | 9.4 | Food processing - liquid dairy products | Kent East | Pre Market Reform | Pre Market Reform | Consent | -
13969 | 1 | Low Risk Consent | East Kent Hospitals Trust | QEQM Hospital | St Peters Road | - | Margate | Kent | CT9 4AN | QUEEN ELIZABETH THE QUEEN MOTHERS HOSPIT | ST. PETERS ROAD | - | MARGATE | KE | CT9 4AN | 2007-05-18 | 0.001 | 0.01 | - | WEATHERLEES HILL B (MGATE &amp; BSTAIRS) WTW | St Peters Road | Chemical Oxygen Demand Shaken as 0 | - | 800 | mg/l | 9.4 | Food processing - liquid dairy products | Kent East | Pre Market Reform | Pre Market Reform | Consent | -
13969 | 1 | Low Risk Consent | East Kent Hospitals Trust | QEQM Hospital | St Peters Road | - | Margate | Kent | CT9 4AN | QUEEN ELIZABETH THE QUEEN MOTHERS HOSPIT | ST. PETERS ROAD | - | MARGATE | KE | CT9 4AN | 2007-05-18 | 0.001 | 0.01 | - | WEATHERLEES HILL B (MGATE &amp; BSTAIRS) WTW | St Peters Road | Solids Suspended 105 Degrees C | - | 400 | mg/l | 9.4 | Food processing - liquid dairy products | Kent East | Pre Market Reform | Pre Market Reform | Consent | -
13969 | 1 | Low Risk Consent | East Kent Hospitals Trust | QEQM Hospital | St Peters Road | - | Margate | Kent | CT9 4AN | QUEEN ELIZABETH THE QUEEN MOTHERS HOSPIT | ST. PETERS ROAD | - | MARGATE | KE | CT9 4AN | 2007-05-18 | 0.001 | 0.01 | - | WEATHERLEES HILL B (MGATE &amp; BSTAIRS) WTW | St Peters Road | Solids Suspended 105C at pH7 | - | 400 | mg/l | 9.4 | Food processing - liquid dairy products | Kent East | Pre Market Reform | Pre Market Reform | Consent | -
13970 | 1 | Low Risk Consent | Winchester & Eastleigh Healthcare NHS Trust | Royal Hampshire County Hospita | Romsey Road | - | Winchester | Hampshire | SO22 5DG | FLORENCE PORTAL HOUSE ROYAL HAMPSHIRE COUNTY HOSPITAL | ROMSEY ROAD | - | WINCHESTER | HA | SO22 5DG | 2007-05-21 | 4 | 1 | n/a | MORESTEAD ROAD WINCHESTER WTW | Romsey Road | Chemical Oxygen Demand Settled as 0 | - | 800 | mg/l | 33.3 | Photographic and X-ray film processing Non COPPICE | Hampshire West | Pre Market Reform | Pre Market Reform | Consent | -
13970 | 1 | Low Risk Consent | Winchester & Eastleigh Healthcare NHS Trust | Royal Hampshire County Hospita | Romsey Road | - | Winchester | Hampshire | SO22 5DG | FLORENCE PORTAL HOUSE ROYAL HAMPSHIRE COUNTY HOSPITAL | ROMSEY ROAD | - | WINCHESTER | HA | SO22 5DG | 2007-05-21 | 4 | 1 | n/a | MORESTEAD ROAD WINCHESTER WTW | Romsey Road | Chemical Oxygen Demand Shaken as 0 | - | 800 | mg/l | 33.3 | Photographic and X-ray film processing Non COPPICE | Hampshire West | Pre Market Reform | Pre Market Reform | Consent | -
13970 | 1 | Low Risk Consent | Winchester & Eastleigh Healthcare NHS Trust | Royal Hampshire County Hospita | Romsey Road | - | Winchester | Hampshire | SO22 5DG | FLORENCE PORTAL HOUSE ROYAL HAMPSHIRE COUNTY HOSPITAL | ROMSEY ROAD | - | WINCHESTER | HA | SO22 5DG | 2007-05-21 | 4 | 1 | n/a | MORESTEAD ROAD WINCHESTER WTW | Romsey Road | Solids Suspended 105 Degrees C | - | 400 | mg/l | 33.3 | Photographic and X-ray film processing Non COPPICE | Hampshire West | Pre Market Reform | Pre Market Reform | Consent | -
13970 | 1 | Low Risk Consent | Winchester & Eastleigh Healthcare NHS Trust | Royal Hampshire County Hospita | Romsey Road | - | Winchester | Hampshire | SO22 5DG | FLORENCE PORTAL HOUSE ROYAL HAMPSHIRE COUNTY HOSPITAL | ROMSEY ROAD | - | WINCHESTER | HA | SO22 5DG | 2007-05-21 | 4 | 1 | n/a | MORESTEAD ROAD WINCHESTER WTW | Romsey Road | Solids Suspended 105C at pH7 | - | 400 | mg/l | 33.3 | Photographic and X-ray film processing Non COPPICE | Hampshire West | Pre Market Reform | Pre Market Reform | Consent | -
13975 | 1 | Low Risk Consent | Ashford Colour Press Limited | Unit 600 Fareham Reach | Fareham Road | - | Gosport | Hampshire | PO13 0FW |  | Unit 600, Fareham Reach | Fareham Road | Gosport | Hampshire | PO13 0FW | 2007-06-06 | 1 | 1 | 08:00 - 18:00 | PEEL COMMON WTW |  | Chemical Oxygen Demand Settled as 0 | - | 800 | mg/l | 24.2 | Printing and related activities (Low impact) | Hampshire East | Printing cleaning plate processor rollers | Pre Market Reform | Consent | -
13975 | 1 | Low Risk Consent | Ashford Colour Press Limited | Unit 600 Fareham Reach | Fareham Road | - | Gosport | Hampshire | PO13 0FW |  | Unit 600, Fareham Reach | Fareham Road | Gosport | Hampshire | PO13 0FW | 2007-06-06 | 1 | 1 | 08:00 - 18:00 | PEEL COMMON WTW |  | Chemical Oxygen Demand Shaken as 0 | - | 800 | mg/l | 24.2 | Printing and related activities (Low impact) | Hampshire East | Printing cleaning plate processor rollers | Pre Market Reform | Consent | -
13975 | 1 | Low Risk Consent | Ashford Colour Press Limited | Unit 600 Fareham Reach | Fareham Road | - | Gosport | Hampshire | PO13 0FW |  | Unit 600, Fareham Reach | Fareham Road | Gosport | Hampshire | PO13 0FW | 2007-06-06 | 1 | 1 | 08:00 - 18:00 | PEEL COMMON WTW |  | Solids Suspended 105 Degrees C | - | 400 | mg/l | 24.2 | Printing and related activities (Low impact) | Hampshire East | Printing cleaning plate processor rollers | Pre Market Reform | Consent | -
13975 | 1 | Low Risk Consent | Ashford Colour Press Limited | Unit 600 Fareham Reach | Fareham Road | - | Gosport | Hampshire | PO13 0FW |  | Unit 600, Fareham Reach | Fareham Road | Gosport | Hampshire | PO13 0FW | 2007-06-06 | 1 | 1 | 08:00 - 18:00 | PEEL COMMON WTW |  | Solids Suspended 105C at pH7 | - | 400 | mg/l | 24.2 | Printing and related activities (Low impact) | Hampshire East | Printing cleaning plate processor rollers | Pre Market Reform | Consent | -
13977 | 1 | Tier 2 Consent | East Preston Launderette | 132 | Downsway | East Preston | Littlehampton | West Sussex | BN16 1AF | 132 | DOWNS WAY | - | LITTLEHAMPTON | SW | BN16 1AF | 2007-06-11 | 4 | 2 | at all times | FORD WTW | Downsway | Chemical Oxygen Demand Settled as 0 | - | 800 | mg/l | 15.2 | Laundering (Small-scale/Coin-Op) | Sussex West | Launderettes: Launderettes process | Pre Market Reform | Consent | -
13977 | 1 | Tier 2 Consent | East Preston Launderette | 132 | Downsway | East Preston | Littlehampton | West Sussex | BN16 1AF | 132 | DOWNS WAY | - | LITTLEHAMPTON | SW | BN16 1AF | 2007-06-11 | 4 | 2 | at all times | FORD WTW | Downsway | Chemical Oxygen Demand Shaken as 0 | - | 800 | mg/l | 15.2 | Laundering (Small-scale/Coin-Op) | Sussex West | Launderettes: Launderettes process | Pre Market Reform | Consent | -
13977 | 1 | Tier 2 Consent | East Preston Launderette | 132 | Downsway | East Preston | Littlehampton | West Sussex | BN16 1AF | 132 | DOWNS WAY | - | LITTLEHAMPTON | SW | BN16 1AF | 2007-06-11 | 4 | 2 | at all times | FORD WTW | Downsway | pH | 5 | 11 | pH Units | 15.2 | Laundering (Small-scale/Coin-Op) | Sussex West | Launderettes: Launderettes process | Pre Market Reform | Consent | -
13977 | 1 | Tier 2 Consent | East Preston Launderette | 132 | Downsway | East Preston | Littlehampton | West Sussex | BN16 1AF | 132 | DOWNS WAY | - | LITTLEHAMPTON | SW | BN16 1AF | 2007-06-11 | 4 | 2 | at all times | FORD WTW | Downsway | Solids Suspended 105 Degrees C | - | 400 | mg/l | 15.2 | Laundering (Small-scale/Coin-Op) | Sussex West | Launderettes: Launderettes process | Pre Market Reform | Consent | -
13977 | 1 | Tier 2 Consent | East Preston Launderette | 132 | Downsway | East Preston | Littlehampton | West Sussex | BN16 1AF | 132 | DOWNS WAY | - | LITTLEHAMPTON | SW | BN16 1AF | 2007-06-11 | 4 | 2 | at all times | FORD WTW | Downsway | Solids Suspended 105C at pH7 | - | 400 | mg/l | 15.2 | Laundering (Small-scale/Coin-Op) | Sussex West | Launderettes: Launderettes process | Pre Market Reform | Consent | -
13979 | 1 | Low Risk Consent | Shoreham Airport Fire Station |  |  | Shoreham Airport | Shoreham | West Sussex | BN43 5FF | Shoreham Airport | Cecil Pashley Way |  | Shoreham by Sea |  | BN43 5FF | 2007-06-11 | 0.1 | 1 | at all times | EAST WORTHING WTW | New Salts Farm Road | Chemical Oxygen Demand Settled as 0 | - | 800 | mg/l | 40.1 | Rainwater and surface water run-off (Medium Impact). Fire fighting foam training | Sussex West | Fire fighting processes | Pre Market Reform | Consent | -
13979 | 1 | Low Risk Consent | Shoreham Airport Fire Station |  |  | Shoreham Airport | Shoreham | West Sussex | BN43 5FF | Shoreham Airport | Cecil Pashley Way |  | Shoreham by Sea |  | BN43 5FF | 2007-06-11 | 0.1 | 1 | at all times | EAST WORTHING WTW | New Salts Farm Road | Chemical Oxygen Demand Shaken as 0 | - | 800 | mg/l | 40.1 | Rainwater and surface water run-off (Medium Impact). Fire fighting foam training | Sussex West | Fire fighting processes | Pre Market Reform | Consent | -
13979 | 1 | Low Risk Consent | Shoreham Airport Fire Station |  |  | Shoreham Airport | Shoreham | West Sussex | BN43 5FF | Shoreham Airport | Cecil Pashley Way |  | Shoreham by Sea |  | BN43 5FF | 2007-06-11 | 0.1 | 1 | at all times | EAST WORTHING WTW | New Salts Farm Road | Solids Suspended 105 Degrees C | - | 400 | mg/l | 40.1 | Rainwater and surface water run-off (Medium Impact). Fire fighting foam training | Sussex West | Fire fighting processes | Pre Market Reform | Consent | -
13979 | 1 | Low Risk Consent | Shoreham Airport Fire Station |  |  | Shoreham Airport | Shoreham | West Sussex | BN43 5FF | Shoreham Airport | Cecil Pashley Way |  | Shoreham by Sea |  | BN43 5FF | 2007-06-11 | 0.1 | 1 | at all times | EAST WORTHING WTW | New Salts Farm Road | Solids Suspended 105C at pH7 | - | 400 | mg/l | 40.1 | Rainwater and surface water run-off (Medium Impact). Fire fighting foam training | Sussex West | Fire fighting processes | Pre Market Reform | Consent | -
13985 | 1 | Low Risk Consent | Linda Lineham | - | 65 East Street | - | Sittingbourne | Kent | ME10 4BQ | 65 | EAST STREET | - | SITTINGBOURNE | KE | ME10 4BQ | 2007-06-18 | 4 | 3.5 | 0800-1900 | SITTINGBOURNE WTW | East Street | Chemical Oxygen Demand Settled as 0 | - | 800 | mg/l | 15.2 | Laundering (Small-scale/Coin-Op) | Kent West | Pre Market Reform | Pre Market Reform | Consent | -
13985 | 1 | Low Risk Consent | Linda Lineham | - | 65 East Street | - | Sittingbourne | Kent | ME10 4BQ | 65 | EAST STREET | - | SITTINGBOURNE | KE | ME10 4BQ | 2007-06-18 | 4 | 3.5 | 0800-1900 | SITTINGBOURNE WTW | East Street | Chemical Oxygen Demand Shaken as 0 | - | 800 | mg/l | 15.2 | Laundering (Small-scale/Coin-Op) | Kent West | Pre Market Reform | Pre Market Reform | Consent | -
13985 | 1 | Low Risk Consent | Linda Lineham | - | 65 East Street | - | Sittingbourne | Kent | ME10 4BQ | 65 | EAST STREET | - | SITTINGBOURNE | KE | ME10 4BQ | 2007-06-18 | 4 | 3.5 | 0800-1900 | SITTINGBOURNE WTW | East Street | Solids Suspended 105 Degrees C | - | 400 | mg/l | 15.2 | Laundering (Small-scale/Coin-Op) | Kent West | Pre Market Reform | Pre Market Reform | Consent | -
13985 | 1 | Low Risk Consent | Linda Lineham | - | 65 East Street | - | Sittingbourne | Kent | ME10 4BQ | 65 | EAST STREET | - | SITTINGBOURNE | KE | ME10 4BQ | 2007-06-18 | 4 | 3.5 | 0800-1900 | SITTINGBOURNE WTW | East Street | Solids Suspended 105C at pH7 | - | 400 | mg/l | 15.2 | Laundering (Small-scale/Coin-Op) | Kent West | Pre Market Reform | Pre Market Reform | Consent | -
13992 | 1 | Low Risk Consent | Grundfos Watermill Limited | - | Grovebury Road | - | Leighton Buzzard | Bedfordshire | LU7 4TL | GEMINI HOUSE | ENTERPRISE WAY | - | EDENBRIDGE | KE | TN8 6HF | 2007-06-29 | 0.01 | 1 | at all times | EDENBRIDGE WTW | Enterprise Way | Chemical Oxygen Demand Settled as 0 | - | 800 | mg/l | 39.4 | Water treatment; softener plants; heating system flushing | Kent West | Pre Market Reform | Pre Market Reform | Consent | -
13992 | 1 | Low Risk Consent | Grundfos Watermill Limited | - | Grovebury Road | - | Leighton Buzzard | Bedfordshire | LU7 4TL | GEMINI HOUSE | ENTERPRISE WAY | - | EDENBRIDGE | KE | TN8 6HF | 2007-06-29 | 0.01 | 1 | at all times | EDENBRIDGE WTW | Enterprise Way | Chemical Oxygen Demand Shaken as 0 | - | 800 | mg/l | 39.4 | Water treatment; softener plants; heating system flushing | Kent West | Pre Market Reform | Pre Market Reform | Consent | -
13992 | 1 | Low Risk Consent | Grundfos Watermill Limited | - | Grovebury Road | - | Leighton Buzzard | Bedfordshire | LU7 4TL | GEMINI HOUSE | ENTERPRISE WAY | - | EDENBRIDGE | KE | TN8 6HF | 2007-06-29 | 0.01 | 1 | at all times | EDENBRIDGE WTW | Enterprise Way | Solids Suspended 105 Degrees C | - | 400 | mg/l | 39.4 | Water treatment; softener plants; heating system flushing | Kent West | Pre Market Reform | Pre Market Reform | Consent | -
13992 | 1 | Low Risk Consent | Grundfos Watermill Limited | - | Grovebury Road | - | Leighton Buzzard | Bedfordshire | LU7 4TL | GEMINI HOUSE | ENTERPRISE WAY | - | EDENBRIDGE | KE | TN8 6HF | 2007-06-29 | 0.01 | 1 | at all times | EDENBRIDGE WTW | Enterprise Way | Solids Suspended 105C at pH7 | - | 400 | mg/l | 39.4 | Water treatment; softener plants; heating system flushing | Kent West | Pre Market Reform | Pre Market Reform | Consent | -
14001 | 1 | Low Risk Consent | A J Wells & Sons Ltd | - | Bishops Way | Newport | - | IOW | PO30 5WS | A J WELLS & SON | BISHOPS WAY | - | NEWPORT | IW | PO30 5WS | 2007-07-13 | 3 | 1 | - | SANDOWN NEW WTW | - | Chemical Oxygen Demand Settled as 0 | - | 800 | mg/l | 22.3 | Plating and metal finishing (Low Impact) | Hampshire East | Pre Market Reform | Pre Market Reform | Consent | -
14001 | 1 | Low Risk Consent | A J Wells & Sons Ltd | - | Bishops Way | Newport | - | IOW | PO30 5WS | A J WELLS & SON | BISHOPS WAY | - | NEWPORT | IW | PO30 5WS | 2007-07-13 | 3 | 1 | - | SANDOWN NEW WTW | - | Chemical Oxygen Demand Shaken as 0 | - | 800 | mg/l | 22.3 | Plating and metal finishing (Low Impact) | Hampshire East | Pre Market Reform | Pre Market Reform | Consent | -
14001 | 1 | Low Risk Consent | A J Wells & Sons Ltd | - | Bishops Way | Newport | - | IOW | PO30 5WS | A J WELLS & SON | BISHOPS WAY | - | NEWPORT | IW | PO30 5WS | 2007-07-13 | 3 | 1 | - | SANDOWN NEW WTW | - | Solids Suspended 105 Degrees C | - | 400 | mg/l | 22.3 | Plating and metal finishing (Low Impact) | Hampshire East | Pre Market Reform | Pre Market Reform | Consent | -
14001 | 1 | Low Risk Consent | A J Wells & Sons Ltd | - | Bishops Way | Newport | - | IOW | PO30 5WS | A J WELLS & SON | BISHOPS WAY | - | NEWPORT | IW | PO30 5WS | 2007-07-13 | 3 | 1 | - | SANDOWN NEW WTW | - | Solids Suspended 105C at pH7 | - | 400 | mg/l | 22.3 | Plating and metal finishing (Low Impact) | Hampshire East | Pre Market Reform | Pre Market Reform | Consent | -
14005 | 1 | Low Risk Consent | Ecowheeliebin Ltd | 10 | Fowlers Rd | Hedge End | Southampton | Hampshire | SO30 4ST |  | 10 Fowlers Rd | Hedge End | Southampton | SO30 4ST |  | 2007-07-19 | 1 | 1 | 1500 - 1800 | PEEL COMMON WTW | Fowlers Road | Chemical Oxygen Demand Settled as 0 | - | 800 | mg/l | 36.1 | Refuse containers (Wheelie bins / low risk commercial) | Hampshire East | Bin washing | Pre Market Reform | Consent | -
14005 | 1 | Low Risk Consent | Ecowheeliebin Ltd | 10 | Fowlers Rd | Hedge End | Southampton | Hampshire | SO30 4ST |  | 10 Fowlers Rd | Hedge End | Southampton | SO30 4ST |  | 2007-07-19 | 1 | 1 | 1500 - 1800 | PEEL COMMON WTW | Fowlers Road | Chemical Oxygen Demand Shaken as 0 | - | 800 | mg/l | 36.1 | Refuse containers (Wheelie bins / low risk commercial) | Hampshire East | Bin washing | Pre Market Reform | Consent | -
14005 | 1 | Low Risk Consent | Ecowheeliebin Ltd | 10 | Fowlers Rd | Hedge End | Southampton | Hampshire | SO30 4ST |  | 10 Fowlers Rd | Hedge End | Southampton | SO30 4ST |  | 2007-07-19 | 1 | 1 | 1500 - 1800 | PEEL COMMON WTW | Fowlers Road | Solids Suspended 105 Degrees C | - | 400 | mg/l | 36.1 | Refuse containers (Wheelie bins / low risk commercial) | Hampshire East | Bin washing | Pre Market Reform | Consent | -
14005 | 1 | Low Risk Consent | Ecowheeliebin Ltd | 10 | Fowlers Rd | Hedge End | Southampton | Hampshire | SO30 4ST |  | 10 Fowlers Rd | Hedge End | Southampton | SO30 4ST |  | 2007-07-19 | 1 | 1 | 1500 - 1800 | PEEL COMMON WTW | Fowlers Road | Solids Suspended 105C at pH7 | - | 400 | mg/l | 36.1 | Refuse containers (Wheelie bins / low risk commercial) | Hampshire East | Bin washing | Pre Market Reform | Consent | -
14009 | 3 | Tier 1 Consent | Tesla Engineering Limited |  | Water Lane | Storrington |  | West Sussex | RH20 3EA | UNIT 1-4 & 6-7 TESLA ENGINEERING | WATER LANE |  | PULBOROUGH | SW | RH20 3EA | 2007-04-01 | 9.1 | 3.75 | at all times | STORRINGTON WTW | Water Lane | Aluminium Total | - | 5 | ug/l | 8.1 | Engineering (High risk) | Sussex West | Washing of electronic coils | Manufacture of electronic coils | Consent | WATER LANE STORRINGTON WPS
14009 | 3 | Tier 1 Consent | Tesla Engineering Limited |  | Water Lane | Storrington |  | West Sussex | RH20 3EA | UNIT 1-4 & 6-7 TESLA ENGINEERING | WATER LANE |  | PULBOROUGH | SW | RH20 3EA | 2007-04-01 | 9.1 | 3.75 | at all times | STORRINGTON WTW | Water Lane | Chemical Oxygen Demand Shaken as 0 | - | 800 | mg/l | 8.1 | Engineering (High risk) | Sussex West | Washing of electronic coils | Manufacture of electronic coils | Consent | WATER LANE STORRINGTON WPS
14009 | 3 | Tier 1 Consent | Tesla Engineering Limited |  | Water Lane | Storrington |  | West Sussex | RH20 3EA | UNIT 1-4 & 6-7 TESLA ENGINEERING | WATER LANE |  | PULBOROUGH | SW | RH20 3EA | 2007-04-01 | 9.1 | 3.75 | at all times | STORRINGTON WTW | Water Lane | Copper Total | - | 10 | ug/l | 8.1 | Engineering (High risk) | Sussex West | Washing of electronic coils | Manufacture of electronic coils | Consent | WATER LANE STORRINGTON WPS
14009 | 3 | Tier 1 Consent | Tesla Engineering Limited |  | Water Lane | Storrington |  | West Sussex | RH20 3EA | UNIT 1-4 & 6-7 TESLA ENGINEERING | WATER LANE |  | PULBOROUGH | SW | RH20 3EA | 2007-04-01 | 9.1 | 3.75 | at all times | STORRINGTON WTW | Water Lane | Iron Total | - | 5 | ug/l | 8.1 | Engineering (High risk) | Sussex West | Washing of electronic coils | Manufacture of electronic coils | Consent | WATER LANE STORRINGTON WPS
14009 | 3 | Tier 1 Consent | Tesla Engineering Limited |  | Water Lane | Storrington |  | West Sussex | RH20 3EA | UNIT 1-4 & 6-7 TESLA ENGINEERING | WATER LANE |  | PULBOROUGH | SW | RH20 3EA | 2007-04-01 | 9.1 | 3.75 | at all times | STORRINGTON WTW | Water Lane | Nitrogen Ammoniacal as N | - | 10 | mg/l | 8.1 | Engineering (High risk) | Sussex West | Washing of electronic coils | Manufacture of electronic coils | Consent | WATER LANE STORRINGTON WPS
14009 | 3 | Tier 1 Consent | Tesla Engineering Limited |  | Water Lane | Storrington |  | West Sussex | RH20 3EA | UNIT 1-4 & 6-7 TESLA ENGINEERING | WATER LANE |  | PULBOROUGH | SW | RH20 3EA | 2007-04-01 | 9.1 | 3.75 | at all times | STORRINGTON WTW | Water Lane | Oil and Grease | - | 50 | mg/l | 8.1 | Engineering (High risk) | Sussex West | Washing of electronic coils | Manufacture of electronic coils | Consent | WATER LANE STORRINGTON WPS
14009 | 3 | Tier 1 Consent | Tesla Engineering Limited |  | Water Lane | Storrington |  | West Sussex | RH20 3EA | UNIT 1-4 & 6-7 TESLA ENGINEERING | WATER LANE |  | PULBOROUGH | SW | RH20 3EA | 2007-04-01 | 9.1 | 3.75 | at all times | STORRINGTON WTW | Water Lane | pH Limit | 6 | 10 |  | 8.1 | Engineering (High risk) | Sussex West | Washing of electronic coils | Manufacture of electronic coils | Consent | WATER LANE STORRINGTON WPS
14009 | 3 | Tier 1 Consent | Tesla Engineering Limited |  | Water Lane | Storrington |  | West Sussex | RH20 3EA | UNIT 1-4 & 6-7 TESLA ENGINEERING | WATER LANE |  | PULBOROUGH | SW | RH20 3EA | 2007-04-01 | 9.1 | 3.75 | at all times | STORRINGTON WTW | Water Lane | Solids Suspended 105 Degrees C | - | 400 | mg/l | 8.1 | Engineering (High risk) | Sussex West | Washing of electronic coils | Manufacture of electronic coils | Consent | WATER LANE STORRINGTON WPS
14010 | 1 | Low Risk Consent | Environment Agency | Guildbourne House | Chatsworth Road |  | Worthing | West Sussex | BN11 1LD |  | Canal Walk | - | Romsey | Hampshire | SO51 7LP | 2007-07-26 | 4.9 | 1 | n/a | ROMSEY WTW | Canal Walk | Chemical Oxygen Demand Settled as 0 | - | 800 | mg/l | 31.2 | Vehicle and plant washing (Low Impact) | Hampshire West | Pre Market Reform | Pre Market Reform | Consent | -
14010 | 1 | Low Risk Consent | Environment Agency | Guildbourne House | Chatsworth Road |  | Worthing | West Sussex | BN11 1LD |  | Canal Walk | - | Romsey | Hampshire | SO51 7LP | 2007-07-26 | 4.9 | 1 | n/a | ROMSEY WTW | Canal Walk | Chemical Oxygen Demand Shaken as 0 | - | 800 | mg/l | 31.2 | Vehicle and plant washing (Low Impact) | Hampshire West | Pre Market Reform | Pre Market Reform | Consent | -
14010 | 1 | Low Risk Consent | Environment Agency | Guildbourne House | Chatsworth Road |  | Worthing | West Sussex | BN11 1LD |  | Canal Walk | - | Romsey | Hampshire | SO51 7LP | 2007-07-26 | 4.9 | 1 | n/a | ROMSEY WTW | Canal Walk | Solids Suspended 105 Degrees C | - | 400 | mg/l | 31.2 | Vehicle and plant washing (Low Impact) | Hampshire West | Pre Market Reform | Pre Market Reform | Consent | -
14010 | 1 | Low Risk Consent | Environment Agency | Guildbourne House | Chatsworth Road |  | Worthing | West Sussex | BN11 1LD |  | Canal Walk | - | Romsey | Hampshire | SO51 7LP | 2007-07-26 | 4.9 | 1 | n/a | ROMSEY WTW | Canal Walk | Solids Suspended 105C at pH7 | - | 400 | mg/l | 31.2 | Vehicle and plant washing (Low Impact) | Hampshire West | Pre Market Reform | Pre Market Reform | Consent | -
14012 | 4 | Tier 2 Consent | Veolia ES South Downs Ltd | 210 | Pentonville Road | - | London | - | N1 9JY | WASTE CENTRE | BATTS BRIDGE ROAD | - | UCKFIELD | SE | TN22 2HN | 2007-09-28 | 12 | 1 | at all times | MARESFIELD WTW | Batts Bridge | Chemical Oxygen Demand Settled as 0 | - | 800 | mg/l | 40.1 | Rainwater and surface water run-off (Medium Impact). Fire fighting foam training | Sussex East | Tip Leachate: Recycling Centres process | Pre Market Reform | Consent | -
14012 | 4 | Tier 2 Consent | Veolia ES South Downs Ltd | 210 | Pentonville Road | - | London | - | N1 9JY | WASTE CENTRE | BATTS BRIDGE ROAD | - | UCKFIELD | SE | TN22 2HN | 2007-09-28 | 12 | 1 | at all times | MARESFIELD WTW | Batts Bridge | Chemical Oxygen Demand Shaken as 0 | - | 800 | mg/l | 40.1 | Rainwater and surface water run-off (Medium Impact). Fire fighting foam training | Sussex East | Tip Leachate: Recycling Centres process | Pre Market Reform | Consent | -
14012 | 4 | Tier 2 Consent | Veolia ES South Downs Ltd | 210 | Pentonville Road | - | London | - | N1 9JY | WASTE CENTRE | BATTS BRIDGE ROAD | - | UCKFIELD | SE | TN22 2HN | 2007-09-28 | 12 | 1 | at all times | MARESFIELD WTW | Batts Bridge | pH | 5 | 11 | pH Units | 40.1 | Rainwater and surface water run-off (Medium Impact). Fire fighting foam training | Sussex East | Tip Leachate: Recycling Centres process | Pre Market Reform | Consent | -
14012 | 4 | Tier 2 Consent | Veolia ES South Downs Ltd | 210 | Pentonville Road | - | London | - | N1 9JY | WASTE CENTRE | BATTS BRIDGE ROAD | - | UCKFIELD | SE | TN22 2HN | 2007-09-28 | 12 | 1 | at all times | MARESFIELD WTW | Batts Bridge | Solids Suspended 105 Degrees C | - | 400 | mg/l | 40.1 | Rainwater and surface water run-off (Medium Impact). Fire fighting foam training | Sussex East | Tip Leachate: Recycling Centres process | Pre Market Reform | Consent | -
14012 | 4 | Tier 2 Consent | Veolia ES South Downs Ltd | 210 | Pentonville Road | - | London | - | N1 9JY | WASTE CENTRE | BATTS BRIDGE ROAD | - | UCKFIELD | SE | TN22 2HN | 2007-09-28 | 12 | 1 | at all times | MARESFIELD WTW | Batts Bridge | Solids Suspended 105C at pH7 | - | 400 | mg/l | 40.1 | Rainwater and surface water run-off (Medium Impact). Fire fighting foam training | Sussex East | Tip Leachate: Recycling Centres process | Pre Market Reform | Consent | -
14027 | 1 | Low Risk Consent | Silverlake Garage (Motor Salvage) Limited | Silverlake Garage | Rowash Botley Road | Shedfield | Nr.Southampton | - | SO32 2HL | Silverlake Garage Ltd | Botley Rd | Shedfield |  | Hants | SO32 2HL | 2007-08-17 | 2 | 2 | At all times | PEEL COMMON WTW |  | Chemical Oxygen Demand Settled as 0 | - | 800 | mg/l | 31.3 | Vehicle and plant washing (Low Impact) | Hampshire East | General wash | Pre Market Reform | Consent | -
14027 | 1 | Low Risk Consent | Silverlake Garage (Motor Salvage) Limited | Silverlake Garage | Rowash Botley Road | Shedfield | Nr.Southampton | - | SO32 2HL | Silverlake Garage Ltd | Botley Rd | Shedfield |  | Hants | SO32 2HL | 2007-08-17 | 2 | 2 | At all times | PEEL COMMON WTW |  | Chemical Oxygen Demand Shaken as 0 | - | 800 | mg/l | 31.3 | Vehicle and plant washing (Low Impact) | Hampshire East | General wash | Pre Market Reform | Consent | -
14027 | 1 | Low Risk Consent | Silverlake Garage (Motor Salvage) Limited | Silverlake Garage | Rowash Botley Road | Shedfield | Nr.Southampton | - | SO32 2HL | Silverlake Garage Ltd | Botley Rd | Shedfield |  | Hants | SO32 2HL | 2007-08-17 | 2 | 2 | At all times | PEEL COMMON WTW |  | Solids Suspended 105 Degrees C | - | 400 | mg/l | 31.3 | Vehicle and plant washing (Low Impact) | Hampshire East | General wash | Pre Market Reform | Consent | -
14027 | 1 | Low Risk Consent | Silverlake Garage (Motor Salvage) Limited | Silverlake Garage | Rowash Botley Road | Shedfield | Nr.Southampton | - | SO32 2HL | Silverlake Garage Ltd | Botley Rd | Shedfield |  | Hants | SO32 2HL | 2007-08-17 | 2 | 2 | At all times | PEEL COMMON WTW |  | Solids Suspended 105C at pH7 | - | 400 | mg/l | 31.3 | Vehicle and plant washing (Low Impact) | Hampshire East | General wash | Pre Market Reform | Consent | -
14033 | 2 | Tier 2 Consent | Circle Decontamination Limited | 1st Floor | 30 Cannon Street |  | London |  | EC4M 6XH | LINK 20 BUSINESS PARK UNIT 5 | BELLINGHAM WAY | - | AYLESFORD | KE | ME20 6SP | 2014-04-01 | 50 | 2 | At all times | HAM HILL WTW | Bellingham way | Chemical Oxygen Demand Shaken as 0 | - | 1200 | mg/l | 15.3 | Sterilization/medical equipment cleaning, hygiene bin cleaning, low risk cleaning of items | Kent West | Component Cleaning: Component Cleaning process | Pre Market Reform | Consent | NEW HYTHE LANE LARKFIELD WPS
14033 | 2 | Tier 2 Consent | Circle Decontamination Limited | 1st Floor | 30 Cannon Street |  | London |  | EC4M 6XH | LINK 20 BUSINESS PARK UNIT 5 | BELLINGHAM WAY | - | AYLESFORD | KE | ME20 6SP | 2014-04-01 | 50 | 2 | At all times | HAM HILL WTW | Bellingham way | pH | 6 | 10 | pH Units | 15.3 | Sterilization/medical equipment cleaning, hygiene bin cleaning, low risk cleaning of items | Kent West | Component Cleaning: Component Cleaning process | Pre Market Reform | Consent | NEW HYTHE LANE LARKFIELD WPS
14033 | 2 | Tier 2 Consent | Circle Decontamination Limited | 1st Floor | 30 Cannon Street |  | London |  | EC4M 6XH | LINK 20 BUSINESS PARK UNIT 5 | BELLINGHAM WAY | - | AYLESFORD | KE | ME20 6SP | 2014-04-01 | 50 | 2 | At all times | HAM HILL WTW | Bellingham way | Solids Suspended 105 Degrees C | - | 500 | mg/l | 15.3 | Sterilization/medical equipment cleaning, hygiene bin cleaning, low risk cleaning of items | Kent West | Component Cleaning: Component Cleaning process | Pre Market Reform | Consent | NEW HYTHE LANE LARKFIELD WPS
14033 | 2 | Tier 2 Consent | Circle Decontamination Limited | 1st Floor | 30 Cannon Street |  | London |  | EC4M 6XH | LINK 20 BUSINESS PARK UNIT 5 | BELLINGHAM WAY | - | AYLESFORD | KE | ME20 6SP | 2014-04-01 | 50 | 2 | At all times | HAM HILL WTW | Bellingham way | Sulphate as S04 | - | 500 | mg/l | 15.3 | Sterilization/medical equipment cleaning, hygiene bin cleaning, low risk cleaning of items | Kent West | Component Cleaning: Component Cleaning process | Pre Market Reform | Consent | NEW HYTHE LANE LARKFIELD WPS
14034 | 1 | Low Risk Consent | Scientific Management International Limited | 8 | North Way | - | Andover | - | SP10 5AZ | UNIT 7-8 | NORTH WAY | - | ANDOVER | HA | SP10 5AZ | 2007-09-03 | 1 | 1 | n/a | FULLERTON WTW | North Way | Chemical Oxygen Demand Settled as 0 | - | 800 | mg/l | 24.2 | Printing and related activities (Low impact) | Hampshire West | Pre Market Reform | Pre Market Reform | Consent | -
14034 | 1 | Low Risk Consent | Scientific Management International Limited | 8 | North Way | - | Andover | - | SP10 5AZ | UNIT 7-8 | NORTH WAY | - | ANDOVER | HA | SP10 5AZ | 2007-09-03 | 1 | 1 | n/a | FULLERTON WTW | North Way | Chemical Oxygen Demand Shaken as 0 | - | 800 | mg/l | 24.2 | Printing and related activities (Low impact) | Hampshire West | Pre Market Reform | Pre Market Reform | Consent | -
14034 | 1 | Low Risk Consent | Scientific Management International Limited | 8 | North Way | - | Andover | - | SP10 5AZ | UNIT 7-8 | NORTH WAY | - | ANDOVER | HA | SP10 5AZ | 2007-09-03 | 1 | 1 | n/a | FULLERTON WTW | North Way | Solids Suspended 105 Degrees C | - | 400 | mg/l | 24.2 | Printing and related activities (Low impact) | Hampshire West | Pre Market Reform | Pre Market Reform | Consent | -
14034 | 1 | Low Risk Consent | Scientific Management International Limited | 8 | North Way | - | Andover | - | SP10 5AZ | UNIT 7-8 | NORTH WAY | - | ANDOVER | HA | SP10 5AZ | 2007-09-03 | 1 | 1 | n/a | FULLERTON WTW | North Way | Solids Suspended 105C at pH7 | - | 400 | mg/l | 24.2 | Printing and related activities (Low impact) | Hampshire West | Pre Market Reform | Pre Market Reform | Consent | -
14057 | 3 | Tier 2 Consent | Fusion Lifestyle | Minerva House | 5 Montague Close | - | London | - | SE1 9BB | THE WEALD SPORTS CENTRE | ANGLEY ROAD | - | CRANBROOK | KE | TN17 2LR | 2007-09-07 | 25 | 2 | at all times | CRANBROOK WTW | Angley Road | Chemical Oxygen Demand Settled as 0 | - | 800 | mg/l | 32.1 | Leisure facilities | Sussex East | Swimming Pools: Commercial Swimming Pools process | Pre Market Reform | Consent | -
14057 | 3 | Tier 2 Consent | Fusion Lifestyle | Minerva House | 5 Montague Close | - | London | - | SE1 9BB | THE WEALD SPORTS CENTRE | ANGLEY ROAD | - | CRANBROOK | KE | TN17 2LR | 2007-09-07 | 25 | 2 | at all times | CRANBROOK WTW | Angley Road | Chemical Oxygen Demand Shaken as 0 | - | 800 | mg/l | 32.1 | Leisure facilities | Sussex East | Swimming Pools: Commercial Swimming Pools process | Pre Market Reform | Consent | -
14057 | 3 | Tier 2 Consent | Fusion Lifestyle | Minerva House | 5 Montague Close | - | London | - | SE1 9BB | THE WEALD SPORTS CENTRE | ANGLEY ROAD | - | CRANBROOK | KE | TN17 2LR | 2007-09-07 | 25 | 2 | at all times | CRANBROOK WTW | Angley Road | pH | 5 | 11 | pH Units | 32.1 | Leisure facilities | Sussex East | Swimming Pools: Commercial Swimming Pools process | Pre Market Reform | Consent | -
14057 | 3 | Tier 2 Consent | Fusion Lifestyle | Minerva House | 5 Montague Close | - | London | - | SE1 9BB | THE WEALD SPORTS CENTRE | ANGLEY ROAD | - | CRANBROOK | KE | TN17 2LR | 2007-09-07 | 25 | 2 | at all times | CRANBROOK WTW | Angley Road | Solids Suspended 105 Degrees C | - | 400 | mg/l | 32.1 | Leisure facilities | Sussex East | Swimming Pools: Commercial Swimming Pools process | Pre Market Reform | Consent | -
14057 | 3 | Tier 2 Consent | Fusion Lifestyle | Minerva House | 5 Montague Close | - | London | - | SE1 9BB | THE WEALD SPORTS CENTRE | ANGLEY ROAD | - | CRANBROOK | KE | TN17 2LR | 2007-09-07 | 25 | 2 | at all times | CRANBROOK WTW | Angley Road | Solids Suspended 105C at pH7 | - | 400 | mg/l | 32.1 | Leisure facilities | Sussex East | Swimming Pools: Commercial Swimming Pools process | Pre Market Reform | Consent | -
14058 | 1 | Low Risk Consent | Eaton Limited | 554 Abbey Park | Southampton Road | Titchfield | Fareham | - | PO14 4QA | ABBEY PARK | SOUTHAMPTON ROAD | - | FAREHAM | HA | PO14 4QA | 2007-09-11 | 1 | 1 |  | PEEL COMMON WTW |  | Chemical Oxygen Demand Settled as 0 | - | 800 | mg/l | 8.1 | Engineering (High risk) | Hampshire East | Pre Market Reform | Pre Market Reform | Consent | -
14058 | 1 | Low Risk Consent | Eaton Limited | 554 Abbey Park | Southampton Road | Titchfield | Fareham | - | PO14 4QA | ABBEY PARK | SOUTHAMPTON ROAD | - | FAREHAM | HA | PO14 4QA | 2007-09-11 | 1 | 1 |  | PEEL COMMON WTW |  | Chemical Oxygen Demand Shaken as 0 | - | 800 | mg/l | 8.1 | Engineering (High risk) | Hampshire East | Pre Market Reform | Pre Market Reform | Consent | -
14058 | 1 | Low Risk Consent | Eaton Limited | 554 Abbey Park | Southampton Road | Titchfield | Fareham | - | PO14 4QA | ABBEY PARK | SOUTHAMPTON ROAD | - | FAREHAM | HA | PO14 4QA | 2007-09-11 | 1 | 1 |  | PEEL COMMON WTW |  | Solids Suspended 105 Degrees C | - | 400 | mg/l | 8.1 | Engineering (High risk) | Hampshire East | Pre Market Reform | Pre Market Reform | Consent | -
14058 | 1 | Low Risk Consent | Eaton Limited | 554 Abbey Park | Southampton Road | Titchfield | Fareham | - | PO14 4QA | ABBEY PARK | SOUTHAMPTON ROAD | - | FAREHAM | HA | PO14 4QA | 2007-09-11 | 1 | 1 |  | PEEL COMMON WTW |  | Solids Suspended 105C at pH7 | - | 400 | mg/l | 8.1 | Engineering (High risk) | Hampshire East | Pre Market Reform | Pre Market Reform | Consent | -
14059 | 1 | Low Risk Consent | Eaton Limited | 554 Abbey Park | Southampton Road | Titchfield | Fareham | - | PO14 4QA | ABBEY PARK | SOUTHAMPTON ROAD | - | FAREHAM | HA | PO14 4QA | 2007-09-11 | 1 | 1 |  | PEEL COMMON WTW |  | Chemical Oxygen Demand Settled as 0 | - | 800 | mg/l | 8.2 | Engineering (Low risk) | Hampshire East | Pre Market Reform | Pre Market Reform | Consent | -
14059 | 1 | Low Risk Consent | Eaton Limited | 554 Abbey Park | Southampton Road | Titchfield | Fareham | - | PO14 4QA | ABBEY PARK | SOUTHAMPTON ROAD | - | FAREHAM | HA | PO14 4QA | 2007-09-11 | 1 | 1 |  | PEEL COMMON WTW |  | Chemical Oxygen Demand Shaken as 0 | - | 800 | mg/l | 8.2 | Engineering (Low risk) | Hampshire East | Pre Market Reform | Pre Market Reform | Consent | -
14059 | 1 | Low Risk Consent | Eaton Limited | 554 Abbey Park | Southampton Road | Titchfield | Fareham | - | PO14 4QA | ABBEY PARK | SOUTHAMPTON ROAD | - | FAREHAM | HA | PO14 4QA | 2007-09-11 | 1 | 1 |  | PEEL COMMON WTW |  | Solids Suspended 105 Degrees C | - | 400 | mg/l | 8.2 | Engineering (Low risk) | Hampshire East | Pre Market Reform | Pre Market Reform | Consent | -
14059 | 1 | Low Risk Consent | Eaton Limited | 554 Abbey Park | Southampton Road | Titchfield | Fareham | - | PO14 4QA | ABBEY PARK | SOUTHAMPTON ROAD | - | FAREHAM | HA | PO14 4QA | 2007-09-11 | 1 | 1 |  | PEEL COMMON WTW |  | Solids Suspended 105C at pH7 | - | 400 | mg/l | 8.2 | Engineering (Low risk) | Hampshire East | Pre Market Reform | Pre Market Reform | Consent | -
14060 | 1 | Low Risk Consent | Eaton Limited | 554 Abbey Park | Southampton Road | Titchfield | Fareham | - | PO14 4QA | ABBEY PARK | SOUTHAMPTON ROAD | - | FAREHAM | HA | PO14 4QA | 2007-09-11 | 1 | 1 |  | PEEL COMMON WTW |  | Chemical Oxygen Demand Settled as 0 | - | 800 | mg/l | 8.1 | Engineering (High risk) | Hampshire East | Pre Market Reform | Pre Market Reform | Consent | -
14060 | 1 | Low Risk Consent | Eaton Limited | 554 Abbey Park | Southampton Road | Titchfield | Fareham | - | PO14 4QA | ABBEY PARK | SOUTHAMPTON ROAD | - | FAREHAM | HA | PO14 4QA | 2007-09-11 | 1 | 1 |  | PEEL COMMON WTW |  | Chemical Oxygen Demand Shaken as 0 | - | 800 | mg/l | 8.1 | Engineering (High risk) | Hampshire East | Pre Market Reform | Pre Market Reform | Consent | -
14060 | 1 | Low Risk Consent | Eaton Limited | 554 Abbey Park | Southampton Road | Titchfield | Fareham | - | PO14 4QA | ABBEY PARK | SOUTHAMPTON ROAD | - | FAREHAM | HA | PO14 4QA | 2007-09-11 | 1 | 1 |  | PEEL COMMON WTW |  | Solids Suspended 105 Degrees C | - | 400 | mg/l | 8.1 | Engineering (High risk) | Hampshire East | Pre Market Reform | Pre Market Reform | Consent | -
14060 | 1 | Low Risk Consent | Eaton Limited | 554 Abbey Park | Southampton Road | Titchfield | Fareham | - | PO14 4QA | ABBEY PARK | SOUTHAMPTON ROAD | - | FAREHAM | HA | PO14 4QA | 2007-09-11 | 1 | 1 |  | PEEL COMMON WTW |  | Solids Suspended 105C at pH7 | - | 400 | mg/l | 8.1 | Engineering (High risk) | Hampshire East | Pre Market Reform | Pre Market Reform | Consent | -
14061 | 1 | Low Risk Consent | Eaton Limited | 554 Abbey Park | Southampton Road | Titchfield | Fareham | - | PO14 4QA | ABBEY PARK | SOUTHAMPTON ROAD | - | FAREHAM | HA | PO14 4QA | 2007-09-11 | 1 | 1 |  | PEEL COMMON WTW |  | Chemical Oxygen Demand Settled as 0 | - | 800 | mg/l | 8.1 | Engineering (High risk) | Hampshire East | Pre Market Reform | Pre Market Reform | Consent | -
14061 | 1 | Low Risk Consent | Eaton Limited | 554 Abbey Park | Southampton Road | Titchfield | Fareham | - | PO14 4QA | ABBEY PARK | SOUTHAMPTON ROAD | - | FAREHAM | HA | PO14 4QA | 2007-09-11 | 1 | 1 |  | PEEL COMMON WTW |  | Chemical Oxygen Demand Shaken as 0 | - | 800 | mg/l | 8.1 | Engineering (High risk) | Hampshire East | Pre Market Reform | Pre Market Reform | Consent | -
14061 | 1 | Low Risk Consent | Eaton Limited | 554 Abbey Park | Southampton Road | Titchfield | Fareham | - | PO14 4QA | ABBEY PARK | SOUTHAMPTON ROAD | - | FAREHAM | HA | PO14 4QA | 2007-09-11 | 1 | 1 |  | PEEL COMMON WTW |  | Solids Suspended 105 Degrees C | - | 400 | mg/l | 8.1 | Engineering (High risk) | Hampshire East | Pre Market Reform | Pre Market Reform | Consent | -
14061 | 1 | Low Risk Consent | Eaton Limited | 554 Abbey Park | Southampton Road | Titchfield | Fareham | - | PO14 4QA | ABBEY PARK | SOUTHAMPTON ROAD | - | FAREHAM | HA | PO14 4QA | 2007-09-11 | 1 | 1 |  | PEEL COMMON WTW |  | Solids Suspended 105C at pH7 | - | 400 | mg/l | 8.1 | Engineering (High risk) | Hampshire East | Pre Market Reform | Pre Market Reform | Consent | -
14062 | 1 | Low Risk Consent | Eaton Limited | 554 Abbey Park | Southampton Road | Titchfield | Fareham | - | PO14 4QA | ABBEY PARK | SOUTHAMPTON ROAD | - | FAREHAM | HA | PO14 4QA | 2007-09-11 | 4 | 1 |  | PEEL COMMON WTW |  | Chemical Oxygen Demand Settled as 0 | - | 800 | mg/l | 8.1 | Engineering (High risk) | Hampshire East | Pre Market Reform | Pre Market Reform | Consent | -
14062 | 1 | Low Risk Consent | Eaton Limited | 554 Abbey Park | Southampton Road | Titchfield | Fareham | - | PO14 4QA | ABBEY PARK | SOUTHAMPTON ROAD | - | FAREHAM | HA | PO14 4QA | 2007-09-11 | 4 | 1 |  | PEEL COMMON WTW |  | Chemical Oxygen Demand Shaken as 0 | - | 800 | mg/l | 8.1 | Engineering (High risk) | Hampshire East | Pre Market Reform | Pre Market Reform | Consent | -
14062 | 1 | Low Risk Consent | Eaton Limited | 554 Abbey Park | Southampton Road | Titchfield | Fareham | - | PO14 4QA | ABBEY PARK | SOUTHAMPTON ROAD | - | FAREHAM | HA | PO14 4QA | 2007-09-11 | 4 | 1 |  | PEEL COMMON WTW |  | Solids Suspended 105 Degrees C | - | 400 | mg/l | 8.1 | Engineering (High risk) | Hampshire East | Pre Market Reform | Pre Market Reform | Consent | -
14062 | 1 | Low Risk Consent | Eaton Limited | 554 Abbey Park | Southampton Road | Titchfield | Fareham | - | PO14 4QA | ABBEY PARK | SOUTHAMPTON ROAD | - | FAREHAM | HA | PO14 4QA | 2007-09-11 | 4 | 1 |  | PEEL COMMON WTW |  | Solids Suspended 105C at pH7 | - | 400 | mg/l | 8.1 | Engineering (High risk) | Hampshire East | Pre Market Reform | Pre Market Reform | Consent | -
14064 | 1 | Low Risk Consent | Lookers Plc | Lookers House 3 | Etchells Road | West Timperley | Altrincham | - | WA14 5XS |  | Eastbourne Road | Westham | Pevensey | East Sussex | BN24 5NH | 2007-09-13 | 1 | 2 | at all times | EASTBOURNE WTW | - | Chemical Oxygen Demand Settled as 0 | - | 800 | mg/l | 31.3 | Vehicle and plant washing (Low Impact) | Sussex East | Pre Market Reform | Pre Market Reform | Consent | -
14064 | 1 | Low Risk Consent | Lookers Plc | Lookers House 3 | Etchells Road | West Timperley | Altrincham | - | WA14 5XS |  | Eastbourne Road | Westham | Pevensey | East Sussex | BN24 5NH | 2007-09-13 | 1 | 2 | at all times | EASTBOURNE WTW | - | Chemical Oxygen Demand Shaken as 0 | - | 800 | mg/l | 31.3 | Vehicle and plant washing (Low Impact) | Sussex East | Pre Market Reform | Pre Market Reform | Consent | -
14064 | 1 | Low Risk Consent | Lookers Plc | Lookers House 3 | Etchells Road | West Timperley | Altrincham | - | WA14 5XS |  | Eastbourne Road | Westham | Pevensey | East Sussex | BN24 5NH | 2007-09-13 | 1 | 2 | at all times | EASTBOURNE WTW | - | Solids Suspended 105 Degrees C | - | 400 | mg/l | 31.3 | Vehicle and plant washing (Low Impact) | Sussex East | Pre Market Reform | Pre Market Reform | Consent | -
14064 | 1 | Low Risk Consent | Lookers Plc | Lookers House 3 | Etchells Road | West Timperley | Altrincham | - | WA14 5XS |  | Eastbourne Road | Westham | Pevensey | East Sussex | BN24 5NH | 2007-09-13 | 1 | 2 | at all times | EASTBOURNE WTW | - | Solids Suspended 105C at pH7 | - | 400 | mg/l | 31.3 | Vehicle and plant washing (Low Impact) | Sussex East | Pre Market Reform | Pre Market Reform | Consent | -
14069 | 3 | Tier 1 Consent | The Limehouse Lamp Company Limited | Unit 32 | Henfield Road | Mackley Industrial Estate | Small Dole | West Sussex | BN5 9XR | Unit 32 | Henfield Road | Mackley Industrial Estate | Small Dole | West Sussex | BN5 9XR | 2007-10-01 | 0.5 | 1 | at all times | SMALL DOLE WTW | Henfield Road | Chemical Oxygen Demand Settled as 0 | - | 800 | mg/l | 22.3 | Plating and metal finishing (Low Impact) | Sussex West | Chemical baths for metal plating | Manufacture of lamps | Consent | -
14069 | 3 | Tier 1 Consent | The Limehouse Lamp Company Limited | Unit 32 | Henfield Road | Mackley Industrial Estate | Small Dole | West Sussex | BN5 9XR | Unit 32 | Henfield Road | Mackley Industrial Estate | Small Dole | West Sussex | BN5 9XR | 2007-10-01 | 0.5 | 1 | at all times | SMALL DOLE WTW | Henfield Road | Chemical Oxygen Demand Shaken as 0 | - | 800 | mg/l | 22.3 | Plating and metal finishing (Low Impact) | Sussex West | Chemical baths for metal plating | Manufacture of lamps | Consent | -
14069 | 3 | Tier 1 Consent | The Limehouse Lamp Company Limited | Unit 32 | Henfield Road | Mackley Industrial Estate | Small Dole | West Sussex | BN5 9XR | Unit 32 | Henfield Road | Mackley Industrial Estate | Small Dole | West Sussex | BN5 9XR | 2007-10-01 | 0.5 | 1 | at all times | SMALL DOLE WTW | Henfield Road | Nitrogen Ammoniacal as N | - | 15 | mg/l | 22.3 | Plating and metal finishing (Low Impact) | Sussex West | Chemical baths for metal plating | Manufacture of lamps | Consent | -
14069 | 3 | Tier 1 Consent | The Limehouse Lamp Company Limited | Unit 32 | Henfield Road | Mackley Industrial Estate | Small Dole | West Sussex | BN5 9XR | Unit 32 | Henfield Road | Mackley Industrial Estate | Small Dole | West Sussex | BN5 9XR | 2007-10-01 | 0.5 | 1 | at all times | SMALL DOLE WTW | Henfield Road | pH Limit | 6 | 10 |  | 22.3 | Plating and metal finishing (Low Impact) | Sussex West | Chemical baths for metal plating | Manufacture of lamps | Consent | -
14069 | 3 | Tier 1 Consent | The Limehouse Lamp Company Limited | Unit 32 | Henfield Road | Mackley Industrial Estate | Small Dole | West Sussex | BN5 9XR | Unit 32 | Henfield Road | Mackley Industrial Estate | Small Dole | West Sussex | BN5 9XR | 2007-10-01 | 0.5 | 1 | at all times | SMALL DOLE WTW | Henfield Road | Solids Suspended 105 Degrees C | - | 400 | mg/l | 22.3 | Plating and metal finishing (Low Impact) | Sussex West | Chemical baths for metal plating | Manufacture of lamps | Consent | -
14069 | 3 | Tier 1 Consent | The Limehouse Lamp Company Limited | Unit 32 | Henfield Road | Mackley Industrial Estate | Small Dole | West Sussex | BN5 9XR | Unit 32 | Henfield Road | Mackley Industrial Estate | Small Dole | West Sussex | BN5 9XR | 2007-10-01 | 0.5 | 1 | at all times | SMALL DOLE WTW | Henfield Road | Solids Suspended 105C at pH7 | - | 400 | mg/l | 22.3 | Plating and metal finishing (Low Impact) | Sussex West | Chemical baths for metal plating | Manufacture of lamps | Consent | -
14071 | 1 | Tier 2 Consent | Anduff Car Wash Limited | 35-37 | Amersham Hill |  | High Wycombe | Buckinghamshire | HP13 6NU | TESCO STORES LTD | BROAD PIECE | - | LITTLEHAMPTON | SW | BN17 5RA | 2007-10-01 | 20 | 2 | at all times | FORD WTW | Broadpiece | Chemical Oxygen Demand Settled as 0 | - | 800 | mg/l | 31.2 | Vehicle and plant washing (Low Impact) | Sussex West | Vehicle Washing: Automatic Vehicle Washing process | Pre Market Reform | Consent | -
14071 | 1 | Tier 2 Consent | Anduff Car Wash Limited | 35-37 | Amersham Hill |  | High Wycombe | Buckinghamshire | HP13 6NU | TESCO STORES LTD | BROAD PIECE | - | LITTLEHAMPTON | SW | BN17 5RA | 2007-10-01 | 20 | 2 | at all times | FORD WTW | Broadpiece | Chemical Oxygen Demand Shaken as 0 | - | 800 | mg/l | 31.2 | Vehicle and plant washing (Low Impact) | Sussex West | Vehicle Washing: Automatic Vehicle Washing process | Pre Market Reform | Consent | -
14071 | 1 | Tier 2 Consent | Anduff Car Wash Limited | 35-37 | Amersham Hill |  | High Wycombe | Buckinghamshire | HP13 6NU | TESCO STORES LTD | BROAD PIECE | - | LITTLEHAMPTON | SW | BN17 5RA | 2007-10-01 | 20 | 2 | at all times | FORD WTW | Broadpiece | pH | 5 | 11 | pH Units | 31.2 | Vehicle and plant washing (Low Impact) | Sussex West | Vehicle Washing: Automatic Vehicle Washing process | Pre Market Reform | Consent | -
14071 | 1 | Tier 2 Consent | Anduff Car Wash Limited | 35-37 | Amersham Hill |  | High Wycombe | Buckinghamshire | HP13 6NU | TESCO STORES LTD | BROAD PIECE | - | LITTLEHAMPTON | SW | BN17 5RA | 2007-10-01 | 20 | 2 | at all times | FORD WTW | Broadpiece | Solids Suspended 105 Degrees C | - | 400 | mg/l | 31.2 | Vehicle and plant washing (Low Impact) | Sussex West | Vehicle Washing: Automatic Vehicle Washing process | Pre Market Reform | Consent | -
14071 | 1 | Tier 2 Consent | Anduff Car Wash Limited | 35-37 | Amersham Hill |  | High Wycombe | Buckinghamshire | HP13 6NU | TESCO STORES LTD | BROAD PIECE | - | LITTLEHAMPTON | SW | BN17 5RA | 2007-10-01 | 20 | 2 | at all times | FORD WTW | Broadpiece | Solids Suspended 105C at pH7 | - | 400 | mg/l | 31.2 | Vehicle and plant washing (Low Impact) | Sussex West | Vehicle Washing: Automatic Vehicle Washing process | Pre Market Reform | Consent | -
14089 | 1 | Low Risk Consent | Hampshire Fire and Rescue | Hampshire Fire & Rescue Authority | Headquarters Leigh Road | - | Eastleigh | Hampshire | SO50 9SJ | FIRE STATION | EATON LANE | - | WINCHESTER | HA | SO23 0LB | 2007-10-18 | 1 | 1 | At all times | CHICKENHALL EASTLEIGH WTW | Leigh Road | Chemical Oxygen Demand Settled as 0 | - | 800 | mg/l | 31.2 | Vehicle and plant washing (Low Impact) | Hampshire West | Jet wash facility | Pre Market Reform | Consent | -
14089 | 1 | Low Risk Consent | Hampshire Fire and Rescue | Hampshire Fire & Rescue Authority | Headquarters Leigh Road | - | Eastleigh | Hampshire | SO50 9SJ | FIRE STATION | EATON LANE | - | WINCHESTER | HA | SO23 0LB | 2007-10-18 | 1 | 1 | At all times | CHICKENHALL EASTLEIGH WTW | Leigh Road | Chemical Oxygen Demand Shaken as 0 | - | 800 | mg/l | 31.2 | Vehicle and plant washing (Low Impact) | Hampshire West | Jet wash facility | Pre Market Reform | Consent | -
14089 | 1 | Low Risk Consent | Hampshire Fire and Rescue | Hampshire Fire & Rescue Authority | Headquarters Leigh Road | - | Eastleigh | Hampshire | SO50 9SJ | FIRE STATION | EATON LANE | - | WINCHESTER | HA | SO23 0LB | 2007-10-18 | 1 | 1 | At all times | CHICKENHALL EASTLEIGH WTW | Leigh Road | Solids Suspended 105 Degrees C | - | 400 | mg/l | 31.2 | Vehicle and plant washing (Low Impact) | Hampshire West | Jet wash facility | Pre Market Reform | Consent | -
14089 | 1 | Low Risk Consent | Hampshire Fire and Rescue | Hampshire Fire & Rescue Authority | Headquarters Leigh Road | - | Eastleigh | Hampshire | SO50 9SJ | FIRE STATION | EATON LANE | - | WINCHESTER | HA | SO23 0LB | 2007-10-18 | 1 | 1 | At all times | CHICKENHALL EASTLEIGH WTW | Leigh Road | Solids Suspended 105C at pH7 | - | 400 | mg/l | 31.2 | Vehicle and plant washing (Low Impact) | Hampshire West | Jet wash facility | Pre Market Reform | Consent | -
14097 | 1 | Tier 2 Consent | Ironing Angels & Launderama Limited | - | 5 Queen Street | - | Deal | Kent | CT14 6ET | 5 | QUEEN STREET | - | DEAL | KE | CT14 6ET | 2007-10-31 | 10 | 1 | At all times | WEATHERLEES HILL A WTW | Queen Street | Chemical Oxygen Demand Shaken as 0 | - | 800 | mg/l | 15.2 | Laundering (Small-scale/Coin-Op) | Kent East | Launderettes: Launderettes process | Pre Market Reform | Consent | -
14097 | 1 | Tier 2 Consent | Ironing Angels & Launderama Limited | - | 5 Queen Street | - | Deal | Kent | CT14 6ET | 5 | QUEEN STREET | - | DEAL | KE | CT14 6ET | 2007-10-31 | 10 | 1 | At all times | WEATHERLEES HILL A WTW | Queen Street | Detergents Anionic | - | 20 | mg/l | 15.2 | Laundering (Small-scale/Coin-Op) | Kent East | Launderettes: Launderettes process | Pre Market Reform | Consent | -
14097 | 1 | Tier 2 Consent | Ironing Angels & Launderama Limited | - | 5 Queen Street | - | Deal | Kent | CT14 6ET | 5 | QUEEN STREET | - | DEAL | KE | CT14 6ET | 2007-10-31 | 10 | 1 | At all times | WEATHERLEES HILL A WTW | Queen Street | Detergents Non-Ionic | - | 20 | mg/l | 15.2 | Laundering (Small-scale/Coin-Op) | Kent East | Launderettes: Launderettes process | Pre Market Reform | Consent | -
14097 | 1 | Tier 2 Consent | Ironing Angels & Launderama Limited | - | 5 Queen Street | - | Deal | Kent | CT14 6ET | 5 | QUEEN STREET | - | DEAL | KE | CT14 6ET | 2007-10-31 | 10 | 1 | At all times | WEATHERLEES HILL A WTW | Queen Street | pH | 6 | 10 | pH Units | 15.2 | Laundering (Small-scale/Coin-Op) | Kent East | Launderettes: Launderettes process | Pre Market Reform | Consent | -
14097 | 1 | Tier 2 Consent | Ironing Angels & Launderama Limited | - | 5 Queen Street | - | Deal | Kent | CT14 6ET | 5 | QUEEN STREET | - | DEAL | KE | CT14 6ET | 2007-10-31 | 10 | 1 | At all times | WEATHERLEES HILL A WTW | Queen Street | Solids Suspended 105 Degrees C | - | 400 | mg/l | 15.2 | Laundering (Small-scale/Coin-Op) | Kent East | Launderettes: Launderettes process | Pre Market Reform | Consent | -
14097 | 1 | Tier 2 Consent | Ironing Angels & Launderama Limited | - | 5 Queen Street | - | Deal | Kent | CT14 6ET | 5 | QUEEN STREET | - | DEAL | KE | CT14 6ET | 2007-10-31 | 10 | 1 | At all times | WEATHERLEES HILL A WTW | Queen Street | Sulphate as S04 | - | 500 | mg/l | 15.2 | Laundering (Small-scale/Coin-Op) | Kent East | Launderettes: Launderettes process | Pre Market Reform | Consent | -
14099 | 3 | Tier 1 Consent | Sealclean (Tonbridge) LLP | Unit 6 | Sovereign Way | Botany Trading Estate | Tonbridge | Kent | TN9 1RS | UNIT 6 WAREHOUSE | SOVEREIGN WAY | - | TONBRIDGE | KE | TN9 1RS | 2008-04-01 | 40 | 5 | At all times | TONBRIDGE WTW | Sovereign Way | Chemical Oxygen Demand Settled as 0 | - | 1000 | mg/l | 15.1 | Laundering (Large-scale) | Kent West | Wastewater from domestic and commercial laundry (around 60% domestic and 40% commercial including caterings, hotels, private schools) | Laundry and dry cleaning services | Consent | SOVEREIGN WAY TONBRIDGE WPS
14099 | 3 | Tier 1 Consent | Sealclean (Tonbridge) LLP | Unit 6 | Sovereign Way | Botany Trading Estate | Tonbridge | Kent | TN9 1RS | UNIT 6 WAREHOUSE | SOVEREIGN WAY | - | TONBRIDGE | KE | TN9 1RS | 2008-04-01 | 40 | 5 | At all times | TONBRIDGE WTW | Sovereign Way | Chemical Oxygen Demand Shaken as 0 | - | 1000 | mg/l | 15.1 | Laundering (Large-scale) | Kent West | Wastewater from domestic and commercial laundry (around 60% domestic and 40% commercial including caterings, hotels, private schools) | Laundry and dry cleaning services | Consent | SOVEREIGN WAY TONBRIDGE WPS
14099 | 3 | Tier 1 Consent | Sealclean (Tonbridge) LLP | Unit 6 | Sovereign Way | Botany Trading Estate | Tonbridge | Kent | TN9 1RS | UNIT 6 WAREHOUSE | SOVEREIGN WAY | - | TONBRIDGE | KE | TN9 1RS | 2008-04-01 | 40 | 5 | At all times | TONBRIDGE WTW | Sovereign Way | Detergents Anionic | - | 200 | mg/l | 15.1 | Laundering (Large-scale) | Kent West | Wastewater from domestic and commercial laundry (around 60% domestic and 40% commercial including caterings, hotels, private schools) | Laundry and dry cleaning services | Consent | SOVEREIGN WAY TONBRIDGE WPS
14099 | 3 | Tier 1 Consent | Sealclean (Tonbridge) LLP | Unit 6 | Sovereign Way | Botany Trading Estate | Tonbridge | Kent | TN9 1RS | UNIT 6 WAREHOUSE | SOVEREIGN WAY | - | TONBRIDGE | KE | TN9 1RS | 2008-04-01 | 40 | 5 | At all times | TONBRIDGE WTW | Sovereign Way | pH | 5 | 11 | pH Units | 15.1 | Laundering (Large-scale) | Kent West | Wastewater from domestic and commercial laundry (around 60% domestic and 40% commercial including caterings, hotels, private schools) | Laundry and dry cleaning services | Consent | SOVEREIGN WAY TONBRIDGE WPS
14099 | 3 | Tier 1 Consent | Sealclean (Tonbridge) LLP | Unit 6 | Sovereign Way | Botany Trading Estate | Tonbridge | Kent | TN9 1RS | UNIT 6 WAREHOUSE | SOVEREIGN WAY | - | TONBRIDGE | KE | TN9 1RS | 2008-04-01 | 40 | 5 | At all times | TONBRIDGE WTW | Sovereign Way | Solids Suspended 105C at pH7 | - | 500 | mg/l | 15.1 | Laundering (Large-scale) | Kent West | Wastewater from domestic and commercial laundry (around 60% domestic and 40% commercial including caterings, hotels, private schools) | Laundry and dry cleaning services | Consent | SOVEREIGN WAY TONBRIDGE WPS
14104 | 1 | Low Risk Consent | Environment Agency | Guildbourne House | Chatsworth Road |  | Worthing | West Sussex | BN11 1LD | OFFICES & DEPOT | OVING ROAD | - | CHICHESTER | SW | PO20 2AG | 2007-11-12 | 0.1 | 0.1 | at all times | CHICHESTER WTW | Oving Road | Chemical Oxygen Demand Settled as 0 | - | 800 | mg/l | 38.2 | Laboratory and research activities (Low Impact) | Sussex West | Pre Market Reform | Pre Market Reform | Consent | -
14104 | 1 | Low Risk Consent | Environment Agency | Guildbourne House | Chatsworth Road |  | Worthing | West Sussex | BN11 1LD | OFFICES & DEPOT | OVING ROAD | - | CHICHESTER | SW | PO20 2AG | 2007-11-12 | 0.1 | 0.1 | at all times | CHICHESTER WTW | Oving Road | Chemical Oxygen Demand Shaken as 0 | - | 800 | mg/l | 38.2 | Laboratory and research activities (Low Impact) | Sussex West | Pre Market Reform | Pre Market Reform | Consent | -
14104 | 1 | Low Risk Consent | Environment Agency | Guildbourne House | Chatsworth Road |  | Worthing | West Sussex | BN11 1LD | OFFICES & DEPOT | OVING ROAD | - | CHICHESTER | SW | PO20 2AG | 2007-11-12 | 0.1 | 0.1 | at all times | CHICHESTER WTW | Oving Road | Solids Suspended 105 Degrees C | - | 400 | mg/l | 38.2 | Laboratory and research activities (Low Impact) | Sussex West | Pre Market Reform | Pre Market Reform | Consent | -
14104 | 1 | Low Risk Consent | Environment Agency | Guildbourne House | Chatsworth Road |  | Worthing | West Sussex | BN11 1LD | OFFICES & DEPOT | OVING ROAD | - | CHICHESTER | SW | PO20 2AG | 2007-11-12 | 0.1 | 0.1 | at all times | CHICHESTER WTW | Oving Road | Solids Suspended 105C at pH7 | - | 400 | mg/l | 38.2 | Laboratory and research activities (Low Impact) | Sussex West | Pre Market Reform | Pre Market Reform | Consent | -
14138 | 1 | Low Risk Consent | Veolia ES South Downs Ltd | 210 | Pentonville Road | - | London | - | N1 9JY | HOLLINGDEAN MRF | HOLLINGDEAN LANE | - | BRIGHTON | SE | BN1 7BB | 2008-01-01 | 2 | 4 | at all times | PEACEHAVEN WTW | Hollingdean Road | Chemical Oxygen Demand Settled as 0 | - | 800 | mg/l | 40.1 | Rainwater and surface water run-off (Medium Impact). Fire fighting foam training | Sussex East | Pre Market Reform | Pre Market Reform | Consent | -
14138 | 1 | Low Risk Consent | Veolia ES South Downs Ltd | 210 | Pentonville Road | - | London | - | N1 9JY | HOLLINGDEAN MRF | HOLLINGDEAN LANE | - | BRIGHTON | SE | BN1 7BB | 2008-01-01 | 2 | 4 | at all times | PEACEHAVEN WTW | Hollingdean Road | Chemical Oxygen Demand Shaken as 0 | - | 800 | mg/l | 40.1 | Rainwater and surface water run-off (Medium Impact). Fire fighting foam training | Sussex East | Pre Market Reform | Pre Market Reform | Consent | -
14138 | 1 | Low Risk Consent | Veolia ES South Downs Ltd | 210 | Pentonville Road | - | London | - | N1 9JY | HOLLINGDEAN MRF | HOLLINGDEAN LANE | - | BRIGHTON | SE | BN1 7BB | 2008-01-01 | 2 | 4 | at all times | PEACEHAVEN WTW | Hollingdean Road | Solids Suspended 105 Degrees C | - | 400 | mg/l | 40.1 | Rainwater and surface water run-off (Medium Impact). Fire fighting foam training | Sussex East | Pre Market Reform | Pre Market Reform | Consent | -
14138 | 1 | Low Risk Consent | Veolia ES South Downs Ltd | 210 | Pentonville Road | - | London | - | N1 9JY | HOLLINGDEAN MRF | HOLLINGDEAN LANE | - | BRIGHTON | SE | BN1 7BB | 2008-01-01 | 2 | 4 | at all times | PEACEHAVEN WTW | Hollingdean Road | Solids Suspended 105C at pH7 | - | 400 | mg/l | 40.1 | Rainwater and surface water run-off (Medium Impact). Fire fighting foam training | Sussex East | Pre Market Reform | Pre Market Reform | Consent | -
14142 | 2 | Low Risk Consent | Rosary Goats' Cheese Limited | Unit 3 | Shelley Farm | Shelley Lane Ower | Romsey | Hampshire | SO51 6AS |  | The Rosary, Partridge Hill | Landford | Salisbury | Wilts | SP5 2BB | 2007-12-14 | 5 | 2 | n/a | ROMSEY WTW | A36 Partridge Hill | Chemical Oxygen Demand Settled as 0 | - | 800 | mg/l | 9.4 | Food processing - liquid dairy products | Hampshire West | Pre Market Reform | Pre Market Reform | Consent | -
14142 | 2 | Low Risk Consent | Rosary Goats' Cheese Limited | Unit 3 | Shelley Farm | Shelley Lane Ower | Romsey | Hampshire | SO51 6AS |  | The Rosary, Partridge Hill | Landford | Salisbury | Wilts | SP5 2BB | 2007-12-14 | 5 | 2 | n/a | ROMSEY WTW | A36 Partridge Hill | Chemical Oxygen Demand Shaken as 0 | - | 800 | mg/l | 9.4 | Food processing - liquid dairy products | Hampshire West | Pre Market Reform | Pre Market Reform | Consent | -
14142 | 2 | Low Risk Consent | Rosary Goats' Cheese Limited | Unit 3 | Shelley Farm | Shelley Lane Ower | Romsey | Hampshire | SO51 6AS |  | The Rosary, Partridge Hill | Landford | Salisbury | Wilts | SP5 2BB | 2007-12-14 | 5 | 2 | n/a | ROMSEY WTW | A36 Partridge Hill | Solids Suspended 105 Degrees C | - | 400 | mg/l | 9.4 | Food processing - liquid dairy products | Hampshire West | Pre Market Reform | Pre Market Reform | Consent | -
14142 | 2 | Low Risk Consent | Rosary Goats' Cheese Limited | Unit 3 | Shelley Farm | Shelley Lane Ower | Romsey | Hampshire | SO51 6AS |  | The Rosary, Partridge Hill | Landford | Salisbury | Wilts | SP5 2BB | 2007-12-14 | 5 | 2 | n/a | ROMSEY WTW | A36 Partridge Hill | Solids Suspended 105C at pH7 | - | 400 | mg/l | 9.4 | Food processing - liquid dairy products | Hampshire West | Pre Market Reform | Pre Market Reform | Consent | -
14152 | 1 | Low Risk Consent | Kent Sweepers Limited | Victory House | Quayside | - | Chatham Maritime | Kent | ME4 4QU |  | 1 Cockerell Close | Segensworth West | Fareham | Hants | PO15 5SR | 2007-12-12 | 1 | 1 | - | PEEL COMMON WTW | - | Chemical Oxygen Demand Settled as 0 | - | 800 | mg/l | 31.3 | Vehicle and plant washing (Low Impact) | Hampshire East | Pre Market Reform | Pre Market Reform | Consent | -
14152 | 1 | Low Risk Consent | Kent Sweepers Limited | Victory House | Quayside | - | Chatham Maritime | Kent | ME4 4QU |  | 1 Cockerell Close | Segensworth West | Fareham | Hants | PO15 5SR | 2007-12-12 | 1 | 1 | - | PEEL COMMON WTW | - | Chemical Oxygen Demand Shaken as 0 | - | 800 | mg/l | 31.3 | Vehicle and plant washing (Low Impact) | Hampshire East | Pre Market Reform | Pre Market Reform | Consent | -
14152 | 1 | Low Risk Consent | Kent Sweepers Limited | Victory House | Quayside | - | Chatham Maritime | Kent | ME4 4QU |  | 1 Cockerell Close | Segensworth West | Fareham | Hants | PO15 5SR | 2007-12-12 | 1 | 1 | - | PEEL COMMON WTW | - | Solids Suspended 105 Degrees C | - | 400 | mg/l | 31.3 | Vehicle and plant washing (Low Impact) | Hampshire East | Pre Market Reform | Pre Market Reform | Consent | -
14152 | 1 | Low Risk Consent | Kent Sweepers Limited | Victory House | Quayside | - | Chatham Maritime | Kent | ME4 4QU |  | 1 Cockerell Close | Segensworth West | Fareham | Hants | PO15 5SR | 2007-12-12 | 1 | 1 | - | PEEL COMMON WTW | - | Solids Suspended 105C at pH7 | - | 400 | mg/l | 31.3 | Vehicle and plant washing (Low Impact) | Hampshire East | Pre Market Reform | Pre Market Reform | Consent | -
14158 | 1 | Low Risk Consent | Delta Vehicle Hire Ltd | Dundas Spur | Blueprint Ind Est | Portsmouth | - | Hants | PO3 5QA |  | DUNDAS SPUR | - | PORTSMOUTH | HA | PO3 5QA | 2008-01-03 | 2 | 1 | - | BUDDS FARM HAVANT WTW | - | Chemical Oxygen Demand Settled as 0 | - | 800 | mg/l | 31.3 | Vehicle and plant washing (Low Impact) | Hampshire East | Pre Market Reform | Pre Market Reform | Consent | -
14158 | 1 | Low Risk Consent | Delta Vehicle Hire Ltd | Dundas Spur | Blueprint Ind Est | Portsmouth | - | Hants | PO3 5QA |  | DUNDAS SPUR | - | PORTSMOUTH | HA | PO3 5QA | 2008-01-03 | 2 | 1 | - | BUDDS FARM HAVANT WTW | - | Chemical Oxygen Demand Shaken as 0 | - | 800 | mg/l | 31.3 | Vehicle and plant washing (Low Impact) | Hampshire East | Pre Market Reform | Pre Market Reform | Consent | -
14158 | 1 | Low Risk Consent | Delta Vehicle Hire Ltd | Dundas Spur | Blueprint Ind Est | Portsmouth | - | Hants | PO3 5QA |  | DUNDAS SPUR | - | PORTSMOUTH | HA | PO3 5QA | 2008-01-03 | 2 | 1 | - | BUDDS FARM HAVANT WTW | - | Solids Suspended 105 Degrees C | - | 400 | mg/l | 31.3 | Vehicle and plant washing (Low Impact) | Hampshire East | Pre Market Reform | Pre Market Reform | Consent | -
14158 | 1 | Low Risk Consent | Delta Vehicle Hire Ltd | Dundas Spur | Blueprint Ind Est | Portsmouth | - | Hants | PO3 5QA |  | DUNDAS SPUR | - | PORTSMOUTH | HA | PO3 5QA | 2008-01-03 | 2 | 1 | - | BUDDS FARM HAVANT WTW | - | Solids Suspended 105C at pH7 | - | 400 | mg/l | 31.3 | Vehicle and plant washing (Low Impact) | Hampshire East | Pre Market Reform | Pre Market Reform | Consent | -
14161 | 2 | Tier 2 Consent | Anduff Car Wash Limited | 35-37 | Amersham Hill |  | High Wycombe | Buckinghamshire | HP13 6NU | UNIT 8 | DIPLOCKS WAY | - | HAILSHAM | SE | BN27 3JF | 2008-04-01 | 18 | 0.5 | 10:00 - 16:00 and 22:00 - 06:00 | HAILSHAM SOUTH WTW | Diplocks Way | Chemical Oxygen Demand Settled as 0 | - | 800 | mg/l | 31.2 | Vehicle and plant washing (Low Impact) | Sussex East | Vehicle Washing: Automatic Vehicle Washing process | Pre Market Reform | Consent | -
14161 | 2 | Tier 2 Consent | Anduff Car Wash Limited | 35-37 | Amersham Hill |  | High Wycombe | Buckinghamshire | HP13 6NU | UNIT 8 | DIPLOCKS WAY | - | HAILSHAM | SE | BN27 3JF | 2008-04-01 | 18 | 0.5 | 10:00 - 16:00 and 22:00 - 06:00 | HAILSHAM SOUTH WTW | Diplocks Way | Chemical Oxygen Demand Shaken as 0 | - | 800 | mg/l | 31.2 | Vehicle and plant washing (Low Impact) | Sussex East | Vehicle Washing: Automatic Vehicle Washing process | Pre Market Reform | Consent | -
14161 | 2 | Tier 2 Consent | Anduff Car Wash Limited | 35-37 | Amersham Hill |  | High Wycombe | Buckinghamshire | HP13 6NU | UNIT 8 | DIPLOCKS WAY | - | HAILSHAM | SE | BN27 3JF | 2008-04-01 | 18 | 0.5 | 10:00 - 16:00 and 22:00 - 06:00 | HAILSHAM SOUTH WTW | Diplocks Way | pH | 5 | 11 | pH Units | 31.2 | Vehicle and plant washing (Low Impact) | Sussex East | Vehicle Washing: Automatic Vehicle Washing process | Pre Market Reform | Consent | -
14161 | 2 | Tier 2 Consent | Anduff Car Wash Limited | 35-37 | Amersham Hill |  | High Wycombe | Buckinghamshire | HP13 6NU | UNIT 8 | DIPLOCKS WAY | - | HAILSHAM | SE | BN27 3JF | 2008-04-01 | 18 | 0.5 | 10:00 - 16:00 and 22:00 - 06:00 | HAILSHAM SOUTH WTW | Diplocks Way | Solids Suspended 105 Degrees C | - | 400 | mg/l | 31.2 | Vehicle and plant washing (Low Impact) | Sussex East | Vehicle Washing: Automatic Vehicle Washing process | Pre Market Reform | Consent | -
14161 | 2 | Tier 2 Consent | Anduff Car Wash Limited | 35-37 | Amersham Hill |  | High Wycombe | Buckinghamshire | HP13 6NU | UNIT 8 | DIPLOCKS WAY | - | HAILSHAM | SE | BN27 3JF | 2008-04-01 | 18 | 0.5 | 10:00 - 16:00 and 22:00 - 06:00 | HAILSHAM SOUTH WTW | Diplocks Way | Solids Suspended 105C at pH7 | - | 400 | mg/l | 31.2 | Vehicle and plant washing (Low Impact) | Sussex East | Vehicle Washing: Automatic Vehicle Washing process | Pre Market Reform | Consent | -
14163 | 3 | Tier 1 Consent | Givaudan UK Limited | Finance Building | Kennington Road |  | Ashford | Kent | TN24 0LT | GIVAUDAN UK LTD | KENNINGTON ROAD | - | ASHFORD | KE | TN24 0LT | 2008-01-01 | 200 | 15 | At all times | ASHFORD WTW (DIRECT) | private rising main to WTW | Chemical Oxygen Demand Shaken as 0 | - | 250 | mg/l | 40.1 | Rainwater and surface water run-off (Medium Impact). Fire fighting foam training | Kent East | Surface water, cooling water and condensate from steam taps | Manufacture of fragrances, dental flavours and aroma chemicals | Consent | DIRECT TO WTW
14163 | 3 | Tier 1 Consent | Givaudan UK Limited | Finance Building | Kennington Road |  | Ashford | Kent | TN24 0LT | GIVAUDAN UK LTD | KENNINGTON ROAD | - | ASHFORD | KE | TN24 0LT | 2008-01-01 | 200 | 15 | At all times | ASHFORD WTW (DIRECT) | private rising main to WTW | Oil and Grease | - | 200 | mg/l | 40.1 | Rainwater and surface water run-off (Medium Impact). Fire fighting foam training | Kent East | Surface water, cooling water and condensate from steam taps | Manufacture of fragrances, dental flavours and aroma chemicals | Consent | DIRECT TO WTW
14163 | 3 | Tier 1 Consent | Givaudan UK Limited | Finance Building | Kennington Road |  | Ashford | Kent | TN24 0LT | GIVAUDAN UK LTD | KENNINGTON ROAD | - | ASHFORD | KE | TN24 0LT | 2008-01-01 | 200 | 15 | At all times | ASHFORD WTW (DIRECT) | private rising main to WTW | pH | 6 | 10 | pH Units | 40.1 | Rainwater and surface water run-off (Medium Impact). Fire fighting foam training | Kent East | Surface water, cooling water and condensate from steam taps | Manufacture of fragrances, dental flavours and aroma chemicals | Consent | DIRECT TO WTW
14163 | 3 | Tier 1 Consent | Givaudan UK Limited | Finance Building | Kennington Road |  | Ashford | Kent | TN24 0LT | GIVAUDAN UK LTD | KENNINGTON ROAD | - | ASHFORD | KE | TN24 0LT | 2008-01-01 | 200 | 15 | At all times | ASHFORD WTW (DIRECT) | private rising main to WTW | Solids Suspended 105 Degrees C | - | 50 | mg/l | 40.1 | Rainwater and surface water run-off (Medium Impact). Fire fighting foam training | Kent East | Surface water, cooling water and condensate from steam taps | Manufacture of fragrances, dental flavours and aroma chemicals | Consent | DIRECT TO WTW
14163 | 3 | Tier 1 Consent | Givaudan UK Limited | Finance Building | Kennington Road |  | Ashford | Kent | TN24 0LT | GIVAUDAN UK LTD | KENNINGTON ROAD | - | ASHFORD | KE | TN24 0LT | 2008-01-01 | 200 | 15 | At all times | ASHFORD WTW (DIRECT) | private rising main to WTW | Sulphate as S04 | - | 1000 | mg/l | 40.1 | Rainwater and surface water run-off (Medium Impact). Fire fighting foam training | Kent East | Surface water, cooling water and condensate from steam taps | Manufacture of fragrances, dental flavours and aroma chemicals | Consent | DIRECT TO WTW
14165 | 1 | Low Risk Consent | Weatherford Laboratories (UK) Limited | Weatherford | Gotham Road | East Leake | Loughborough | Leicestershire | LE12 6JX | UNIT 14A | BIRCHES INDUSTRIAL ESTATE | - | EAST GRINSTEAD | SW | RH19 1XZ | 2008-01-21 | 0.5 | 1 | at all times | FELBRIDGE WTW | felbridge | Chemical Oxygen Demand Settled as 0 | - | 800 | mg/l | 8.1 | Engineering (High risk) | Sussex West | Pre Market Reform | Pre Market Reform | Consent | -
14165 | 1 | Low Risk Consent | Weatherford Laboratories (UK) Limited | Weatherford | Gotham Road | East Leake | Loughborough | Leicestershire | LE12 6JX | UNIT 14A | BIRCHES INDUSTRIAL ESTATE | - | EAST GRINSTEAD | SW | RH19 1XZ | 2008-01-21 | 0.5 | 1 | at all times | FELBRIDGE WTW | felbridge | Chemical Oxygen Demand Shaken as 0 | - | 800 | mg/l | 8.1 | Engineering (High risk) | Sussex West | Pre Market Reform | Pre Market Reform | Consent | -
14165 | 1 | Low Risk Consent | Weatherford Laboratories (UK) Limited | Weatherford | Gotham Road | East Leake | Loughborough | Leicestershire | LE12 6JX | UNIT 14A | BIRCHES INDUSTRIAL ESTATE | - | EAST GRINSTEAD | SW | RH19 1XZ | 2008-01-21 | 0.5 | 1 | at all times | FELBRIDGE WTW | felbridge | Solids Suspended 105 Degrees C | - | 400 | mg/l | 8.1 | Engineering (High risk) | Sussex West | Pre Market Reform | Pre Market Reform | Consent | -
14165 | 1 | Low Risk Consent | Weatherford Laboratories (UK) Limited | Weatherford | Gotham Road | East Leake | Loughborough | Leicestershire | LE12 6JX | UNIT 14A | BIRCHES INDUSTRIAL ESTATE | - | EAST GRINSTEAD | SW | RH19 1XZ | 2008-01-21 | 0.5 | 1 | at all times | FELBRIDGE WTW | felbridge | Solids Suspended 105C at pH7 | - | 400 | mg/l | 8.1 | Engineering (High risk) | Sussex West | Pre Market Reform | Pre Market Reform | Consent | -
14166 | 4 | Tier 2 Consent | Naked Foods Limited | Kent Food Parks | Smarden Road | Headcorn | Ashford | Kent | TN27 9TA | FACTORY | SMARDEN ROAD |  | ASHFORD | KE | TN27 9TA | 2007-04-01 | 5 | 0.6 | At all times | HEADCORN WTW | Smarden Road | Chemical Oxygen Demand Shaken as 0 | - | 5000 | mg/l | 9.2 | Food processing - General | Kent East | Washdown of production area | Manufacture of fruit and confectionary sauces | Consent | MOAT ROAD HEADCORN NEW WPS
14166 | 4 | Tier 2 Consent | Naked Foods Limited | Kent Food Parks | Smarden Road | Headcorn | Ashford | Kent | TN27 9TA | FACTORY | SMARDEN ROAD |  | ASHFORD | KE | TN27 9TA | 2007-04-01 | 5 | 0.6 | At all times | HEADCORN WTW | Smarden Road | Detergents Anionic | - | 20 | mg/l | 9.2 | Food processing - General | Kent East | Washdown of production area | Manufacture of fruit and confectionary sauces | Consent | MOAT ROAD HEADCORN NEW WPS
14166 | 4 | Tier 2 Consent | Naked Foods Limited | Kent Food Parks | Smarden Road | Headcorn | Ashford | Kent | TN27 9TA | FACTORY | SMARDEN ROAD |  | ASHFORD | KE | TN27 9TA | 2007-04-01 | 5 | 0.6 | At all times | HEADCORN WTW | Smarden Road | Nitrogen Ammoniacal as N | - | 35 | mg/l | 9.2 | Food processing - General | Kent East | Washdown of production area | Manufacture of fruit and confectionary sauces | Consent | MOAT ROAD HEADCORN NEW WPS
14166 | 4 | Tier 2 Consent | Naked Foods Limited | Kent Food Parks | Smarden Road | Headcorn | Ashford | Kent | TN27 9TA | FACTORY | SMARDEN ROAD |  | ASHFORD | KE | TN27 9TA | 2007-04-01 | 5 | 0.6 | At all times | HEADCORN WTW | Smarden Road | Oil and Grease | - | 100 | mg/l | 9.2 | Food processing - General | Kent East | Washdown of production area | Manufacture of fruit and confectionary sauces | Consent | MOAT ROAD HEADCORN NEW WPS
14166 | 4 | Tier 2 Consent | Naked Foods Limited | Kent Food Parks | Smarden Road | Headcorn | Ashford | Kent | TN27 9TA | FACTORY | SMARDEN ROAD |  | ASHFORD | KE | TN27 9TA | 2007-04-01 | 5 | 0.6 | At all times | HEADCORN WTW | Smarden Road | pH | 6 | 10 | pH Units | 9.2 | Food processing - General | Kent East | Washdown of production area | Manufacture of fruit and confectionary sauces | Consent | MOAT ROAD HEADCORN NEW WPS
14166 | 4 | Tier 2 Consent | Naked Foods Limited | Kent Food Parks | Smarden Road | Headcorn | Ashford | Kent | TN27 9TA | FACTORY | SMARDEN ROAD |  | ASHFORD | KE | TN27 9TA | 2007-04-01 | 5 | 0.6 | At all times | HEADCORN WTW | Smarden Road | Solids Suspended 105 Degrees C | - | 500 | mg/l | 9.2 | Food processing - General | Kent East | Washdown of production area | Manufacture of fruit and confectionary sauces | Consent | MOAT ROAD HEADCORN NEW WPS
14166 | 4 | Tier 2 Consent | Naked Foods Limited | Kent Food Parks | Smarden Road | Headcorn | Ashford | Kent | TN27 9TA | FACTORY | SMARDEN ROAD |  | ASHFORD | KE | TN27 9TA | 2007-04-01 | 5 | 0.6 | At all times | HEADCORN WTW | Smarden Road | Sulphate as S04 | - | 500 | mg/l | 9.2 | Food processing - General | Kent East | Washdown of production area | Manufacture of fruit and confectionary sauces | Consent | MOAT ROAD HEADCORN NEW WPS
14170 | 1 | Low Risk Consent | Whitegrove Group Limited | 1 | Bridgewater Place | Water Lane | Leeds | West Yorkshire | LS11 5QR | UNIT 6 | GOODWOOD ROAD | - | EASTLEIGH |  | SO50 4NT | 2008-01-24 | 1 | 1 | At all times | CHICKENHALL EASTLEIGH WTW | Goodwood Road | Chemical Oxygen Demand Settled as 0 | - | 800 | mg/l | 24.2 | Printing and related activities (Low impact) | Hampshire West | Printing process | Pre Market Reform | Consent | -
14170 | 1 | Low Risk Consent | Whitegrove Group Limited | 1 | Bridgewater Place | Water Lane | Leeds | West Yorkshire | LS11 5QR | UNIT 6 | GOODWOOD ROAD | - | EASTLEIGH |  | SO50 4NT | 2008-01-24 | 1 | 1 | At all times | CHICKENHALL EASTLEIGH WTW | Goodwood Road | Chemical Oxygen Demand Shaken as 0 | - | 800 | mg/l | 24.2 | Printing and related activities (Low impact) | Hampshire West | Printing process | Pre Market Reform | Consent | -
14170 | 1 | Low Risk Consent | Whitegrove Group Limited | 1 | Bridgewater Place | Water Lane | Leeds | West Yorkshire | LS11 5QR | UNIT 6 | GOODWOOD ROAD | - | EASTLEIGH |  | SO50 4NT | 2008-01-24 | 1 | 1 | At all times | CHICKENHALL EASTLEIGH WTW | Goodwood Road | Solids Suspended 105 Degrees C | - | 400 | mg/l | 24.2 | Printing and related activities (Low impact) | Hampshire West | Printing process | Pre Market Reform | Consent | -
14170 | 1 | Low Risk Consent | Whitegrove Group Limited | 1 | Bridgewater Place | Water Lane | Leeds | West Yorkshire | LS11 5QR | UNIT 6 | GOODWOOD ROAD | - | EASTLEIGH |  | SO50 4NT | 2008-01-24 | 1 | 1 | At all times | CHICKENHALL EASTLEIGH WTW | Goodwood Road | Solids Suspended 105C at pH7 | - | 400 | mg/l | 24.2 | Printing and related activities (Low impact) | Hampshire West | Printing process | Pre Market Reform | Consent | -
14180 | 2 | Tier 2 Consent | H+H UK Limited | Celcon House |  | Ightham | Sevenoaks | Kent | TN15 9HZ | IGHTHAM SANDPIT | BOROUGH GREEN ROAD | - | SEVENOAKS | KE | TN15 9JB | 2008-02-28 | 50 | 1 | At all times | HAM HILL WTW | Borough Green Road | Chemical Oxygen Demand Shaken as 0 | - | 500 | mg/l | 3.1 | Cement, lime, plaster, ready-mix concrete manufacture and their products | Kent West | Block making process | Pre Market Reform | Consent | -
14180 | 2 | Tier 2 Consent | H+H UK Limited | Celcon House |  | Ightham | Sevenoaks | Kent | TN15 9HZ | IGHTHAM SANDPIT | BOROUGH GREEN ROAD | - | SEVENOAKS | KE | TN15 9JB | 2008-02-28 | 50 | 1 | At all times | HAM HILL WTW | Borough Green Road | pH | 5 | 11 | pH Units | 3.1 | Cement, lime, plaster, ready-mix concrete manufacture and their products | Kent West | Block making process | Pre Market Reform | Consent | -
14180 | 2 | Tier 2 Consent | H+H UK Limited | Celcon House |  | Ightham | Sevenoaks | Kent | TN15 9HZ | IGHTHAM SANDPIT | BOROUGH GREEN ROAD | - | SEVENOAKS | KE | TN15 9JB | 2008-02-28 | 50 | 1 | At all times | HAM HILL WTW | Borough Green Road | Solids Suspended 105 Degrees C | - | 500 | mg/l | 3.1 | Cement, lime, plaster, ready-mix concrete manufacture and their products | Kent West | Block making process | Pre Market Reform | Consent | -
14183 | 2 | Low Risk Consent | Hampshire County Council | HCC Highways Depot | Botley Road | - | Bishops Waltham | Hampshire | SO32 1DR | WORKS OFFICE & YARD PLOT 3 | BOTLEY ROAD | - | SOUTHAMPTON | HA | SO32 1DR | 2008-02-13 | 4.9 | 1 | - | BISHOPS WALTHAM WTW | Botley Road | Chemical Oxygen Demand Settled as 0 | - | 800 | mg/l | 40.1 | Rainwater and surface water run-off (Medium Impact). Fire fighting foam training | Hampshire East | Pre Market Reform | Pre Market Reform | Consent | -
14183 | 2 | Low Risk Consent | Hampshire County Council | HCC Highways Depot | Botley Road | - | Bishops Waltham | Hampshire | SO32 1DR | WORKS OFFICE & YARD PLOT 3 | BOTLEY ROAD | - | SOUTHAMPTON | HA | SO32 1DR | 2008-02-13 | 4.9 | 1 | - | BISHOPS WALTHAM WTW | Botley Road | Chemical Oxygen Demand Shaken as 0 | - | 800 | mg/l | 40.1 | Rainwater and surface water run-off (Medium Impact). Fire fighting foam training | Hampshire East | Pre Market Reform | Pre Market Reform | Consent | -
14183 | 2 | Low Risk Consent | Hampshire County Council | HCC Highways Depot | Botley Road | - | Bishops Waltham | Hampshire | SO32 1DR | WORKS OFFICE & YARD PLOT 3 | BOTLEY ROAD | - | SOUTHAMPTON | HA | SO32 1DR | 2008-02-13 | 4.9 | 1 | - | BISHOPS WALTHAM WTW | Botley Road | Solids Suspended 105 Degrees C | - | 400 | mg/l | 40.1 | Rainwater and surface water run-off (Medium Impact). Fire fighting foam training | Hampshire East | Pre Market Reform | Pre Market Reform | Consent | -
14183 | 2 | Low Risk Consent | Hampshire County Council | HCC Highways Depot | Botley Road | - | Bishops Waltham | Hampshire | SO32 1DR | WORKS OFFICE & YARD PLOT 3 | BOTLEY ROAD | - | SOUTHAMPTON | HA | SO32 1DR | 2008-02-13 | 4.9 | 1 | - | BISHOPS WALTHAM WTW | Botley Road | Solids Suspended 105C at pH7 | - | 400 | mg/l | 40.1 | Rainwater and surface water run-off (Medium Impact). Fire fighting foam training | Hampshire East | Pre Market Reform | Pre Market Reform | Consent | -
14194 | 1 | Tier 2 Consent | The Mangle Laundrette Limited | 60 | Kearsney Avenue | - | Dover | Kent | CT16 3BL | 21 | WORTHINGTON STREET | - | DOVER | KE | CT17 9AQ | 2008-03-06 | 29.1 | 3.3 | 0800-2000 | BROOMFIELD BANK WTW | Worthington Street | Chemical Oxygen Demand Shaken as 0 | - | 800 | mg/l | 15.2 | Laundering (Small-scale/Coin-Op) | Kent East | Pre Market Reform | Pre Market Reform | Consent | -
14194 | 1 | Tier 2 Consent | The Mangle Laundrette Limited | 60 | Kearsney Avenue | - | Dover | Kent | CT16 3BL | 21 | WORTHINGTON STREET | - | DOVER | KE | CT17 9AQ | 2008-03-06 | 29.1 | 3.3 | 0800-2000 | BROOMFIELD BANK WTW | Worthington Street | Detergents Anionic | - | 20 | mg/l | 15.2 | Laundering (Small-scale/Coin-Op) | Kent East | Pre Market Reform | Pre Market Reform | Consent | -
14194 | 1 | Tier 2 Consent | The Mangle Laundrette Limited | 60 | Kearsney Avenue | - | Dover | Kent | CT16 3BL | 21 | WORTHINGTON STREET | - | DOVER | KE | CT17 9AQ | 2008-03-06 | 29.1 | 3.3 | 0800-2000 | BROOMFIELD BANK WTW | Worthington Street | Detergents Non-Ionic | - | 20 | mg/l | 15.2 | Laundering (Small-scale/Coin-Op) | Kent East | Pre Market Reform | Pre Market Reform | Consent | -
14194 | 1 | Tier 2 Consent | The Mangle Laundrette Limited | 60 | Kearsney Avenue | - | Dover | Kent | CT16 3BL | 21 | WORTHINGTON STREET | - | DOVER | KE | CT17 9AQ | 2008-03-06 | 29.1 | 3.3 | 0800-2000 | BROOMFIELD BANK WTW | Worthington Street | pH | 6 | 10 | pH Units | 15.2 | Laundering (Small-scale/Coin-Op) | Kent East | Pre Market Reform | Pre Market Reform | Consent | -
14194 | 1 | Tier 2 Consent | The Mangle Laundrette Limited | 60 | Kearsney Avenue | - | Dover | Kent | CT16 3BL | 21 | WORTHINGTON STREET | - | DOVER | KE | CT17 9AQ | 2008-03-06 | 29.1 | 3.3 | 0800-2000 | BROOMFIELD BANK WTW | Worthington Street | Solids Suspended 105 Degrees C | - | 400 | mg/l | 15.2 | Laundering (Small-scale/Coin-Op) | Kent East | Pre Market Reform | Pre Market Reform | Consent | -
14194 | 1 | Tier 2 Consent | The Mangle Laundrette Limited | 60 | Kearsney Avenue | - | Dover | Kent | CT16 3BL | 21 | WORTHINGTON STREET | - | DOVER | KE | CT17 9AQ | 2008-03-06 | 29.1 | 3.3 | 0800-2000 | BROOMFIELD BANK WTW | Worthington Street | Sulphate as S04 | - | 500 | mg/l | 15.2 | Laundering (Small-scale/Coin-Op) | Kent East | Pre Market Reform | Pre Market Reform | Consent | -
14198 | 2 | Tier 2 Consent | Vector Aerospace International Limited | Fleetlands | Fareham Road |  | Gosport | Hampshire | PO13 0AA | BUILDING 43 VECTOR FLEETLANDS | FAREHAM ROAD | - | GOSPORT | HA | PO13 0AA | 2008-04-01 | 70 | 1.4 | At all times | PEEL COMMON WTW | Fareham Road | Cadmium Total (ug/l) | - | 5 | ug/l | 22.3 | Plating and metal finishing (Low Impact) | Hampshire East | Testing Plane particles (helicopter sinuk) | Aviation Company (MOD) Helicopters | Consent | -
14198 | 2 | Tier 2 Consent | Vector Aerospace International Limited | Fleetlands | Fareham Road |  | Gosport | Hampshire | PO13 0AA | BUILDING 43 VECTOR FLEETLANDS | FAREHAM ROAD | - | GOSPORT | HA | PO13 0AA | 2008-04-01 | 70 | 1.4 | At all times | PEEL COMMON WTW | Fareham Road | Chemical Oxygen Demand Shaken as 0 | - | 800 | mg/l | 22.3 | Plating and metal finishing (Low Impact) | Hampshire East | Testing Plane particles (helicopter sinuk) | Aviation Company (MOD) Helicopters | Consent | -
14198 | 2 | Tier 2 Consent | Vector Aerospace International Limited | Fleetlands | Fareham Road |  | Gosport | Hampshire | PO13 0AA | BUILDING 43 VECTOR FLEETLANDS | FAREHAM ROAD | - | GOSPORT | HA | PO13 0AA | 2008-04-01 | 70 | 1.4 | At all times | PEEL COMMON WTW | Fareham Road | Chromium Total mg/l | - | 1 | ug/l | 22.3 | Plating and metal finishing (Low Impact) | Hampshire East | Testing Plane particles (helicopter sinuk) | Aviation Company (MOD) Helicopters | Consent | -
14198 | 2 | Tier 2 Consent | Vector Aerospace International Limited | Fleetlands | Fareham Road |  | Gosport | Hampshire | PO13 0AA | BUILDING 43 VECTOR FLEETLANDS | FAREHAM ROAD | - | GOSPORT | HA | PO13 0AA | 2008-04-01 | 70 | 1.4 | At all times | PEEL COMMON WTW | Fareham Road | Copper Total | - | 0.5 | ug/l | 22.3 | Plating and metal finishing (Low Impact) | Hampshire East | Testing Plane particles (helicopter sinuk) | Aviation Company (MOD) Helicopters | Consent | -
14198 | 2 | Tier 2 Consent | Vector Aerospace International Limited | Fleetlands | Fareham Road |  | Gosport | Hampshire | PO13 0AA | BUILDING 43 VECTOR FLEETLANDS | FAREHAM ROAD | - | GOSPORT | HA | PO13 0AA | 2008-04-01 | 70 | 1.4 | At all times | PEEL COMMON WTW | Fareham Road | Lead Total | - | 0.5 | ug/l | 22.3 | Plating and metal finishing (Low Impact) | Hampshire East | Testing Plane particles (helicopter sinuk) | Aviation Company (MOD) Helicopters | Consent | -
14198 | 2 | Tier 2 Consent | Vector Aerospace International Limited | Fleetlands | Fareham Road |  | Gosport | Hampshire | PO13 0AA | BUILDING 43 VECTOR FLEETLANDS | FAREHAM ROAD | - | GOSPORT | HA | PO13 0AA | 2008-04-01 | 70 | 1.4 | At all times | PEEL COMMON WTW | Fareham Road | Nickel Total | - | 0.5 | ug/l | 22.3 | Plating and metal finishing (Low Impact) | Hampshire East | Testing Plane particles (helicopter sinuk) | Aviation Company (MOD) Helicopters | Consent | -
14198 | 2 | Tier 2 Consent | Vector Aerospace International Limited | Fleetlands | Fareham Road |  | Gosport | Hampshire | PO13 0AA | BUILDING 43 VECTOR FLEETLANDS | FAREHAM ROAD | - | GOSPORT | HA | PO13 0AA | 2008-04-01 | 70 | 1.4 | At all times | PEEL COMMON WTW | Fareham Road | Nitrogen Ammoniacal as N | - | 10 | mg/l | 22.3 | Plating and metal finishing (Low Impact) | Hampshire East | Testing Plane particles (helicopter sinuk) | Aviation Company (MOD) Helicopters | Consent | -
14198 | 2 | Tier 2 Consent | Vector Aerospace International Limited | Fleetlands | Fareham Road |  | Gosport | Hampshire | PO13 0AA | BUILDING 43 VECTOR FLEETLANDS | FAREHAM ROAD | - | GOSPORT | HA | PO13 0AA | 2008-04-01 | 70 | 1.4 | At all times | PEEL COMMON WTW | Fareham Road | pH | 5 | 11 | pH Units | 22.3 | Plating and metal finishing (Low Impact) | Hampshire East | Testing Plane particles (helicopter sinuk) | Aviation Company (MOD) Helicopters | Consent | -
14198 | 2 | Tier 2 Consent | Vector Aerospace International Limited | Fleetlands | Fareham Road |  | Gosport | Hampshire | PO13 0AA | BUILDING 43 VECTOR FLEETLANDS | FAREHAM ROAD | - | GOSPORT | HA | PO13 0AA | 2008-04-01 | 70 | 1.4 | At all times | PEEL COMMON WTW | Fareham Road | Solids Suspended 105 Degrees C | - | 400 | mg/l | 22.3 | Plating and metal finishing (Low Impact) | Hampshire East | Testing Plane particles (helicopter sinuk) | Aviation Company (MOD) Helicopters | Consent | -
14210 | 1 | Low Risk Consent | Southampton International Airport Limited | Southampton Airport | Wide Lane | - | Southampton | - | SO18 2NL | SOUTHAMPTON INTERNATIONAL AIRPORT | MITCHELL WAY | - | EASTLEIGH | HA | SO18 2NL | 2008-03-28 | 16 | 2 | n/a | PORTSWOOD WTW | Wide Lane | Chemical Oxygen Demand Settled as 0 | - | 800 | mg/l | 40.1 | Rainwater and surface water run-off (Medium Impact). Fire fighting foam training | Hampshire West | Pre Market Reform | Pre Market Reform | Consent | -
14210 | 1 | Low Risk Consent | Southampton International Airport Limited | Southampton Airport | Wide Lane | - | Southampton | - | SO18 2NL | SOUTHAMPTON INTERNATIONAL AIRPORT | MITCHELL WAY | - | EASTLEIGH | HA | SO18 2NL | 2008-03-28 | 16 | 2 | n/a | PORTSWOOD WTW | Wide Lane | Chemical Oxygen Demand Shaken as 0 | - | 800 | mg/l | 40.1 | Rainwater and surface water run-off (Medium Impact). Fire fighting foam training | Hampshire West | Pre Market Reform | Pre Market Reform | Consent | -
14210 | 1 | Low Risk Consent | Southampton International Airport Limited | Southampton Airport | Wide Lane | - | Southampton | - | SO18 2NL | SOUTHAMPTON INTERNATIONAL AIRPORT | MITCHELL WAY | - | EASTLEIGH | HA | SO18 2NL | 2008-03-28 | 16 | 2 | n/a | PORTSWOOD WTW | Wide Lane | Solids Suspended 105 Degrees C | - | 400 | mg/l | 40.1 | Rainwater and surface water run-off (Medium Impact). Fire fighting foam training | Hampshire West | Pre Market Reform | Pre Market Reform | Consent | -
14210 | 1 | Low Risk Consent | Southampton International Airport Limited | Southampton Airport | Wide Lane | - | Southampton | - | SO18 2NL | SOUTHAMPTON INTERNATIONAL AIRPORT | MITCHELL WAY | - | EASTLEIGH | HA | SO18 2NL | 2008-03-28 | 16 | 2 | n/a | PORTSWOOD WTW | Wide Lane | Solids Suspended 105C at pH7 | - | 400 | mg/l | 40.1 | Rainwater and surface water run-off (Medium Impact). Fire fighting foam training | Hampshire West | Pre Market Reform | Pre Market Reform | Consent | -
14220 | 1 | Tier 2 Consent | SRCL Limited | Indigo House | Sussex Avenue |  | Leeds | West Yorkshire | LS10 2LF | WILLIAM HARVEY HOSPITAL | KENNINGTON ROAD | - | ASHFORD | KE | TN24 0LZ | 2008-04-01 | 25 | 0.28 | At all times | ASHFORD WTW | Kennington Road | Chemical Oxygen Demand Shaken as 0 | - | 800 | mg/l | 36.2 | Refuse Containers (Industrial) | Kent East | Miscellaneous: Tray/bin washing process | Pre Market Reform | Consent | -
14220 | 1 | Tier 2 Consent | SRCL Limited | Indigo House | Sussex Avenue |  | Leeds | West Yorkshire | LS10 2LF | WILLIAM HARVEY HOSPITAL | KENNINGTON ROAD | - | ASHFORD | KE | TN24 0LZ | 2008-04-01 | 25 | 0.28 | At all times | ASHFORD WTW | Kennington Road | pH | 6 | 10 | pH Units | 36.2 | Refuse Containers (Industrial) | Kent East | Miscellaneous: Tray/bin washing process | Pre Market Reform | Consent | -
14220 | 1 | Tier 2 Consent | SRCL Limited | Indigo House | Sussex Avenue |  | Leeds | West Yorkshire | LS10 2LF | WILLIAM HARVEY HOSPITAL | KENNINGTON ROAD | - | ASHFORD | KE | TN24 0LZ | 2008-04-01 | 25 | 0.28 | At all times | ASHFORD WTW | Kennington Road | Solids Suspended 105 Degrees C | - | 400 | mg/l | 36.2 | Refuse Containers (Industrial) | Kent East | Miscellaneous: Tray/bin washing process | Pre Market Reform | Consent | -
14220 | 1 | Tier 2 Consent | SRCL Limited | Indigo House | Sussex Avenue |  | Leeds | West Yorkshire | LS10 2LF | WILLIAM HARVEY HOSPITAL | KENNINGTON ROAD | - | ASHFORD | KE | TN24 0LZ | 2008-04-01 | 25 | 0.28 | At all times | ASHFORD WTW | Kennington Road | Sulphate as S04 | - | 500 | mg/l | 36.2 | Refuse Containers (Industrial) | Kent East | Miscellaneous: Tray/bin washing process | Pre Market Reform | Consent | -
14222 | 2 | Tier 2 Consent | Enviropower Ltd | Amelia House | Crescent Road |  | Worthing | West Sussex | BN11 1QR | Unit 7 Marlborough Business Centre | 24 MARLBOROUGH ROAD |  | LANCING | SW | BN15 TP | 2008-06-01 | 125 | 2 | at all times | EAST WORTHING WTW | Chartwell Road | Chemical Oxygen Demand Shaken as 0 | - | 800 | mg/l | 39.2 | Boiler blowdown | Sussex West | Process waters: Boiler blowdown process | Pre Market Reform | Consent | -
14222 | 2 | Tier 2 Consent | Enviropower Ltd | Amelia House | Crescent Road |  | Worthing | West Sussex | BN11 1QR | Unit 7 Marlborough Business Centre | 24 MARLBOROUGH ROAD |  | LANCING | SW | BN15 TP | 2008-06-01 | 125 | 2 | at all times | EAST WORTHING WTW | Chartwell Road | Nitrogen Ammoniacal as N | - | 10 | mg/l | 39.2 | Boiler blowdown | Sussex West | Process waters: Boiler blowdown process | Pre Market Reform | Consent | -
14222 | 2 | Tier 2 Consent | Enviropower Ltd | Amelia House | Crescent Road |  | Worthing | West Sussex | BN11 1QR | Unit 7 Marlborough Business Centre | 24 MARLBOROUGH ROAD |  | LANCING | SW | BN15 TP | 2008-06-01 | 125 | 2 | at all times | EAST WORTHING WTW | Chartwell Road | pH | 6 | 10 | pH Units | 39.2 | Boiler blowdown | Sussex West | Process waters: Boiler blowdown process | Pre Market Reform | Consent | -
14222 | 2 | Tier 2 Consent | Enviropower Ltd | Amelia House | Crescent Road |  | Worthing | West Sussex | BN11 1QR | Unit 7 Marlborough Business Centre | 24 MARLBOROUGH ROAD |  | LANCING | SW | BN15 TP | 2008-06-01 | 125 | 2 | at all times | EAST WORTHING WTW | Chartwell Road | Solids Suspended 105 Degrees C | - | 400 | mg/l | 39.2 | Boiler blowdown | Sussex West | Process waters: Boiler blowdown process | Pre Market Reform | Consent | -
14225 | 1 | Tier 2 Consent | Clarendon Laundry Services Limited | 19-21 | Clarendon Road | - | Shanklin | Isle Of Wight | PO37 6DP | 19 - 21 | CLARENDON ROAD | - | SHANKLIN | IW | PO37 6DP | 2008-04-01 | 5 | 1 | At all times | SANDOWN NEW WTW | Clarendon Road | Chemical Oxygen Demand Shaken as 0 | - | 800 | mg/l | 15.2 | Laundering (Small-scale/Coin-Op) | Hampshire East | Launderettes: Launderettes process | Pre Market Reform | Consent | -
14225 | 1 | Tier 2 Consent | Clarendon Laundry Services Limited | 19-21 | Clarendon Road | - | Shanklin | Isle Of Wight | PO37 6DP | 19 - 21 | CLARENDON ROAD | - | SHANKLIN | IW | PO37 6DP | 2008-04-01 | 5 | 1 | At all times | SANDOWN NEW WTW | Clarendon Road | pH | 6 | 10 | pH Units | 15.2 | Laundering (Small-scale/Coin-Op) | Hampshire East | Launderettes: Launderettes process | Pre Market Reform | Consent | -
14225 | 1 | Tier 2 Consent | Clarendon Laundry Services Limited | 19-21 | Clarendon Road | - | Shanklin | Isle Of Wight | PO37 6DP | 19 - 21 | CLARENDON ROAD | - | SHANKLIN | IW | PO37 6DP | 2008-04-01 | 5 | 1 | At all times | SANDOWN NEW WTW | Clarendon Road | Solids Suspended 105 Degrees C | - | 400 | mg/l | 15.2 | Laundering (Small-scale/Coin-Op) | Hampshire East | Launderettes: Launderettes process | Pre Market Reform | Consent | -
14227 | 1 | Low Risk Consent | Pureprint Group Limited | Beacon House | Brambleside | Bellbrook Park | Uckfield | East Sussex | TN22 1PL |  |  | - |  | - |  | 2008-04-21 | 0.75 | 0.75 | at all times | UCKFIELD WTW | Bellbrook Park | Chemical Oxygen Demand Settled as 0 | - | 800 | mg/l | 24.2 | Printing and related activities (Low impact) | Sussex East | Pre Market Reform | Pre Market Reform | Consent | Pre Market Reform
14227 | 1 | Low Risk Consent | Pureprint Group Limited | Beacon House | Brambleside | Bellbrook Park | Uckfield | East Sussex | TN22 1PL |  |  | - |  | - |  | 2008-04-21 | 0.75 | 0.75 | at all times | UCKFIELD WTW | Bellbrook Park | Chemical Oxygen Demand Shaken as 0 | - | 800 | mg/l | 24.2 | Printing and related activities (Low impact) | Sussex East | Pre Market Reform | Pre Market Reform | Consent | Pre Market Reform
14227 | 1 | Low Risk Consent | Pureprint Group Limited | Beacon House | Brambleside | Bellbrook Park | Uckfield | East Sussex | TN22 1PL |  |  | - |  | - |  | 2008-04-21 | 0.75 | 0.75 | at all times | UCKFIELD WTW | Bellbrook Park | Solids Suspended 105 Degrees C | - | 400 | mg/l | 24.2 | Printing and related activities (Low impact) | Sussex East | Pre Market Reform | Pre Market Reform | Consent | Pre Market Reform
14227 | 1 | Low Risk Consent | Pureprint Group Limited | Beacon House | Brambleside | Bellbrook Park | Uckfield | East Sussex | TN22 1PL |  |  | - |  | - |  | 2008-04-21 | 0.75 | 0.75 | at all times | UCKFIELD WTW | Bellbrook Park | Solids Suspended 105C at pH7 | - | 400 | mg/l | 24.2 | Printing and related activities (Low impact) | Sussex East | Pre Market Reform | Pre Market Reform | Consent | Pre Market Reform
14230 | 1 | Low Risk Consent | DHL Express (UK) Limited | Southern Hub, Unit 1 | Horton Road | - | Colnbrook | Berkshire | SL3 0BB | EUROWAY UNIT 2 | WOOD CLOSE | - | AYLESFORD | KE | ME20 7UB | 2008-04-30 | 2.5 | 1 | - | AYLESFORD WTW | Wood Close | Chemical Oxygen Demand Settled as 0 | - | 800 | mg/l | 31.3 | Vehicle and plant washing (Low Impact) | Kent West | Pre Market Reform | Pre Market Reform | Consent | -
14230 | 1 | Low Risk Consent | DHL Express (UK) Limited | Southern Hub, Unit 1 | Horton Road | - | Colnbrook | Berkshire | SL3 0BB | EUROWAY UNIT 2 | WOOD CLOSE | - | AYLESFORD | KE | ME20 7UB | 2008-04-30 | 2.5 | 1 | - | AYLESFORD WTW | Wood Close | Chemical Oxygen Demand Shaken as 0 | - | 800 | mg/l | 31.3 | Vehicle and plant washing (Low Impact) | Kent West | Pre Market Reform | Pre Market Reform | Consent | -
14230 | 1 | Low Risk Consent | DHL Express (UK) Limited | Southern Hub, Unit 1 | Horton Road | - | Colnbrook | Berkshire | SL3 0BB | EUROWAY UNIT 2 | WOOD CLOSE | - | AYLESFORD | KE | ME20 7UB | 2008-04-30 | 2.5 | 1 | - | AYLESFORD WTW | Wood Close | Solids Suspended 105 Degrees C | - | 400 | mg/l | 31.3 | Vehicle and plant washing (Low Impact) | Kent West | Pre Market Reform | Pre Market Reform | Consent | -
14230 | 1 | Low Risk Consent | DHL Express (UK) Limited | Southern Hub, Unit 1 | Horton Road | - | Colnbrook | Berkshire | SL3 0BB | EUROWAY UNIT 2 | WOOD CLOSE | - | AYLESFORD | KE | ME20 7UB | 2008-04-30 | 2.5 | 1 | - | AYLESFORD WTW | Wood Close | Solids Suspended 105C at pH7 | - | 400 | mg/l | 31.3 | Vehicle and plant washing (Low Impact) | Kent West | Pre Market Reform | Pre Market Reform | Consent | -
14272 | 1 | Low Risk Consent | Kenwood Limited | 1 Kenwood Business Park | New Lane | - | Havant | Hampshire | PO9 2NH | KENWOOD BUSINESS PARK UNIT 1 | NEW LANE | - | HAVANT | HA | PO9 2NH | 2008-06-25 | 5 | 1 | At all times | BUDDS FARM HAVANT WTW | New Lane, Havant | Chemical Oxygen Demand Settled as 0 | - | 800 | mg/l | 38.2 | Laboratory and research activities (Low Impact) | Hampshire East | General Laboratory Processes | General Laboratory Processes | Consent | -
14272 | 1 | Low Risk Consent | Kenwood Limited | 1 Kenwood Business Park | New Lane | - | Havant | Hampshire | PO9 2NH | KENWOOD BUSINESS PARK UNIT 1 | NEW LANE | - | HAVANT | HA | PO9 2NH | 2008-06-25 | 5 | 1 | At all times | BUDDS FARM HAVANT WTW | New Lane, Havant | Chemical Oxygen Demand Shaken as 0 | - | 800 | mg/l | 38.2 | Laboratory and research activities (Low Impact) | Hampshire East | General Laboratory Processes | General Laboratory Processes | Consent | -
14272 | 1 | Low Risk Consent | Kenwood Limited | 1 Kenwood Business Park | New Lane | - | Havant | Hampshire | PO9 2NH | KENWOOD BUSINESS PARK UNIT 1 | NEW LANE | - | HAVANT | HA | PO9 2NH | 2008-06-25 | 5 | 1 | At all times | BUDDS FARM HAVANT WTW | New Lane, Havant | Solids Suspended 105 Degrees C | - | 400 | mg/l | 38.2 | Laboratory and research activities (Low Impact) | Hampshire East | General Laboratory Processes | General Laboratory Processes | Consent | -
14272 | 1 | Low Risk Consent | Kenwood Limited | 1 Kenwood Business Park | New Lane | - | Havant | Hampshire | PO9 2NH | KENWOOD BUSINESS PARK UNIT 1 | NEW LANE | - | HAVANT | HA | PO9 2NH | 2008-06-25 | 5 | 1 | At all times | BUDDS FARM HAVANT WTW | New Lane, Havant | Solids Suspended 105C at pH7 | - | 400 | mg/l | 38.2 | Laboratory and research activities (Low Impact) | Hampshire East | General Laboratory Processes | General Laboratory Processes | Consent | -
14275 | 1 | Low Risk Consent | HMD Seal/Less Pumps Limited | - | Marshall Road | Hampden Park | Eastbourne | East Sussex | BN22 9AN | 12 | MARSHALL ROAD | - | EASTBOURNE | SE | BN22 9AN | 2008-06-27 | 1.1 | 3 | at all times | EASTBOURNE WTW | Marshall Road | Chemical Oxygen Demand Settled as 0 | - | 800 | mg/l | 8.2 | Engineering (Low risk) | Sussex East | Pre Market Reform | Pre Market Reform | Consent | -
14275 | 1 | Low Risk Consent | HMD Seal/Less Pumps Limited | - | Marshall Road | Hampden Park | Eastbourne | East Sussex | BN22 9AN | 12 | MARSHALL ROAD | - | EASTBOURNE | SE | BN22 9AN | 2008-06-27 | 1.1 | 3 | at all times | EASTBOURNE WTW | Marshall Road | Chemical Oxygen Demand Shaken as 0 | - | 800 | mg/l | 8.2 | Engineering (Low risk) | Sussex East | Pre Market Reform | Pre Market Reform | Consent | -
14275 | 1 | Low Risk Consent | HMD Seal/Less Pumps Limited | - | Marshall Road | Hampden Park | Eastbourne | East Sussex | BN22 9AN | 12 | MARSHALL ROAD | - | EASTBOURNE | SE | BN22 9AN | 2008-06-27 | 1.1 | 3 | at all times | EASTBOURNE WTW | Marshall Road | Solids Suspended 105 Degrees C | - | 400 | mg/l | 8.2 | Engineering (Low risk) | Sussex East | Pre Market Reform | Pre Market Reform | Consent | -
14275 | 1 | Low Risk Consent | HMD Seal/Less Pumps Limited | - | Marshall Road | Hampden Park | Eastbourne | East Sussex | BN22 9AN | 12 | MARSHALL ROAD | - | EASTBOURNE | SE | BN22 9AN | 2008-06-27 | 1.1 | 3 | at all times | EASTBOURNE WTW | Marshall Road | Solids Suspended 105C at pH7 | - | 400 | mg/l | 8.2 | Engineering (Low risk) | Sussex East | Pre Market Reform | Pre Market Reform | Consent | -
14291 | 1 | Low Risk Consent | Defence College of policing and Guarding |  | Southwick Park |  | Fareham | Hants | PO17 6EJ | DEFENCE COLLEGE OF POLICING AND GUARDING | MOD SOUTHWICK PARK | - | FAREHAM | HA | PO17 6EJ | 2008-07-01 | 4.8 | 1 | At all times | PEEL COMMON WTW | Car park to the Southern end of Boulter Lane, PO17 6HH | Chemical Oxygen Demand Settled as 0 | - | 800 | mg/l | 31.3 | Vehicle and plant washing (Low Impact) | Hampshire East | Vehicle and Plant washing | Pre Market Reform | Consent | -
14291 | 1 | Low Risk Consent | Defence College of policing and Guarding |  | Southwick Park |  | Fareham | Hants | PO17 6EJ | DEFENCE COLLEGE OF POLICING AND GUARDING | MOD SOUTHWICK PARK | - | FAREHAM | HA | PO17 6EJ | 2008-07-01 | 4.8 | 1 | At all times | PEEL COMMON WTW | Car park to the Southern end of Boulter Lane, PO17 6HH | Chemical Oxygen Demand Shaken as 0 | - | 800 | mg/l | 31.3 | Vehicle and plant washing (Low Impact) | Hampshire East | Vehicle and Plant washing | Pre Market Reform | Consent | -
14291 | 1 | Low Risk Consent | Defence College of policing and Guarding |  | Southwick Park |  | Fareham | Hants | PO17 6EJ | DEFENCE COLLEGE OF POLICING AND GUARDING | MOD SOUTHWICK PARK | - | FAREHAM | HA | PO17 6EJ | 2008-07-01 | 4.8 | 1 | At all times | PEEL COMMON WTW | Car park to the Southern end of Boulter Lane, PO17 6HH | Nitrogen Ammoniacal as N | - | 5 | mg/l | 31.3 | Vehicle and plant washing (Low Impact) | Hampshire East | Vehicle and Plant washing | Pre Market Reform | Consent | -
14291 | 1 | Low Risk Consent | Defence College of policing and Guarding |  | Southwick Park |  | Fareham | Hants | PO17 6EJ | DEFENCE COLLEGE OF POLICING AND GUARDING | MOD SOUTHWICK PARK | - | FAREHAM | HA | PO17 6EJ | 2008-07-01 | 4.8 | 1 | At all times | PEEL COMMON WTW | Car park to the Southern end of Boulter Lane, PO17 6HH | pH Limit | 6 | 10 |  | 31.3 | Vehicle and plant washing (Low Impact) | Hampshire East | Vehicle and Plant washing | Pre Market Reform | Consent | -
14291 | 1 | Low Risk Consent | Defence College of policing and Guarding |  | Southwick Park |  | Fareham | Hants | PO17 6EJ | DEFENCE COLLEGE OF POLICING AND GUARDING | MOD SOUTHWICK PARK | - | FAREHAM | HA | PO17 6EJ | 2008-07-01 | 4.8 | 1 | At all times | PEEL COMMON WTW | Car park to the Southern end of Boulter Lane, PO17 6HH | Solids Suspended 105 Degrees C | - | 400 | mg/l | 31.3 | Vehicle and plant washing (Low Impact) | Hampshire East | Vehicle and Plant washing | Pre Market Reform | Consent | -
14291 | 1 | Low Risk Consent | Defence College of policing and Guarding |  | Southwick Park |  | Fareham | Hants | PO17 6EJ | DEFENCE COLLEGE OF POLICING AND GUARDING | MOD SOUTHWICK PARK | - | FAREHAM | HA | PO17 6EJ | 2008-07-01 | 4.8 | 1 | At all times | PEEL COMMON WTW | Car park to the Southern end of Boulter Lane, PO17 6HH | Solids Suspended 105C at pH7 | - | 400 | mg/l | 31.3 | Vehicle and plant washing (Low Impact) | Hampshire East | Vehicle and Plant washing | Pre Market Reform | Consent | -
14296 | 2 | Low Risk Consent | Gabriel-Chemie U.K. Limited | Gabriel-Chemie Uk Ltd | Transfesa Road | - | Paddock Wood | Kent | TN12 6UT | GABRIEL CHEMIE UK LTD | TRANSFESA ROAD | - | TONBRIDGE | KE | TN12 6UT | 2008-07-07 | 5 | 1 | at all times | PADDOCK WOOD WTW | Transfesa Road | Chemical Oxygen Demand Shaken as 0 | - | 800 | mg/l | 39.3 | Cooling tower bleed | Sussex East | Pre Market Reform | Pre Market Reform | Consent | STATION ROAD PADDOCK WOOD WPS
14296 | 2 | Low Risk Consent | Gabriel-Chemie U.K. Limited | Gabriel-Chemie Uk Ltd | Transfesa Road | - | Paddock Wood | Kent | TN12 6UT | GABRIEL CHEMIE UK LTD | TRANSFESA ROAD | - | TONBRIDGE | KE | TN12 6UT | 2008-07-07 | 5 | 1 | at all times | PADDOCK WOOD WTW | Transfesa Road | Solids Suspended 105 Degrees C | - | 400 | mg/l | 39.3 | Cooling tower bleed | Sussex East | Pre Market Reform | Pre Market Reform | Consent | STATION ROAD PADDOCK WOOD WPS
14299 | 1 | Low Risk Consent | Jacobs One Limited | 95 | Bothwell Street | - | Glasgow | - | G2 7HX |  | Kenneth Dibben House | Enterprise Way | Southampton Science Park | Hampshire | SO16 7NS | 2008-07-08 | 1 | 1 | n/a | MILLBROOK WTW | Enterprise Way | Chemical Oxygen Demand Settled as 0 | - | 800 | mg/l | 4.2 | Chemical and pharmaceutical manufacture (Low Impact) | Hampshire West | Pre Market Reform | Pre Market Reform | Consent | -
14299 | 1 | Low Risk Consent | Jacobs One Limited | 95 | Bothwell Street | - | Glasgow | - | G2 7HX |  | Kenneth Dibben House | Enterprise Way | Southampton Science Park | Hampshire | SO16 7NS | 2008-07-08 | 1 | 1 | n/a | MILLBROOK WTW | Enterprise Way | Chemical Oxygen Demand Shaken as 0 | - | 800 | mg/l | 4.2 | Chemical and pharmaceutical manufacture (Low Impact) | Hampshire West | Pre Market Reform | Pre Market Reform | Consent | -
14299 | 1 | Low Risk Consent | Jacobs One Limited | 95 | Bothwell Street | - | Glasgow | - | G2 7HX |  | Kenneth Dibben House | Enterprise Way | Southampton Science Park | Hampshire | SO16 7NS | 2008-07-08 | 1 | 1 | n/a | MILLBROOK WTW | Enterprise Way | Solids Suspended 105 Degrees C | - | 400 | mg/l | 4.2 | Chemical and pharmaceutical manufacture (Low Impact) | Hampshire West | Pre Market Reform | Pre Market Reform | Consent | -
14299 | 1 | Low Risk Consent | Jacobs One Limited | 95 | Bothwell Street | - | Glasgow | - | G2 7HX |  | Kenneth Dibben House | Enterprise Way | Southampton Science Park | Hampshire | SO16 7NS | 2008-07-08 | 1 | 1 | n/a | MILLBROOK WTW | Enterprise Way | Solids Suspended 105C at pH7 | - | 400 | mg/l | 4.2 | Chemical and pharmaceutical manufacture (Low Impact) | Hampshire West | Pre Market Reform | Pre Market Reform | Consent | -
14301 | 2 | Low Risk Consent | The Tender Touch Independent Funeral Service Ltd | - | 67 Sun Lane | - | Gravesend | Kent | DA12 5HQ | 67-69 | SUN LANE | - | GRAVESEND | KE | DA12 5HQ | 2008-07-11 | 5 | 1 | At all times | GRAVESEND WTW |  | Chemical Oxygen Demand Settled as 0 | - | 800 | mg/l | 42.1 | Funeral Directors and Morticians (High Impact) | Kent West | Pre Market Reform | Pre Market Reform | Consent | -
14301 | 2 | Low Risk Consent | The Tender Touch Independent Funeral Service Ltd | - | 67 Sun Lane | - | Gravesend | Kent | DA12 5HQ | 67-69 | SUN LANE | - | GRAVESEND | KE | DA12 5HQ | 2008-07-11 | 5 | 1 | At all times | GRAVESEND WTW |  | Chemical Oxygen Demand Shaken as 0 | - | 800 | mg/l | 42.1 | Funeral Directors and Morticians (High Impact) | Kent West | Pre Market Reform | Pre Market Reform | Consent | -
14301 | 2 | Low Risk Consent | The Tender Touch Independent Funeral Service Ltd | - | 67 Sun Lane | - | Gravesend | Kent | DA12 5HQ | 67-69 | SUN LANE | - | GRAVESEND | KE | DA12 5HQ | 2008-07-11 | 5 | 1 | At all times | GRAVESEND WTW |  | Solids Suspended 105 Degrees C | - | 400 | mg/l | 42.1 | Funeral Directors and Morticians (High Impact) | Kent West | Pre Market Reform | Pre Market Reform | Consent | -
14301 | 2 | Low Risk Consent | The Tender Touch Independent Funeral Service Ltd | - | 67 Sun Lane | - | Gravesend | Kent | DA12 5HQ | 67-69 | SUN LANE | - | GRAVESEND | KE | DA12 5HQ | 2008-07-11 | 5 | 1 | At all times | GRAVESEND WTW |  | Solids Suspended 105C at pH7 | - | 400 | mg/l | 42.1 | Funeral Directors and Morticians (High Impact) | Kent West | Pre Market Reform | Pre Market Reform | Consent | -
14323 | 1 | Low Risk Consent | New Forest District Council | Beaulieu Road | Appletree Court | - | Lyndhurst | Hampshire | SO43 7PA | STORE | MARSH LANE | - | LYMINGTON | HA | SO41 9BX | 2008-07-21 | 2 | 1 | At all times | MILFORD ROAD PENNINGTON WTW | Marsh Lane | Chemical Oxygen Demand Settled as 0 | - | 800 | mg/l | 31.2 | Vehicle and plant washing (Low Impact) | Hampshire West | Vehicle wash | Pre Market Reform | Consent | -
14323 | 1 | Low Risk Consent | New Forest District Council | Beaulieu Road | Appletree Court | - | Lyndhurst | Hampshire | SO43 7PA | STORE | MARSH LANE | - | LYMINGTON | HA | SO41 9BX | 2008-07-21 | 2 | 1 | At all times | MILFORD ROAD PENNINGTON WTW | Marsh Lane | Chemical Oxygen Demand Shaken as 0 | - | 800 | mg/l | 31.2 | Vehicle and plant washing (Low Impact) | Hampshire West | Vehicle wash | Pre Market Reform | Consent | -
14323 | 1 | Low Risk Consent | New Forest District Council | Beaulieu Road | Appletree Court | - | Lyndhurst | Hampshire | SO43 7PA | STORE | MARSH LANE | - | LYMINGTON | HA | SO41 9BX | 2008-07-21 | 2 | 1 | At all times | MILFORD ROAD PENNINGTON WTW | Marsh Lane | Solids Suspended 105 Degrees C | - | 400 | mg/l | 31.2 | Vehicle and plant washing (Low Impact) | Hampshire West | Vehicle wash | Pre Market Reform | Consent | -
14323 | 1 | Low Risk Consent | New Forest District Council | Beaulieu Road | Appletree Court | - | Lyndhurst | Hampshire | SO43 7PA | STORE | MARSH LANE | - | LYMINGTON | HA | SO41 9BX | 2008-07-21 | 2 | 1 | At all times | MILFORD ROAD PENNINGTON WTW | Marsh Lane | Solids Suspended 105C at pH7 | - | 400 | mg/l | 31.2 | Vehicle and plant washing (Low Impact) | Hampshire West | Vehicle wash | Pre Market Reform | Consent | -
14325 | 1 | Low Risk Consent | Aegina Technologies Limited | C/O CASSON BECKMAN, Murrills House | 48 East Street | Portchester | Fareham | Hampshire | PO16 9XS | UNIT 28 | SOUTHMOOR LANE | - | HAVANT | HA | PO9 1JW | 2008-07-21 | 1 | 1 | - | BUDDS FARM HAVANT WTW | - | Chemical Oxygen Demand Settled as 0 | - | 800 | mg/l | 22.3 | Plating and metal finishing (Low Impact) | Hampshire East | Pre Market Reform | Pre Market Reform | Consent | -
14325 | 1 | Low Risk Consent | Aegina Technologies Limited | C/O CASSON BECKMAN, Murrills House | 48 East Street | Portchester | Fareham | Hampshire | PO16 9XS | UNIT 28 | SOUTHMOOR LANE | - | HAVANT | HA | PO9 1JW | 2008-07-21 | 1 | 1 | - | BUDDS FARM HAVANT WTW | - | Chemical Oxygen Demand Shaken as 0 | - | 800 | mg/l | 22.3 | Plating and metal finishing (Low Impact) | Hampshire East | Pre Market Reform | Pre Market Reform | Consent | -
14325 | 1 | Low Risk Consent | Aegina Technologies Limited | C/O CASSON BECKMAN, Murrills House | 48 East Street | Portchester | Fareham | Hampshire | PO16 9XS | UNIT 28 | SOUTHMOOR LANE | - | HAVANT | HA | PO9 1JW | 2008-07-21 | 1 | 1 | - | BUDDS FARM HAVANT WTW | - | Solids Suspended 105 Degrees C | - | 400 | mg/l | 22.3 | Plating and metal finishing (Low Impact) | Hampshire East | Pre Market Reform | Pre Market Reform | Consent | -
14325 | 1 | Low Risk Consent | Aegina Technologies Limited | C/O CASSON BECKMAN, Murrills House | 48 East Street | Portchester | Fareham | Hampshire | PO16 9XS | UNIT 28 | SOUTHMOOR LANE | - | HAVANT | HA | PO9 1JW | 2008-07-21 | 1 | 1 | - | BUDDS FARM HAVANT WTW | - | Solids Suspended 105C at pH7 | - | 400 | mg/l | 22.3 | Plating and metal finishing (Low Impact) | Hampshire East | Pre Market Reform | Pre Market Reform | Consent | -
14329 | 1 | Low Risk Consent | Initial Washrooms Solutions | 6 Crompton Way | Segensworth Industrial Estate | - | Fareham | Hants | PO15 5SP | 6 Crompton Way | Segensworth Industrial Estate | - | Fareham | - | PO15 5SP | 2008-07-22 | 4 | 3 | - | PEEL COMMON WTW | - | Chemical Oxygen Demand Settled as 0 | - | 800 | mg/l | 8.1 | Engineering (High risk) | Hampshire East | Pre Market Reform | Pre Market Reform | Consent | -
14329 | 1 | Low Risk Consent | Initial Washrooms Solutions | 6 Crompton Way | Segensworth Industrial Estate | - | Fareham | Hants | PO15 5SP | 6 Crompton Way | Segensworth Industrial Estate | - | Fareham | - | PO15 5SP | 2008-07-22 | 4 | 3 | - | PEEL COMMON WTW | - | Chemical Oxygen Demand Shaken as 0 | - | 800 | mg/l | 8.1 | Engineering (High risk) | Hampshire East | Pre Market Reform | Pre Market Reform | Consent | -
14329 | 1 | Low Risk Consent | Initial Washrooms Solutions | 6 Crompton Way | Segensworth Industrial Estate | - | Fareham | Hants | PO15 5SP | 6 Crompton Way | Segensworth Industrial Estate | - | Fareham | - | PO15 5SP | 2008-07-22 | 4 | 3 | - | PEEL COMMON WTW | - | Solids Suspended 105 Degrees C | - | 400 | mg/l | 8.1 | Engineering (High risk) | Hampshire East | Pre Market Reform | Pre Market Reform | Consent | -
14329 | 1 | Low Risk Consent | Initial Washrooms Solutions | 6 Crompton Way | Segensworth Industrial Estate | - | Fareham | Hants | PO15 5SP | 6 Crompton Way | Segensworth Industrial Estate | - | Fareham | - | PO15 5SP | 2008-07-22 | 4 | 3 | - | PEEL COMMON WTW | - | Solids Suspended 105C at pH7 | - | 400 | mg/l | 8.1 | Engineering (High risk) | Hampshire East | Pre Market Reform | Pre Market Reform | Consent | -
14331 | 3 | Tier 2 Consent | Eaton Limited | 554 Abbey Park | Southampton Road | Titchfield | Fareham | - | PO14 4QA | ABBEY PARK | SOUTHAMPTON ROAD | - | FAREHAM | HA | PO14 4QA | 2008-07-24 | 15 | 2 | At all times | PEEL COMMON WTW | Abbey Park Road / Southampton Road | Chemical Oxygen Demand Shaken as 0 | - | 800 | mg/l | 22.1 | Plating and metal finishing (High Impact) | Hampshire East | Creating particles for aeroplanes / general metals applications | Planes particle company | Discontinuation | SEGENSWORTH EAST FAREHAM WPS
14331 | 3 | Tier 2 Consent | Eaton Limited | 554 Abbey Park | Southampton Road | Titchfield | Fareham | - | PO14 4QA | ABBEY PARK | SOUTHAMPTON ROAD | - | FAREHAM | HA | PO14 4QA | 2008-07-24 | 15 | 2 | At all times | PEEL COMMON WTW | Abbey Park Road / Southampton Road | Chloride | - | 5000 | mg/l | 22.1 | Plating and metal finishing (High Impact) | Hampshire East | Creating particles for aeroplanes / general metals applications | Planes particle company | Discontinuation | SEGENSWORTH EAST FAREHAM WPS
14331 | 3 | Tier 2 Consent | Eaton Limited | 554 Abbey Park | Southampton Road | Titchfield | Fareham | - | PO14 4QA | ABBEY PARK | SOUTHAMPTON ROAD | - | FAREHAM | HA | PO14 4QA | 2008-07-24 | 15 | 2 | At all times | PEEL COMMON WTW | Abbey Park Road / Southampton Road | Chromium Total mg/l | - | 3 | ug/l | 22.1 | Plating and metal finishing (High Impact) | Hampshire East | Creating particles for aeroplanes / general metals applications | Planes particle company | Discontinuation | SEGENSWORTH EAST FAREHAM WPS
14331 | 3 | Tier 2 Consent | Eaton Limited | 554 Abbey Park | Southampton Road | Titchfield | Fareham | - | PO14 4QA | ABBEY PARK | SOUTHAMPTON ROAD | - | FAREHAM | HA | PO14 4QA | 2008-07-24 | 15 | 2 | At all times | PEEL COMMON WTW | Abbey Park Road / Southampton Road | Copper Total | - | 0.5 | ug/l | 22.1 | Plating and metal finishing (High Impact) | Hampshire East | Creating particles for aeroplanes / general metals applications | Planes particle company | Discontinuation | SEGENSWORTH EAST FAREHAM WPS
14331 | 3 | Tier 2 Consent | Eaton Limited | 554 Abbey Park | Southampton Road | Titchfield | Fareham | - | PO14 4QA | ABBEY PARK | SOUTHAMPTON ROAD | - | FAREHAM | HA | PO14 4QA | 2008-07-24 | 15 | 2 | At all times | PEEL COMMON WTW | Abbey Park Road / Southampton Road | Cyanide Total as Cn | - | 2 | ug/l | 22.1 | Plating and metal finishing (High Impact) | Hampshire East | Creating particles for aeroplanes / general metals applications | Planes particle company | Discontinuation | SEGENSWORTH EAST FAREHAM WPS
14331 | 3 | Tier 2 Consent | Eaton Limited | 554 Abbey Park | Southampton Road | Titchfield | Fareham | - | PO14 4QA | ABBEY PARK | SOUTHAMPTON ROAD | - | FAREHAM | HA | PO14 4QA | 2008-07-24 | 15 | 2 | At all times | PEEL COMMON WTW | Abbey Park Road / Southampton Road | Nickel Total | - | 3 | ug/l | 22.1 | Plating and metal finishing (High Impact) | Hampshire East | Creating particles for aeroplanes / general metals applications | Planes particle company | Discontinuation | SEGENSWORTH EAST FAREHAM WPS
14331 | 3 | Tier 2 Consent | Eaton Limited | 554 Abbey Park | Southampton Road | Titchfield | Fareham | - | PO14 4QA | ABBEY PARK | SOUTHAMPTON ROAD | - | FAREHAM | HA | PO14 4QA | 2008-07-24 | 15 | 2 | At all times | PEEL COMMON WTW | Abbey Park Road / Southampton Road | Nitrogen Ammoniacal as N | - | 30 | mg/l | 22.1 | Plating and metal finishing (High Impact) | Hampshire East | Creating particles for aeroplanes / general metals applications | Planes particle company | Discontinuation | SEGENSWORTH EAST FAREHAM WPS
14331 | 3 | Tier 2 Consent | Eaton Limited | 554 Abbey Park | Southampton Road | Titchfield | Fareham | - | PO14 4QA | ABBEY PARK | SOUTHAMPTON ROAD | - | FAREHAM | HA | PO14 4QA | 2008-07-24 | 15 | 2 | At all times | PEEL COMMON WTW | Abbey Park Road / Southampton Road | pH | 6 | 11 | pH Units | 22.1 | Plating and metal finishing (High Impact) | Hampshire East | Creating particles for aeroplanes / general metals applications | Planes particle company | Discontinuation | SEGENSWORTH EAST FAREHAM WPS
14331 | 3 | Tier 2 Consent | Eaton Limited | 554 Abbey Park | Southampton Road | Titchfield | Fareham | - | PO14 4QA | ABBEY PARK | SOUTHAMPTON ROAD | - | FAREHAM | HA | PO14 4QA | 2008-07-24 | 15 | 2 | At all times | PEEL COMMON WTW | Abbey Park Road / Southampton Road | Silver Total | - | 100 | ug/l | 22.1 | Plating and metal finishing (High Impact) | Hampshire East | Creating particles for aeroplanes / general metals applications | Planes particle company | Discontinuation | SEGENSWORTH EAST FAREHAM WPS
14331 | 3 | Tier 2 Consent | Eaton Limited | 554 Abbey Park | Southampton Road | Titchfield | Fareham | - | PO14 4QA | ABBEY PARK | SOUTHAMPTON ROAD | - | FAREHAM | HA | PO14 4QA | 2008-07-24 | 15 | 2 | At all times | PEEL COMMON WTW | Abbey Park Road / Southampton Road | Solids Suspended 105 Degrees C | - | 400 | mg/l | 22.1 | Plating and metal finishing (High Impact) | Hampshire East | Creating particles for aeroplanes / general metals applications | Planes particle company | Discontinuation | SEGENSWORTH EAST FAREHAM WPS
14331 | 3 | Tier 2 Consent | Eaton Limited | 554 Abbey Park | Southampton Road | Titchfield | Fareham | - | PO14 4QA | ABBEY PARK | SOUTHAMPTON ROAD | - | FAREHAM | HA | PO14 4QA | 2008-07-24 | 15 | 2 | At all times | PEEL COMMON WTW | Abbey Park Road / Southampton Road | Sulphate as S04 | - | 1500 | mg/l | 22.1 | Plating and metal finishing (High Impact) | Hampshire East | Creating particles for aeroplanes / general metals applications | Planes particle company | Discontinuation | SEGENSWORTH EAST FAREHAM WPS
14340 | 1 | Low Risk Consent | Mr Sallahi | - | 8 Terminus Road | - | Bexhill on Sea | East Sussex | TN39 3LP | 8 | TERMINUS ROAD |  | BEXHILL-ON-SEA | SE | TN39 3LP | 2008-08-05 | 0.1 | 0.1 | - | BEXHILL & HASTINGS WTW | Terminus Road | Chemical Oxygen Demand Settled as 0 | - | 800 | mg/l | 31.3 | Vehicle and plant washing (Low Impact) | Sussex East | Pre Market Reform | Pre Market Reform | Consent | -
14340 | 1 | Low Risk Consent | Mr Sallahi | - | 8 Terminus Road | - | Bexhill on Sea | East Sussex | TN39 3LP | 8 | TERMINUS ROAD |  | BEXHILL-ON-SEA | SE | TN39 3LP | 2008-08-05 | 0.1 | 0.1 | - | BEXHILL & HASTINGS WTW | Terminus Road | Chemical Oxygen Demand Shaken as 0 | - | 800 | mg/l | 31.3 | Vehicle and plant washing (Low Impact) | Sussex East | Pre Market Reform | Pre Market Reform | Consent | -
14340 | 1 | Low Risk Consent | Mr Sallahi | - | 8 Terminus Road | - | Bexhill on Sea | East Sussex | TN39 3LP | 8 | TERMINUS ROAD |  | BEXHILL-ON-SEA | SE | TN39 3LP | 2008-08-05 | 0.1 | 0.1 | - | BEXHILL & HASTINGS WTW | Terminus Road | Solids Suspended 105 Degrees C | - | 400 | mg/l | 31.3 | Vehicle and plant washing (Low Impact) | Sussex East | Pre Market Reform | Pre Market Reform | Consent | -
14340 | 1 | Low Risk Consent | Mr Sallahi | - | 8 Terminus Road | - | Bexhill on Sea | East Sussex | TN39 3LP | 8 | TERMINUS ROAD |  | BEXHILL-ON-SEA | SE | TN39 3LP | 2008-08-05 | 0.1 | 0.1 | - | BEXHILL & HASTINGS WTW | Terminus Road | Solids Suspended 105C at pH7 | - | 400 | mg/l | 31.3 | Vehicle and plant washing (Low Impact) | Sussex East | Pre Market Reform | Pre Market Reform | Consent | -
14348 | 1 | Low Risk Consent | Flambeau Europlast Ltd | - | Manston Road | - | Ramsgate | Kent | CT12 6HW | FLAMBEAU EUROPLAST LTD | MANSTON ROAD | - | RAMSGATE | KE | CT12 6HW | 2008-09-24 | 1.5 | 0.1 | 0000-2359 | WEATHERLEES HILL A WTW | Manston Road | Chemical Oxygen Demand Settled as 0 | - | 800 | mg/l | 39.3 | Cooling tower bleed | Kent East | Pre Market Reform | Pre Market Reform | Consent | -
14348 | 1 | Low Risk Consent | Flambeau Europlast Ltd | - | Manston Road | - | Ramsgate | Kent | CT12 6HW | FLAMBEAU EUROPLAST LTD | MANSTON ROAD | - | RAMSGATE | KE | CT12 6HW | 2008-09-24 | 1.5 | 0.1 | 0000-2359 | WEATHERLEES HILL A WTW | Manston Road | Chemical Oxygen Demand Shaken as 0 | - | 800 | mg/l | 39.3 | Cooling tower bleed | Kent East | Pre Market Reform | Pre Market Reform | Consent | -
14348 | 1 | Low Risk Consent | Flambeau Europlast Ltd | - | Manston Road | - | Ramsgate | Kent | CT12 6HW | FLAMBEAU EUROPLAST LTD | MANSTON ROAD | - | RAMSGATE | KE | CT12 6HW | 2008-09-24 | 1.5 | 0.1 | 0000-2359 | WEATHERLEES HILL A WTW | Manston Road | Solids Suspended 105 Degrees C | - | 400 | mg/l | 39.3 | Cooling tower bleed | Kent East | Pre Market Reform | Pre Market Reform | Consent | -
14348 | 1 | Low Risk Consent | Flambeau Europlast Ltd | - | Manston Road | - | Ramsgate | Kent | CT12 6HW | FLAMBEAU EUROPLAST LTD | MANSTON ROAD | - | RAMSGATE | KE | CT12 6HW | 2008-09-24 | 1.5 | 0.1 | 0000-2359 | WEATHERLEES HILL A WTW | Manston Road | Solids Suspended 105C at pH7 | - | 400 | mg/l | 39.3 | Cooling tower bleed | Kent East | Pre Market Reform | Pre Market Reform | Consent | -
14355 | 3 | Tier 2 Consent | Paragon Plating Limited | Unit E | Daux Road Industrial Estate |  | Billingshurst | West Sussex | RH14 9SJ | UNIT E | DAUX ROAD | - | BILLINGSHURST | SW | RH14 9SJ | 2009-01-23 | 5 | 2 | at all times | BILLINGSHURST WTW | Daux Road | Chemical Oxygen Demand Shaken as 0 | 0 | 500 | mg/l | 22.3 | Plating and metal finishing (Low Impact) | Sussex West | Metal finishing: Electroplating process | Pre Market Reform | Consent | -
14355 | 3 | Tier 2 Consent | Paragon Plating Limited | Unit E | Daux Road Industrial Estate |  | Billingshurst | West Sussex | RH14 9SJ | UNIT E | DAUX ROAD | - | BILLINGSHURST | SW | RH14 9SJ | 2009-01-23 | 5 | 2 | at all times | BILLINGSHURST WTW | Daux Road | Copper Total | - | 3 | ug/l | 22.3 | Plating and metal finishing (Low Impact) | Sussex West | Metal finishing: Electroplating process | Pre Market Reform | Consent | -
14355 | 3 | Tier 2 Consent | Paragon Plating Limited | Unit E | Daux Road Industrial Estate |  | Billingshurst | West Sussex | RH14 9SJ | UNIT E | DAUX ROAD | - | BILLINGSHURST | SW | RH14 9SJ | 2009-01-23 | 5 | 2 | at all times | BILLINGSHURST WTW | Daux Road | Cyanide Total as Cn | - | 5 | ug/l | 22.3 | Plating and metal finishing (Low Impact) | Sussex West | Metal finishing: Electroplating process | Pre Market Reform | Consent | -
14355 | 3 | Tier 2 Consent | Paragon Plating Limited | Unit E | Daux Road Industrial Estate |  | Billingshurst | West Sussex | RH14 9SJ | UNIT E | DAUX ROAD | - | BILLINGSHURST | SW | RH14 9SJ | 2009-01-23 | 5 | 2 | at all times | BILLINGSHURST WTW | Daux Road | Nickel Total | - | 2 | ug/l | 22.3 | Plating and metal finishing (Low Impact) | Sussex West | Metal finishing: Electroplating process | Pre Market Reform | Consent | -
14355 | 3 | Tier 2 Consent | Paragon Plating Limited | Unit E | Daux Road Industrial Estate |  | Billingshurst | West Sussex | RH14 9SJ | UNIT E | DAUX ROAD | - | BILLINGSHURST | SW | RH14 9SJ | 2009-01-23 | 5 | 2 | at all times | BILLINGSHURST WTW | Daux Road | Nitrogen Ammoniacal as N | 0 | 35 | mg/l | 22.3 | Plating and metal finishing (Low Impact) | Sussex West | Metal finishing: Electroplating process | Pre Market Reform | Consent | -
14355 | 3 | Tier 2 Consent | Paragon Plating Limited | Unit E | Daux Road Industrial Estate |  | Billingshurst | West Sussex | RH14 9SJ | UNIT E | DAUX ROAD | - | BILLINGSHURST | SW | RH14 9SJ | 2009-01-23 | 5 | 2 | at all times | BILLINGSHURST WTW | Daux Road | Silver Total | - | 2000 | ug/l | 22.3 | Plating and metal finishing (Low Impact) | Sussex West | Metal finishing: Electroplating process | Pre Market Reform | Consent | -
14355 | 3 | Tier 2 Consent | Paragon Plating Limited | Unit E | Daux Road Industrial Estate |  | Billingshurst | West Sussex | RH14 9SJ | UNIT E | DAUX ROAD | - | BILLINGSHURST | SW | RH14 9SJ | 2009-01-23 | 5 | 2 | at all times | BILLINGSHURST WTW | Daux Road | Solids Suspended 105 Degrees C | - | 500 | mg/l | 22.3 | Plating and metal finishing (Low Impact) | Sussex West | Metal finishing: Electroplating process | Pre Market Reform | Consent | -
14355 | 3 | Tier 2 Consent | Paragon Plating Limited | Unit E | Daux Road Industrial Estate |  | Billingshurst | West Sussex | RH14 9SJ | UNIT E | DAUX ROAD | - | BILLINGSHURST | SW | RH14 9SJ | 2009-01-23 | 5 | 2 | at all times | BILLINGSHURST WTW | Daux Road | Tin Total | - | 3000 | ug/l | 22.3 | Plating and metal finishing (Low Impact) | Sussex West | Metal finishing: Electroplating process | Pre Market Reform | Consent | -
14359 | 3 | Tier 1 Consent | IHSS Limited | Unit 9 | Premier Park Road |  | London |  | NW10 7NZ | UNIT 3 WEST POINT | NEW HYTHE LANE |  | AYLESFORD | KE | ME20 6XX | 2008-10-09 | 220 | 21.95 | At all times | HAM HILL WTW | New Hythe Lane | Chemical Oxygen Demand Shaken as 0 | - | 1500 | mg/l | 15.3 | Sterilization/medical equipment cleaning, hygiene bin cleaning, low risk cleaning of items | Kent West | Decontamination and sterilisation of surgical equipment | Sterilisation services to medical industry | Consent | -
14359 | 3 | Tier 1 Consent | IHSS Limited | Unit 9 | Premier Park Road |  | London |  | NW10 7NZ | UNIT 3 WEST POINT | NEW HYTHE LANE |  | AYLESFORD | KE | ME20 6XX | 2008-10-09 | 220 | 21.95 | At all times | HAM HILL WTW | New Hythe Lane | Chlorine Free as Cl2 | - | 2 | mg/l | 15.3 | Sterilization/medical equipment cleaning, hygiene bin cleaning, low risk cleaning of items | Kent West | Decontamination and sterilisation of surgical equipment | Sterilisation services to medical industry | Consent | -
14359 | 3 | Tier 1 Consent | IHSS Limited | Unit 9 | Premier Park Road |  | London |  | NW10 7NZ | UNIT 3 WEST POINT | NEW HYTHE LANE |  | AYLESFORD | KE | ME20 6XX | 2008-10-09 | 220 | 21.95 | At all times | HAM HILL WTW | New Hythe Lane | Detergents Anionic | - | 200 | mg/l | 15.3 | Sterilization/medical equipment cleaning, hygiene bin cleaning, low risk cleaning of items | Kent West | Decontamination and sterilisation of surgical equipment | Sterilisation services to medical industry | Consent | -
14359 | 3 | Tier 1 Consent | IHSS Limited | Unit 9 | Premier Park Road |  | London |  | NW10 7NZ | UNIT 3 WEST POINT | NEW HYTHE LANE |  | AYLESFORD | KE | ME20 6XX | 2008-10-09 | 220 | 21.95 | At all times | HAM HILL WTW | New Hythe Lane | Detergents Non-Ionic | - | 200 | mg/l | 15.3 | Sterilization/medical equipment cleaning, hygiene bin cleaning, low risk cleaning of items | Kent West | Decontamination and sterilisation of surgical equipment | Sterilisation services to medical industry | Consent | -
14359 | 3 | Tier 1 Consent | IHSS Limited | Unit 9 | Premier Park Road |  | London |  | NW10 7NZ | UNIT 3 WEST POINT | NEW HYTHE LANE |  | AYLESFORD | KE | ME20 6XX | 2008-10-09 | 220 | 21.95 | At all times | HAM HILL WTW | New Hythe Lane | pH | 5 | 11 | pH Units | 15.3 | Sterilization/medical equipment cleaning, hygiene bin cleaning, low risk cleaning of items | Kent West | Decontamination and sterilisation of surgical equipment | Sterilisation services to medical industry | Consent | -
14359 | 3 | Tier 1 Consent | IHSS Limited | Unit 9 | Premier Park Road |  | London |  | NW10 7NZ | UNIT 3 WEST POINT | NEW HYTHE LANE |  | AYLESFORD | KE | ME20 6XX | 2008-10-09 | 220 | 21.95 | At all times | HAM HILL WTW | New Hythe Lane | Phenols Total | - | 0.5 | ug/l | 15.3 | Sterilization/medical equipment cleaning, hygiene bin cleaning, low risk cleaning of items | Kent West | Decontamination and sterilisation of surgical equipment | Sterilisation services to medical industry | Consent | -
14359 | 3 | Tier 1 Consent | IHSS Limited | Unit 9 | Premier Park Road |  | London |  | NW10 7NZ | UNIT 3 WEST POINT | NEW HYTHE LANE |  | AYLESFORD | KE | ME20 6XX | 2008-10-09 | 220 | 21.95 | At all times | HAM HILL WTW | New Hythe Lane | Solids Suspended 105 Degrees C | - | 800 | mg/l | 15.3 | Sterilization/medical equipment cleaning, hygiene bin cleaning, low risk cleaning of items | Kent West | Decontamination and sterilisation of surgical equipment | Sterilisation services to medical industry | Consent | -
14359 | 3 | Tier 1 Consent | IHSS Limited | Unit 9 | Premier Park Road |  | London |  | NW10 7NZ | UNIT 3 WEST POINT | NEW HYTHE LANE |  | AYLESFORD | KE | ME20 6XX | 2008-10-09 | 220 | 21.95 | At all times | HAM HILL WTW | New Hythe Lane | Sulphate as S04 | - | 500 | mg/l | 15.3 | Sterilization/medical equipment cleaning, hygiene bin cleaning, low risk cleaning of items | Kent West | Decontamination and sterilisation of surgical equipment | Sterilisation services to medical industry | Consent | -
14362 | 1 | Low Risk Consent | Ashford Colour Press Limited | Unit 600 Fareham Reach | Fareham Road | - | Gosport | Hampshire | PO13 0FW | Unit 600, Fareham Reach | Fareham Road | - | Gosport | Hants | PO13 0FW | 2008-09-11 | 0.5 | 1 | - | PEEL COMMON WTW | - | Chemical Oxygen Demand Settled as 0 | - | 800 | mg/l | 24.2 | Printing and related activities (Low impact) | Hampshire East | Pre Market Reform | Pre Market Reform | Consent | -
14362 | 1 | Low Risk Consent | Ashford Colour Press Limited | Unit 600 Fareham Reach | Fareham Road | - | Gosport | Hampshire | PO13 0FW | Unit 600, Fareham Reach | Fareham Road | - | Gosport | Hants | PO13 0FW | 2008-09-11 | 0.5 | 1 | - | PEEL COMMON WTW | - | Chemical Oxygen Demand Shaken as 0 | - | 800 | mg/l | 24.2 | Printing and related activities (Low impact) | Hampshire East | Pre Market Reform | Pre Market Reform | Consent | -
14362 | 1 | Low Risk Consent | Ashford Colour Press Limited | Unit 600 Fareham Reach | Fareham Road | - | Gosport | Hampshire | PO13 0FW | Unit 600, Fareham Reach | Fareham Road | - | Gosport | Hants | PO13 0FW | 2008-09-11 | 0.5 | 1 | - | PEEL COMMON WTW | - | Solids Suspended 105 Degrees C | - | 400 | mg/l | 24.2 | Printing and related activities (Low impact) | Hampshire East | Pre Market Reform | Pre Market Reform | Consent | -
14362 | 1 | Low Risk Consent | Ashford Colour Press Limited | Unit 600 Fareham Reach | Fareham Road | - | Gosport | Hampshire | PO13 0FW | Unit 600, Fareham Reach | Fareham Road | - | Gosport | Hants | PO13 0FW | 2008-09-11 | 0.5 | 1 | - | PEEL COMMON WTW | - | Solids Suspended 105C at pH7 | - | 400 | mg/l | 24.2 | Printing and related activities (Low impact) | Hampshire East | Pre Market Reform | Pre Market Reform | Consent | -
14370 | 4 | Tier 1 Consent | IHSS Limited | Unit 9 | Premier Park Road |  | London |  | NW10 7NZ | NHS STERILIZATION UNIT | COOTING ROAD | - | CANTERBURY | KE | CT3 3EP | 2009-04-01 | 220 | 5 | At all times | DAMBRIDGE WINGHAM WTW | Cooting Road MH1901 | Chemical Oxygen Demand Shaken as 0 | - | 800 | mg/l | 15.3 | Sterilization/medical equipment cleaning, hygiene bin cleaning, low risk cleaning of items | Kent East | Decontamination and sterilisation of surgical equipment | Washing and sterilisation services to the medical industry | Consent | DIRECT TO WTW
14370 | 4 | Tier 1 Consent | IHSS Limited | Unit 9 | Premier Park Road |  | London |  | NW10 7NZ | NHS STERILIZATION UNIT | COOTING ROAD | - | CANTERBURY | KE | CT3 3EP | 2009-04-01 | 220 | 5 | At all times | DAMBRIDGE WINGHAM WTW | Cooting Road MH1901 | Detergents Anionic | - | 20 | mg/l | 15.3 | Sterilization/medical equipment cleaning, hygiene bin cleaning, low risk cleaning of items | Kent East | Decontamination and sterilisation of surgical equipment | Washing and sterilisation services to the medical industry | Consent | DIRECT TO WTW
14370 | 4 | Tier 1 Consent | IHSS Limited | Unit 9 | Premier Park Road |  | London |  | NW10 7NZ | NHS STERILIZATION UNIT | COOTING ROAD | - | CANTERBURY | KE | CT3 3EP | 2009-04-01 | 220 | 5 | At all times | DAMBRIDGE WINGHAM WTW | Cooting Road MH1901 | Detergents Non-Ionic | - | 20 | mg/l | 15.3 | Sterilization/medical equipment cleaning, hygiene bin cleaning, low risk cleaning of items | Kent East | Decontamination and sterilisation of surgical equipment | Washing and sterilisation services to the medical industry | Consent | DIRECT TO WTW
14370 | 4 | Tier 1 Consent | IHSS Limited | Unit 9 | Premier Park Road |  | London |  | NW10 7NZ | NHS STERILIZATION UNIT | COOTING ROAD | - | CANTERBURY | KE | CT3 3EP | 2009-04-01 | 220 | 5 | At all times | DAMBRIDGE WINGHAM WTW | Cooting Road MH1901 | pH | 6 | 10 | pH Units | 15.3 | Sterilization/medical equipment cleaning, hygiene bin cleaning, low risk cleaning of items | Kent East | Decontamination and sterilisation of surgical equipment | Washing and sterilisation services to the medical industry | Consent | DIRECT TO WTW
14370 | 4 | Tier 1 Consent | IHSS Limited | Unit 9 | Premier Park Road |  | London |  | NW10 7NZ | NHS STERILIZATION UNIT | COOTING ROAD | - | CANTERBURY | KE | CT3 3EP | 2009-04-01 | 220 | 5 | At all times | DAMBRIDGE WINGHAM WTW | Cooting Road MH1901 | Solids Suspended 105 Degrees C | - | 400 | mg/l | 15.3 | Sterilization/medical equipment cleaning, hygiene bin cleaning, low risk cleaning of items | Kent East | Decontamination and sterilisation of surgical equipment | Washing and sterilisation services to the medical industry | Consent | DIRECT TO WTW
14370 | 4 | Tier 1 Consent | IHSS Limited | Unit 9 | Premier Park Road |  | London |  | NW10 7NZ | NHS STERILIZATION UNIT | COOTING ROAD | - | CANTERBURY | KE | CT3 3EP | 2009-04-01 | 220 | 5 | At all times | DAMBRIDGE WINGHAM WTW | Cooting Road MH1901 | Sulphate as S04 | - | 500 | mg/l | 15.3 | Sterilization/medical equipment cleaning, hygiene bin cleaning, low risk cleaning of items | Kent East | Decontamination and sterilisation of surgical equipment | Washing and sterilisation services to the medical industry | Consent | DIRECT TO WTW
14371 | 1 | Low Risk Consent | BCS Bin Cleaning Service | - | 60 Olive Road | - | Southampton | Hampshire | SO16 5FS |  | 60 Olive Road | - | Southampton | Hampshire | SO16 5FS | 2008-09-25 | 1 | 1 | n/a | PORTSWOOD WTW | Olive Road | Chemical Oxygen Demand Settled as 0 | - | 800 | mg/l | 36.1 | Refuse containers (Wheelie bins / low risk commercial) | Hampshire West | Pre Market Reform | Pre Market Reform | Consent | -
14371 | 1 | Low Risk Consent | BCS Bin Cleaning Service | - | 60 Olive Road | - | Southampton | Hampshire | SO16 5FS |  | 60 Olive Road | - | Southampton | Hampshire | SO16 5FS | 2008-09-25 | 1 | 1 | n/a | PORTSWOOD WTW | Olive Road | Chemical Oxygen Demand Shaken as 0 | - | 800 | mg/l | 36.1 | Refuse containers (Wheelie bins / low risk commercial) | Hampshire West | Pre Market Reform | Pre Market Reform | Consent | -
14371 | 1 | Low Risk Consent | BCS Bin Cleaning Service | - | 60 Olive Road | - | Southampton | Hampshire | SO16 5FS |  | 60 Olive Road | - | Southampton | Hampshire | SO16 5FS | 2008-09-25 | 1 | 1 | n/a | PORTSWOOD WTW | Olive Road | Solids Suspended 105 Degrees C | - | 400 | mg/l | 36.1 | Refuse containers (Wheelie bins / low risk commercial) | Hampshire West | Pre Market Reform | Pre Market Reform | Consent | -
14371 | 1 | Low Risk Consent | BCS Bin Cleaning Service | - | 60 Olive Road | - | Southampton | Hampshire | SO16 5FS |  | 60 Olive Road | - | Southampton | Hampshire | SO16 5FS | 2008-09-25 | 1 | 1 | n/a | PORTSWOOD WTW | Olive Road | Solids Suspended 105C at pH7 | - | 400 | mg/l | 36.1 | Refuse containers (Wheelie bins / low risk commercial) | Hampshire West | Pre Market Reform | Pre Market Reform | Consent | -
14373 | 1 | Low Risk Consent | Enterprise Rent-A-Car Limited | STEVE YOUNG, Enterprise House | Vicarage Road |  | Egham | Surrey | TW20 9FB | Unit 3 | Davis Way | Newgate Lane Ind Est | Fareham | Hampshire | PO14 1JF | 2008-09-29 | 2 | 1 | - | PEEL COMMON WTW | - | Chemical Oxygen Demand Settled as 0 | - | 800 | mg/l | 31.3 | Vehicle and plant washing (Low Impact) | Hampshire East | Pre Market Reform | Pre Market Reform | Consent | -
14373 | 1 | Low Risk Consent | Enterprise Rent-A-Car Limited | STEVE YOUNG, Enterprise House | Vicarage Road |  | Egham | Surrey | TW20 9FB | Unit 3 | Davis Way | Newgate Lane Ind Est | Fareham | Hampshire | PO14 1JF | 2008-09-29 | 2 | 1 | - | PEEL COMMON WTW | - | Chemical Oxygen Demand Shaken as 0 | - | 800 | mg/l | 31.3 | Vehicle and plant washing (Low Impact) | Hampshire East | Pre Market Reform | Pre Market Reform | Consent | -
14373 | 1 | Low Risk Consent | Enterprise Rent-A-Car Limited | STEVE YOUNG, Enterprise House | Vicarage Road |  | Egham | Surrey | TW20 9FB | Unit 3 | Davis Way | Newgate Lane Ind Est | Fareham | Hampshire | PO14 1JF | 2008-09-29 | 2 | 1 | - | PEEL COMMON WTW | - | Solids Suspended 105 Degrees C | - | 400 | mg/l | 31.3 | Vehicle and plant washing (Low Impact) | Hampshire East | Pre Market Reform | Pre Market Reform | Consent | -
14373 | 1 | Low Risk Consent | Enterprise Rent-A-Car Limited | STEVE YOUNG, Enterprise House | Vicarage Road |  | Egham | Surrey | TW20 9FB | Unit 3 | Davis Way | Newgate Lane Ind Est | Fareham | Hampshire | PO14 1JF | 2008-09-29 | 2 | 1 | - | PEEL COMMON WTW | - | Solids Suspended 105C at pH7 | - | 400 | mg/l | 31.3 | Vehicle and plant washing (Low Impact) | Hampshire East | Pre Market Reform | Pre Market Reform | Consent | -
14379 | 1 | Tier 2 Consent | SGT Bills (2008) Limited | 555-557 | Cranbrook Road | - | Ilford | Essex | IG2 6HE | 2-3 WORKSHOP | CRUSADER CLOSE |  | GILLINGHAM | KE | ME8 0PR | 2008-08-01 | 13 | 0.5 | At all times | MOTNEY HILL WTW | Crusader Close | Chemical Oxygen Demand Shaken as 0 | - | 800 | mg/l | 31.2 | Vehicle and plant washing (Low Impact) | Kent West | Vehicle Washing: Automatic Vehicle Washing process | Pre Market Reform | Consent | -
14379 | 1 | Tier 2 Consent | SGT Bills (2008) Limited | 555-557 | Cranbrook Road | - | Ilford | Essex | IG2 6HE | 2-3 WORKSHOP | CRUSADER CLOSE |  | GILLINGHAM | KE | ME8 0PR | 2008-08-01 | 13 | 0.5 | At all times | MOTNEY HILL WTW | Crusader Close | Oil and Grease | - | 400 | mg/l | 31.2 | Vehicle and plant washing (Low Impact) | Kent West | Vehicle Washing: Automatic Vehicle Washing process | Pre Market Reform | Consent | -
14379 | 1 | Tier 2 Consent | SGT Bills (2008) Limited | 555-557 | Cranbrook Road | - | Ilford | Essex | IG2 6HE | 2-3 WORKSHOP | CRUSADER CLOSE |  | GILLINGHAM | KE | ME8 0PR | 2008-08-01 | 13 | 0.5 | At all times | MOTNEY HILL WTW | Crusader Close | pH | 6 | 10 | pH Units | 31.2 | Vehicle and plant washing (Low Impact) | Kent West | Vehicle Washing: Automatic Vehicle Washing process | Pre Market Reform | Consent | -
14379 | 1 | Tier 2 Consent | SGT Bills (2008) Limited | 555-557 | Cranbrook Road | - | Ilford | Essex | IG2 6HE | 2-3 WORKSHOP | CRUSADER CLOSE |  | GILLINGHAM | KE | ME8 0PR | 2008-08-01 | 13 | 0.5 | At all times | MOTNEY HILL WTW | Crusader Close | Solids Suspended 105 Degrees C | - | 400 | mg/l | 31.2 | Vehicle and plant washing (Low Impact) | Kent West | Vehicle Washing: Automatic Vehicle Washing process | Pre Market Reform | Consent | -
14381 | 5 | Tier 1 Consent | Elis UK Limited | First Floor, Chineham Gate | Crockford Lane | Chineham | Basingstoke |  | RG24 8NA | SPRINGHEAD ENTERPRISE PARK UNIT X | SPRINGHEAD ROAD | - | GRAVESEND | KE | DA11 8HL | 2007-04-01 | 360 | 8.3 | at all times | NORTHFLEET WTW | Springhead Road | Chemical Oxygen Demand Shaken as 0 | - | 3000 | mg/l | 15.1 | Laundering (Large-scale) | Kent West | Cleaning/ washing of hospitality linen | Commercial laundry (large scale) | Consent | -
14381 | 5 | Tier 1 Consent | Elis UK Limited | First Floor, Chineham Gate | Crockford Lane | Chineham | Basingstoke |  | RG24 8NA | SPRINGHEAD ENTERPRISE PARK UNIT X | SPRINGHEAD ROAD | - | GRAVESEND | KE | DA11 8HL | 2007-04-01 | 360 | 8.3 | at all times | NORTHFLEET WTW | Springhead Road | Detergents Anionic | - | 200 | mg/l | 15.1 | Laundering (Large-scale) | Kent West | Cleaning/ washing of hospitality linen | Commercial laundry (large scale) | Consent | -
14381 | 5 | Tier 1 Consent | Elis UK Limited | First Floor, Chineham Gate | Crockford Lane | Chineham | Basingstoke |  | RG24 8NA | SPRINGHEAD ENTERPRISE PARK UNIT X | SPRINGHEAD ROAD | - | GRAVESEND | KE | DA11 8HL | 2007-04-01 | 360 | 8.3 | at all times | NORTHFLEET WTW | Springhead Road | Detergents Non-Ionic | - | 200 | mg/l | 15.1 | Laundering (Large-scale) | Kent West | Cleaning/ washing of hospitality linen | Commercial laundry (large scale) | Consent | -
14381 | 5 | Tier 1 Consent | Elis UK Limited | First Floor, Chineham Gate | Crockford Lane | Chineham | Basingstoke |  | RG24 8NA | SPRINGHEAD ENTERPRISE PARK UNIT X | SPRINGHEAD ROAD | - | GRAVESEND | KE | DA11 8HL | 2007-04-01 | 360 | 8.3 | at all times | NORTHFLEET WTW | Springhead Road | pH | 6 | 10 | pH Units | 15.1 | Laundering (Large-scale) | Kent West | Cleaning/ washing of hospitality linen | Commercial laundry (large scale) | Consent | -
14381 | 5 | Tier 1 Consent | Elis UK Limited | First Floor, Chineham Gate | Crockford Lane | Chineham | Basingstoke |  | RG24 8NA | SPRINGHEAD ENTERPRISE PARK UNIT X | SPRINGHEAD ROAD | - | GRAVESEND | KE | DA11 8HL | 2007-04-01 | 360 | 8.3 | at all times | NORTHFLEET WTW | Springhead Road | Solids Suspended 105 Degrees C | - | 1000 | mg/l | 15.1 | Laundering (Large-scale) | Kent West | Cleaning/ washing of hospitality linen | Commercial laundry (large scale) | Consent | -
14381 | 5 | Tier 1 Consent | Elis UK Limited | First Floor, Chineham Gate | Crockford Lane | Chineham | Basingstoke |  | RG24 8NA | SPRINGHEAD ENTERPRISE PARK UNIT X | SPRINGHEAD ROAD | - | GRAVESEND | KE | DA11 8HL | 2007-04-01 | 360 | 8.3 | at all times | NORTHFLEET WTW | Springhead Road | Sulphate as S04 | - | 500 | mg/l | 15.1 | Laundering (Large-scale) | Kent West | Cleaning/ washing of hospitality linen | Commercial laundry (large scale) | Consent | -
14392 | 1 | Low Risk Consent | Downlands Packaging Limited | Cvr Global Llp 1st Floor | 16-17 Boundary Road | - | Hove | East Sussex | BN3 4AN | UNIT 12 | MARLBOROUGH ROAD | - | LANCING | SW | BN15 8UF | 2008-11-03 | 0.03 | 0.1 | AT ALL TIMES | EAST WORTHING WTW | Marlborough Road | Chemical Oxygen Demand Settled as 0 | - | 800 | mg/l | 24.2 | Printing and related activities (Low impact) | Sussex West | Pre Market Reform | Pre Market Reform | Consent | -
14392 | 1 | Low Risk Consent | Downlands Packaging Limited | Cvr Global Llp 1st Floor | 16-17 Boundary Road | - | Hove | East Sussex | BN3 4AN | UNIT 12 | MARLBOROUGH ROAD | - | LANCING | SW | BN15 8UF | 2008-11-03 | 0.03 | 0.1 | AT ALL TIMES | EAST WORTHING WTW | Marlborough Road | Chemical Oxygen Demand Shaken as 0 | - | 800 | mg/l | 24.2 | Printing and related activities (Low impact) | Sussex West | Pre Market Reform | Pre Market Reform | Consent | -
14392 | 1 | Low Risk Consent | Downlands Packaging Limited | Cvr Global Llp 1st Floor | 16-17 Boundary Road | - | Hove | East Sussex | BN3 4AN | UNIT 12 | MARLBOROUGH ROAD | - | LANCING | SW | BN15 8UF | 2008-11-03 | 0.03 | 0.1 | AT ALL TIMES | EAST WORTHING WTW | Marlborough Road | Solids Suspended 105 Degrees C | - | 400 | mg/l | 24.2 | Printing and related activities (Low impact) | Sussex West | Pre Market Reform | Pre Market Reform | Consent | -
14392 | 1 | Low Risk Consent | Downlands Packaging Limited | Cvr Global Llp 1st Floor | 16-17 Boundary Road | - | Hove | East Sussex | BN3 4AN | UNIT 12 | MARLBOROUGH ROAD | - | LANCING | SW | BN15 8UF | 2008-11-03 | 0.03 | 0.1 | AT ALL TIMES | EAST WORTHING WTW | Marlborough Road | Solids Suspended 105C at pH7 | - | 400 | mg/l | 24.2 | Printing and related activities (Low impact) | Sussex West | Pre Market Reform | Pre Market Reform | Consent | -
14406 | 2 | Tier 2 Consent | Ramsgate Brewery Limited | Unit 1 | Hornet Close | Pysons Road Industrial Estate | Broadstairs | Kent | CT10 2YD | HORNET CLOSE UNIT 1 and UNIT 7 | PYSONS ROAD INDUSTRIAL ESTATE | - | BROADSTAIRS | KE | CT10 2YD | 2009-04-01 | 5 | 1 | At all times | WEATHERLEES HILL B (MGATE &amp; BSTAIRS) WTW | Hornet Close | Chemical Oxygen Demand Shaken as 0 | - | 7000 | mg/l | 1.3 | Alcoholic beverages (Low Impact) | Kent East | Cleaning of brewing vessels | Brewery | Consent | THE PINES BROADSTAIRS WPS
14406 | 2 | Tier 2 Consent | Ramsgate Brewery Limited | Unit 1 | Hornet Close | Pysons Road Industrial Estate | Broadstairs | Kent | CT10 2YD | HORNET CLOSE UNIT 1 and UNIT 7 | PYSONS ROAD INDUSTRIAL ESTATE | - | BROADSTAIRS | KE | CT10 2YD | 2009-04-01 | 5 | 1 | At all times | WEATHERLEES HILL B (MGATE &amp; BSTAIRS) WTW | Hornet Close | Chloride | - | 100 | mg/l | 1.3 | Alcoholic beverages (Low Impact) | Kent East | Cleaning of brewing vessels | Brewery | Consent | THE PINES BROADSTAIRS WPS
14406 | 2 | Tier 2 Consent | Ramsgate Brewery Limited | Unit 1 | Hornet Close | Pysons Road Industrial Estate | Broadstairs | Kent | CT10 2YD | HORNET CLOSE UNIT 1 and UNIT 7 | PYSONS ROAD INDUSTRIAL ESTATE | - | BROADSTAIRS | KE | CT10 2YD | 2009-04-01 | 5 | 1 | At all times | WEATHERLEES HILL B (MGATE &amp; BSTAIRS) WTW | Hornet Close | Nitrogen Ammoniacal as N | - | 35 | mg/l | 1.3 | Alcoholic beverages (Low Impact) | Kent East | Cleaning of brewing vessels | Brewery | Consent | THE PINES BROADSTAIRS WPS
14406 | 2 | Tier 2 Consent | Ramsgate Brewery Limited | Unit 1 | Hornet Close | Pysons Road Industrial Estate | Broadstairs | Kent | CT10 2YD | HORNET CLOSE UNIT 1 and UNIT 7 | PYSONS ROAD INDUSTRIAL ESTATE | - | BROADSTAIRS | KE | CT10 2YD | 2009-04-01 | 5 | 1 | At all times | WEATHERLEES HILL B (MGATE &amp; BSTAIRS) WTW | Hornet Close | pH | 6 | 10 | pH Units | 1.3 | Alcoholic beverages (Low Impact) | Kent East | Cleaning of brewing vessels | Brewery | Consent | THE PINES BROADSTAIRS WPS
14406 | 2 | Tier 2 Consent | Ramsgate Brewery Limited | Unit 1 | Hornet Close | Pysons Road Industrial Estate | Broadstairs | Kent | CT10 2YD | HORNET CLOSE UNIT 1 and UNIT 7 | PYSONS ROAD INDUSTRIAL ESTATE | - | BROADSTAIRS | KE | CT10 2YD | 2009-04-01 | 5 | 1 | At all times | WEATHERLEES HILL B (MGATE &amp; BSTAIRS) WTW | Hornet Close | Solids Suspended 105 Degrees C | - | 1400 | mg/l | 1.3 | Alcoholic beverages (Low Impact) | Kent East | Cleaning of brewing vessels | Brewery | Consent | THE PINES BROADSTAIRS WPS
14406 | 2 | Tier 2 Consent | Ramsgate Brewery Limited | Unit 1 | Hornet Close | Pysons Road Industrial Estate | Broadstairs | Kent | CT10 2YD | HORNET CLOSE UNIT 1 and UNIT 7 | PYSONS ROAD INDUSTRIAL ESTATE | - | BROADSTAIRS | KE | CT10 2YD | 2009-04-01 | 5 | 1 | At all times | WEATHERLEES HILL B (MGATE &amp; BSTAIRS) WTW | Hornet Close | Sulphate as S04 | - | 500 | mg/l | 1.3 | Alcoholic beverages (Low Impact) | Kent East | Cleaning of brewing vessels | Brewery | Consent | THE PINES BROADSTAIRS WPS
14407 | 1 | Low Risk Consent | Sidlesham Garage |  | Lockgate Road | Sidlesham Common | Chichester | West Sussex | PO20 7QE | SIDLESHAM GARAGE | LOCKGATE ROAD |  | SIDLESHAM | SW | PO20 7QE | 2008-12-01 | 0.1 | 0.1 | at all times | SIDLESHAM WTW | Lockgate Road | Chemical Oxygen Demand Settled as 0 | - | 800 | mg/l | 31.2 | Vehicle and plant washing (Low Impact) | Sussex West | Pre Market Reform | Pre Market Reform | Consent | -
14407 | 1 | Low Risk Consent | Sidlesham Garage |  | Lockgate Road | Sidlesham Common | Chichester | West Sussex | PO20 7QE | SIDLESHAM GARAGE | LOCKGATE ROAD |  | SIDLESHAM | SW | PO20 7QE | 2008-12-01 | 0.1 | 0.1 | at all times | SIDLESHAM WTW | Lockgate Road | Chemical Oxygen Demand Shaken as 0 | - | 800 | mg/l | 31.2 | Vehicle and plant washing (Low Impact) | Sussex West | Pre Market Reform | Pre Market Reform | Consent | -
14407 | 1 | Low Risk Consent | Sidlesham Garage |  | Lockgate Road | Sidlesham Common | Chichester | West Sussex | PO20 7QE | SIDLESHAM GARAGE | LOCKGATE ROAD |  | SIDLESHAM | SW | PO20 7QE | 2008-12-01 | 0.1 | 0.1 | at all times | SIDLESHAM WTW | Lockgate Road | Solids Suspended 105 Degrees C | - | 400 | mg/l | 31.2 | Vehicle and plant washing (Low Impact) | Sussex West | Pre Market Reform | Pre Market Reform | Consent | -
14407 | 1 | Low Risk Consent | Sidlesham Garage |  | Lockgate Road | Sidlesham Common | Chichester | West Sussex | PO20 7QE | SIDLESHAM GARAGE | LOCKGATE ROAD |  | SIDLESHAM | SW | PO20 7QE | 2008-12-01 | 0.1 | 0.1 | at all times | SIDLESHAM WTW | Lockgate Road | Solids Suspended 105C at pH7 | - | 400 | mg/l | 31.2 | Vehicle and plant washing (Low Impact) | Sussex West | Pre Market Reform | Pre Market Reform | Consent | -
14415 | 1 | Low Risk Consent | Hampshire Flag Company Limited | Unit 11 Pipers Wood Industrial Park | Waterberry Drive | Waterlooville | - | Hampshire | PO7 7XU | Unit 11 | Pipers Wood Ind Est | - | Waterlooville | Hants | PO7 7XU | 2008-10-01 | 1 | 1 | - | BUDDS FARM HAVANT WTW | - | Chemical Oxygen Demand Settled as 0 | - | 800 | mg/l | 24.2 | Printing and related activities (Low impact) | Hampshire East | Pre Market Reform | Pre Market Reform | Consent | -
14415 | 1 | Low Risk Consent | Hampshire Flag Company Limited | Unit 11 Pipers Wood Industrial Park | Waterberry Drive | Waterlooville | - | Hampshire | PO7 7XU | Unit 11 | Pipers Wood Ind Est | - | Waterlooville | Hants | PO7 7XU | 2008-10-01 | 1 | 1 | - | BUDDS FARM HAVANT WTW | - | Chemical Oxygen Demand Shaken as 0 | - | 800 | mg/l | 24.2 | Printing and related activities (Low impact) | Hampshire East | Pre Market Reform | Pre Market Reform | Consent | -
14415 | 1 | Low Risk Consent | Hampshire Flag Company Limited | Unit 11 Pipers Wood Industrial Park | Waterberry Drive | Waterlooville | - | Hampshire | PO7 7XU | Unit 11 | Pipers Wood Ind Est | - | Waterlooville | Hants | PO7 7XU | 2008-10-01 | 1 | 1 | - | BUDDS FARM HAVANT WTW | - | Solids Suspended 105 Degrees C | - | 400 | mg/l | 24.2 | Printing and related activities (Low impact) | Hampshire East | Pre Market Reform | Pre Market Reform | Consent | -
14415 | 1 | Low Risk Consent | Hampshire Flag Company Limited | Unit 11 Pipers Wood Industrial Park | Waterberry Drive | Waterlooville | - | Hampshire | PO7 7XU | Unit 11 | Pipers Wood Ind Est | - | Waterlooville | Hants | PO7 7XU | 2008-10-01 | 1 | 1 | - | BUDDS FARM HAVANT WTW | - | Solids Suspended 105C at pH7 | - | 400 | mg/l | 24.2 | Printing and related activities (Low impact) | Hampshire East | Pre Market Reform | Pre Market Reform | Consent | -
14432 | 1 | Low Risk Consent | Zenith And Associates Ltd | 65 | Blunts Avenue | - | West Drayton | - | UB7 0DS | PHILLIPS HOUSE | CRESCENT ROAD | - | ROYAL TUNBRIDGE WELLS | KE | TN1 2PL | 2008-12-22 | 1 | 1 | at all times | TUNBRIDGE WELLS NORTH WTW | Crescent Road | Chemical Oxygen Demand Settled as 0 | - | 800 | mg/l | 15.3 | Sterilization/medical equipment cleaning, hygiene bin cleaning, low risk cleaning of items | Sussex East | Pre Market Reform | Pre Market Reform | Consent | -
14432 | 1 | Low Risk Consent | Zenith And Associates Ltd | 65 | Blunts Avenue | - | West Drayton | - | UB7 0DS | PHILLIPS HOUSE | CRESCENT ROAD | - | ROYAL TUNBRIDGE WELLS | KE | TN1 2PL | 2008-12-22 | 1 | 1 | at all times | TUNBRIDGE WELLS NORTH WTW | Crescent Road | Chemical Oxygen Demand Shaken as 0 | - | 800 | mg/l | 15.3 | Sterilization/medical equipment cleaning, hygiene bin cleaning, low risk cleaning of items | Sussex East | Pre Market Reform | Pre Market Reform | Consent | -
14432 | 1 | Low Risk Consent | Zenith And Associates Ltd | 65 | Blunts Avenue | - | West Drayton | - | UB7 0DS | PHILLIPS HOUSE | CRESCENT ROAD | - | ROYAL TUNBRIDGE WELLS | KE | TN1 2PL | 2008-12-22 | 1 | 1 | at all times | TUNBRIDGE WELLS NORTH WTW | Crescent Road | Solids Suspended 105 Degrees C | - | 400 | mg/l | 15.3 | Sterilization/medical equipment cleaning, hygiene bin cleaning, low risk cleaning of items | Sussex East | Pre Market Reform | Pre Market Reform | Consent | -
14432 | 1 | Low Risk Consent | Zenith And Associates Ltd | 65 | Blunts Avenue | - | West Drayton | - | UB7 0DS | PHILLIPS HOUSE | CRESCENT ROAD | - | ROYAL TUNBRIDGE WELLS | KE | TN1 2PL | 2008-12-22 | 1 | 1 | at all times | TUNBRIDGE WELLS NORTH WTW | Crescent Road | Solids Suspended 105C at pH7 | - | 400 | mg/l | 15.3 | Sterilization/medical equipment cleaning, hygiene bin cleaning, low risk cleaning of items | Sussex East | Pre Market Reform | Pre Market Reform | Consent | -
14433 | 1 | Low Risk Consent | Zenith And Associates Ltd | 65 | Blunts Avenue | - | West Drayton | - | UB7 0DS | AXA PPP Healthcare | Eynsham House | Crescent Road | Tunbridge Wells | Kent | TN1 2PL | 2008-12-22 | 2 | 1 | at all times | TUNBRIDGE WELLS NORTH WTW | - | Chemical Oxygen Demand Settled as 0 | - | 800 | mg/l | 15.3 | Sterilization/medical equipment cleaning, hygiene bin cleaning, low risk cleaning of items | Sussex East | Pre Market Reform | Pre Market Reform | Consent | -
14433 | 1 | Low Risk Consent | Zenith And Associates Ltd | 65 | Blunts Avenue | - | West Drayton | - | UB7 0DS | AXA PPP Healthcare | Eynsham House | Crescent Road | Tunbridge Wells | Kent | TN1 2PL | 2008-12-22 | 2 | 1 | at all times | TUNBRIDGE WELLS NORTH WTW | - | Chemical Oxygen Demand Shaken as 0 | - | 800 | mg/l | 15.3 | Sterilization/medical equipment cleaning, hygiene bin cleaning, low risk cleaning of items | Sussex East | Pre Market Reform | Pre Market Reform | Consent | -
14433 | 1 | Low Risk Consent | Zenith And Associates Ltd | 65 | Blunts Avenue | - | West Drayton | - | UB7 0DS | AXA PPP Healthcare | Eynsham House | Crescent Road | Tunbridge Wells | Kent | TN1 2PL | 2008-12-22 | 2 | 1 | at all times | TUNBRIDGE WELLS NORTH WTW | - | Solids Suspended 105 Degrees C | - | 400 | mg/l | 15.3 | Sterilization/medical equipment cleaning, hygiene bin cleaning, low risk cleaning of items | Sussex East | Pre Market Reform | Pre Market Reform | Consent | -
14433 | 1 | Low Risk Consent | Zenith And Associates Ltd | 65 | Blunts Avenue | - | West Drayton | - | UB7 0DS | AXA PPP Healthcare | Eynsham House | Crescent Road | Tunbridge Wells | Kent | TN1 2PL | 2008-12-22 | 2 | 1 | at all times | TUNBRIDGE WELLS NORTH WTW | - | Solids Suspended 105C at pH7 | - | 400 | mg/l | 15.3 | Sterilization/medical equipment cleaning, hygiene bin cleaning, low risk cleaning of items | Sussex East | Pre Market Reform | Pre Market Reform | Consent | -
14434 | 1 | Low Risk Consent | Zenith And Associates Ltd | 65 | Blunts Avenue | - | West Drayton | - | UB7 0DS | PHILLIPS HOUSE | CRESCENT ROAD | - | ROYAL TUNBRIDGE WELLS | KE | TN1 2PL | 2008-12-22 | 2 | 1 | at all times | TUNBRIDGE WELLS NORTH WTW | - | Chemical Oxygen Demand Settled as 0 | - | 800 | mg/l | 15.3 | Sterilization/medical equipment cleaning, hygiene bin cleaning, low risk cleaning of items | Sussex East | Pre Market Reform | Pre Market Reform | Consent | -
14434 | 1 | Low Risk Consent | Zenith And Associates Ltd | 65 | Blunts Avenue | - | West Drayton | - | UB7 0DS | PHILLIPS HOUSE | CRESCENT ROAD | - | ROYAL TUNBRIDGE WELLS | KE | TN1 2PL | 2008-12-22 | 2 | 1 | at all times | TUNBRIDGE WELLS NORTH WTW | - | Chemical Oxygen Demand Shaken as 0 | - | 800 | mg/l | 15.3 | Sterilization/medical equipment cleaning, hygiene bin cleaning, low risk cleaning of items | Sussex East | Pre Market Reform | Pre Market Reform | Consent | -
14434 | 1 | Low Risk Consent | Zenith And Associates Ltd | 65 | Blunts Avenue | - | West Drayton | - | UB7 0DS | PHILLIPS HOUSE | CRESCENT ROAD | - | ROYAL TUNBRIDGE WELLS | KE | TN1 2PL | 2008-12-22 | 2 | 1 | at all times | TUNBRIDGE WELLS NORTH WTW | - | Solids Suspended 105 Degrees C | - | 400 | mg/l | 15.3 | Sterilization/medical equipment cleaning, hygiene bin cleaning, low risk cleaning of items | Sussex East | Pre Market Reform | Pre Market Reform | Consent | -
14434 | 1 | Low Risk Consent | Zenith And Associates Ltd | 65 | Blunts Avenue | - | West Drayton | - | UB7 0DS | PHILLIPS HOUSE | CRESCENT ROAD | - | ROYAL TUNBRIDGE WELLS | KE | TN1 2PL | 2008-12-22 | 2 | 1 | at all times | TUNBRIDGE WELLS NORTH WTW | - | Solids Suspended 105C at pH7 | - | 400 | mg/l | 15.3 | Sterilization/medical equipment cleaning, hygiene bin cleaning, low risk cleaning of items | Sussex East | Pre Market Reform | Pre Market Reform | Consent | -
14435 | 1 | Low Risk Consent | A.M.C. Sheet Metal Fabrications Limited | The Willows | Mill Lane | - | Worthing | West Sussex | BN13 3DJ | UNIT 4 CHILTERNS | MARLBOROUGH ROAD | - | LANCING | SW | BN15 8SJ | 2008-12-22 | 4 | 2 | at all times | EAST WORTHING WTW | Marlborough Road Lancing | Chemical Oxygen Demand Settled as 0 | - | 800 | mg/l | 22.3 | Plating and metal finishing (Low Impact) | Sussex West | Pre Market Reform | Pre Market Reform | Consent | -
14435 | 1 | Low Risk Consent | A.M.C. Sheet Metal Fabrications Limited | The Willows | Mill Lane | - | Worthing | West Sussex | BN13 3DJ | UNIT 4 CHILTERNS | MARLBOROUGH ROAD | - | LANCING | SW | BN15 8SJ | 2008-12-22 | 4 | 2 | at all times | EAST WORTHING WTW | Marlborough Road Lancing | Chemical Oxygen Demand Shaken as 0 | - | 800 | mg/l | 22.3 | Plating and metal finishing (Low Impact) | Sussex West | Pre Market Reform | Pre Market Reform | Consent | -
14435 | 1 | Low Risk Consent | A.M.C. Sheet Metal Fabrications Limited | The Willows | Mill Lane | - | Worthing | West Sussex | BN13 3DJ | UNIT 4 CHILTERNS | MARLBOROUGH ROAD | - | LANCING | SW | BN15 8SJ | 2008-12-22 | 4 | 2 | at all times | EAST WORTHING WTW | Marlborough Road Lancing | Solids Suspended 105 Degrees C | - | 400 | mg/l | 22.3 | Plating and metal finishing (Low Impact) | Sussex West | Pre Market Reform | Pre Market Reform | Consent | -
14435 | 1 | Low Risk Consent | A.M.C. Sheet Metal Fabrications Limited | The Willows | Mill Lane | - | Worthing | West Sussex | BN13 3DJ | UNIT 4 CHILTERNS | MARLBOROUGH ROAD | - | LANCING | SW | BN15 8SJ | 2008-12-22 | 4 | 2 | at all times | EAST WORTHING WTW | Marlborough Road Lancing | Solids Suspended 105C at pH7 | - | 400 | mg/l | 22.3 | Plating and metal finishing (Low Impact) | Sussex West | Pre Market Reform | Pre Market Reform | Consent | -
14438 | 1 | Low Risk Consent | KCS Group | 17B/17C Upper Field Road | - | Eurolink Business Centre | Sittingbourne | Kent | ME10 3UP | KCS GROUP | UPPERFIELD ROAD | - | SITTINGBOURNE | KE | ME10 3UP | 2009-01-01 | 0.05 | 0.018 | - | SITTINGBOURNE WTW | Upper Field Road | Chemical Oxygen Demand Settled as 0 | - | 800 | mg/l | 31.3 | Vehicle and plant washing (Low Impact) | Kent West | Pre Market Reform | Pre Market Reform | Consent | -
14438 | 1 | Low Risk Consent | KCS Group | 17B/17C Upper Field Road | - | Eurolink Business Centre | Sittingbourne | Kent | ME10 3UP | KCS GROUP | UPPERFIELD ROAD | - | SITTINGBOURNE | KE | ME10 3UP | 2009-01-01 | 0.05 | 0.018 | - | SITTINGBOURNE WTW | Upper Field Road | Chemical Oxygen Demand Shaken as 0 | - | 800 | mg/l | 31.3 | Vehicle and plant washing (Low Impact) | Kent West | Pre Market Reform | Pre Market Reform | Consent | -
14438 | 1 | Low Risk Consent | KCS Group | 17B/17C Upper Field Road | - | Eurolink Business Centre | Sittingbourne | Kent | ME10 3UP | KCS GROUP | UPPERFIELD ROAD | - | SITTINGBOURNE | KE | ME10 3UP | 2009-01-01 | 0.05 | 0.018 | - | SITTINGBOURNE WTW | Upper Field Road | Solids Suspended 105 Degrees C | - | 400 | mg/l | 31.3 | Vehicle and plant washing (Low Impact) | Kent West | Pre Market Reform | Pre Market Reform | Consent | -
14438 | 1 | Low Risk Consent | KCS Group | 17B/17C Upper Field Road | - | Eurolink Business Centre | Sittingbourne | Kent | ME10 3UP | KCS GROUP | UPPERFIELD ROAD | - | SITTINGBOURNE | KE | ME10 3UP | 2009-01-01 | 0.05 | 0.018 | - | SITTINGBOURNE WTW | Upper Field Road | Solids Suspended 105C at pH7 | - | 400 | mg/l | 31.3 | Vehicle and plant washing (Low Impact) | Kent West | Pre Market Reform | Pre Market Reform | Consent | -
14439 | 1 | Low Risk Consent | David Cover And Son Limited | Sussex House | Quarry Lane | - | Chichester | West Sussex | PO19 8PE | UNIT 24 | QUARRY LANE | - | CHICHESTER | SW | PO19 8PE | 2009-01-05 | 0.75 | 1 | at all times | CHICHESTER WTW | Quarry Lane | Chemical Oxygen Demand Settled as 0 | - | 800 | mg/l | 31.2 | Vehicle and plant washing (Low Impact) | Sussex West | Pre Market Reform | Pre Market Reform | Consent | -
14439 | 1 | Low Risk Consent | David Cover And Son Limited | Sussex House | Quarry Lane | - | Chichester | West Sussex | PO19 8PE | UNIT 24 | QUARRY LANE | - | CHICHESTER | SW | PO19 8PE | 2009-01-05 | 0.75 | 1 | at all times | CHICHESTER WTW | Quarry Lane | Chemical Oxygen Demand Shaken as 0 | - | 800 | mg/l | 31.2 | Vehicle and plant washing (Low Impact) | Sussex West | Pre Market Reform | Pre Market Reform | Consent | -
14439 | 1 | Low Risk Consent | David Cover And Son Limited | Sussex House | Quarry Lane | - | Chichester | West Sussex | PO19 8PE | UNIT 24 | QUARRY LANE | - | CHICHESTER | SW | PO19 8PE | 2009-01-05 | 0.75 | 1 | at all times | CHICHESTER WTW | Quarry Lane | Solids Suspended 105 Degrees C | - | 400 | mg/l | 31.2 | Vehicle and plant washing (Low Impact) | Sussex West | Pre Market Reform | Pre Market Reform | Consent | -
14439 | 1 | Low Risk Consent | David Cover And Son Limited | Sussex House | Quarry Lane | - | Chichester | West Sussex | PO19 8PE | UNIT 24 | QUARRY LANE | - | CHICHESTER | SW | PO19 8PE | 2009-01-05 | 0.75 | 1 | at all times | CHICHESTER WTW | Quarry Lane | Solids Suspended 105C at pH7 | - | 400 | mg/l | 31.2 | Vehicle and plant washing (Low Impact) | Sussex West | Pre Market Reform | Pre Market Reform | Consent | -
14443 | 1 | Low Risk Consent | South Central Ambulance Service | Highcroft | Romsey Road | - | Winchester | Hampshire | SO22 5DH | 8A | ORIANA WAY | - | SOUTHAMPTON | HA | SO16 0YU | 2009-01-09 | 1 | 1 | n/a | MILLBROOK WTW | Oriana Way | Chemical Oxygen Demand Settled as 0 | - | 800 | mg/l | 31.2 | Vehicle and plant washing (Low Impact) | Hampshire West | Pre Market Reform | Pre Market Reform | Consent | -
14443 | 1 | Low Risk Consent | South Central Ambulance Service | Highcroft | Romsey Road | - | Winchester | Hampshire | SO22 5DH | 8A | ORIANA WAY | - | SOUTHAMPTON | HA | SO16 0YU | 2009-01-09 | 1 | 1 | n/a | MILLBROOK WTW | Oriana Way | Chemical Oxygen Demand Shaken as 0 | - | 800 | mg/l | 31.2 | Vehicle and plant washing (Low Impact) | Hampshire West | Pre Market Reform | Pre Market Reform | Consent | -
14443 | 1 | Low Risk Consent | South Central Ambulance Service | Highcroft | Romsey Road | - | Winchester | Hampshire | SO22 5DH | 8A | ORIANA WAY | - | SOUTHAMPTON | HA | SO16 0YU | 2009-01-09 | 1 | 1 | n/a | MILLBROOK WTW | Oriana Way | Solids Suspended 105 Degrees C | - | 400 | mg/l | 31.2 | Vehicle and plant washing (Low Impact) | Hampshire West | Pre Market Reform | Pre Market Reform | Consent | -
14443 | 1 | Low Risk Consent | South Central Ambulance Service | Highcroft | Romsey Road | - | Winchester | Hampshire | SO22 5DH | 8A | ORIANA WAY | - | SOUTHAMPTON | HA | SO16 0YU | 2009-01-09 | 1 | 1 | n/a | MILLBROOK WTW | Oriana Way | Solids Suspended 105C at pH7 | - | 400 | mg/l | 31.2 | Vehicle and plant washing (Low Impact) | Hampshire West | Pre Market Reform | Pre Market Reform | Consent | -
14450 | 1 | Tier 2 Consent | CCL Label (Ashford) Limited | - | Foster Road | Ashford Business Park Sevington | Ashford | Kent | TN24 0SH | FOSTER ROAD CCL MAIN METER | ASHFORD BUSINESS PARK | - | ASHFORD | KE | TN24 0SH | 2009-06-10 | 0.04 | 1 | At all times | ASHFORD WTW | Foster Road | Chemical Oxygen Demand Shaken as 0 | - | 30000 | mg/l | 36.2 | Refuse Containers (Industrial) | Kent East | Miscellaneous: Tray/bin washing process | Pre Market Reform | Consent | -
14450 | 1 | Tier 2 Consent | CCL Label (Ashford) Limited | - | Foster Road | Ashford Business Park Sevington | Ashford | Kent | TN24 0SH | FOSTER ROAD CCL MAIN METER | ASHFORD BUSINESS PARK | - | ASHFORD | KE | TN24 0SH | 2009-06-10 | 0.04 | 1 | At all times | ASHFORD WTW | Foster Road | pH | 6 | 10 | pH Units | 36.2 | Refuse Containers (Industrial) | Kent East | Miscellaneous: Tray/bin washing process | Pre Market Reform | Consent | -
14450 | 1 | Tier 2 Consent | CCL Label (Ashford) Limited | - | Foster Road | Ashford Business Park Sevington | Ashford | Kent | TN24 0SH | FOSTER ROAD CCL MAIN METER | ASHFORD BUSINESS PARK | - | ASHFORD | KE | TN24 0SH | 2009-06-10 | 0.04 | 1 | At all times | ASHFORD WTW | Foster Road | Solids Suspended 105 Degrees C | - | 100 | mg/l | 36.2 | Refuse Containers (Industrial) | Kent East | Miscellaneous: Tray/bin washing process | Pre Market Reform | Consent | -
14450 | 1 | Tier 2 Consent | CCL Label (Ashford) Limited | - | Foster Road | Ashford Business Park Sevington | Ashford | Kent | TN24 0SH | FOSTER ROAD CCL MAIN METER | ASHFORD BUSINESS PARK | - | ASHFORD | KE | TN24 0SH | 2009-06-10 | 0.04 | 1 | At all times | ASHFORD WTW | Foster Road | Sulphate as S04 | - | 500 | mg/l | 36.2 | Refuse Containers (Industrial) | Kent East | Miscellaneous: Tray/bin washing process | Pre Market Reform | Consent | -
14451 | 2 | Tier 2 Consent | Pioneer Welding Company (2002) Limited |  | Pioneer Business Park | Princes Road | Ramsgate | Kent | CT11 7RX | WORKSHOP & OFFICES | PRINCES ROAD | - | RAMSGATE | KE | CT11 7RZ | 2009-04-24 | 3 | 0.2 | At all times | WEATHERLEES HILL A WTW | Princes Road | Chemical Oxygen Demand Shaken as 0 | - | 4000 | mg/l | 8.1 | Engineering (High risk) | Kent East | Component Cleaning: Component Cleaning process | Metal fabrication | Consent | MILITARY ROAD RAMSGATE WPS
14451 | 2 | Tier 2 Consent | Pioneer Welding Company (2002) Limited |  | Pioneer Business Park | Princes Road | Ramsgate | Kent | CT11 7RX | WORKSHOP & OFFICES | PRINCES ROAD | - | RAMSGATE | KE | CT11 7RZ | 2009-04-24 | 3 | 0.2 | At all times | WEATHERLEES HILL A WTW | Princes Road | Chromium Total mg/l | - | 1 | ug/l | 8.1 | Engineering (High risk) | Kent East | Component Cleaning: Component Cleaning process | Metal fabrication | Consent | MILITARY ROAD RAMSGATE WPS
14451 | 2 | Tier 2 Consent | Pioneer Welding Company (2002) Limited |  | Pioneer Business Park | Princes Road | Ramsgate | Kent | CT11 7RX | WORKSHOP & OFFICES | PRINCES ROAD | - | RAMSGATE | KE | CT11 7RZ | 2009-04-24 | 3 | 0.2 | At all times | WEATHERLEES HILL A WTW | Princes Road | Copper Total | - | 1 | ug/l | 8.1 | Engineering (High risk) | Kent East | Component Cleaning: Component Cleaning process | Metal fabrication | Consent | MILITARY ROAD RAMSGATE WPS
14451 | 2 | Tier 2 Consent | Pioneer Welding Company (2002) Limited |  | Pioneer Business Park | Princes Road | Ramsgate | Kent | CT11 7RX | WORKSHOP & OFFICES | PRINCES ROAD | - | RAMSGATE | KE | CT11 7RZ | 2009-04-24 | 3 | 0.2 | At all times | WEATHERLEES HILL A WTW | Princes Road | Detergents Anionic | - | 70 | mg/l | 8.1 | Engineering (High risk) | Kent East | Component Cleaning: Component Cleaning process | Metal fabrication | Consent | MILITARY ROAD RAMSGATE WPS
14451 | 2 | Tier 2 Consent | Pioneer Welding Company (2002) Limited |  | Pioneer Business Park | Princes Road | Ramsgate | Kent | CT11 7RX | WORKSHOP & OFFICES | PRINCES ROAD | - | RAMSGATE | KE | CT11 7RZ | 2009-04-24 | 3 | 0.2 | At all times | WEATHERLEES HILL A WTW | Princes Road | Fluoride as F | - | 50 | mg/l | 8.1 | Engineering (High risk) | Kent East | Component Cleaning: Component Cleaning process | Metal fabrication | Consent | MILITARY ROAD RAMSGATE WPS
14451 | 2 | Tier 2 Consent | Pioneer Welding Company (2002) Limited |  | Pioneer Business Park | Princes Road | Ramsgate | Kent | CT11 7RX | WORKSHOP & OFFICES | PRINCES ROAD | - | RAMSGATE | KE | CT11 7RZ | 2009-04-24 | 3 | 0.2 | At all times | WEATHERLEES HILL A WTW | Princes Road | Iron Total | - | 50 | ug/l | 8.1 | Engineering (High risk) | Kent East | Component Cleaning: Component Cleaning process | Metal fabrication | Consent | MILITARY ROAD RAMSGATE WPS
14451 | 2 | Tier 2 Consent | Pioneer Welding Company (2002) Limited |  | Pioneer Business Park | Princes Road | Ramsgate | Kent | CT11 7RX | WORKSHOP & OFFICES | PRINCES ROAD | - | RAMSGATE | KE | CT11 7RZ | 2009-04-24 | 3 | 0.2 | At all times | WEATHERLEES HILL A WTW | Princes Road | Molybdenum Total | - | 4000 | ug/l | 8.1 | Engineering (High risk) | Kent East | Component Cleaning: Component Cleaning process | Metal fabrication | Consent | MILITARY ROAD RAMSGATE WPS
14451 | 2 | Tier 2 Consent | Pioneer Welding Company (2002) Limited |  | Pioneer Business Park | Princes Road | Ramsgate | Kent | CT11 7RX | WORKSHOP & OFFICES | PRINCES ROAD | - | RAMSGATE | KE | CT11 7RZ | 2009-04-24 | 3 | 0.2 | At all times | WEATHERLEES HILL A WTW | Princes Road | Nickel Total | - | 1 | ug/l | 8.1 | Engineering (High risk) | Kent East | Component Cleaning: Component Cleaning process | Metal fabrication | Consent | MILITARY ROAD RAMSGATE WPS
14451 | 2 | Tier 2 Consent | Pioneer Welding Company (2002) Limited |  | Pioneer Business Park | Princes Road | Ramsgate | Kent | CT11 7RX | WORKSHOP & OFFICES | PRINCES ROAD | - | RAMSGATE | KE | CT11 7RZ | 2009-04-24 | 3 | 0.2 | At all times | WEATHERLEES HILL A WTW | Princes Road | Oil and Grease | - | 50 | mg/l | 8.1 | Engineering (High risk) | Kent East | Component Cleaning: Component Cleaning process | Metal fabrication | Consent | MILITARY ROAD RAMSGATE WPS
14451 | 2 | Tier 2 Consent | Pioneer Welding Company (2002) Limited |  | Pioneer Business Park | Princes Road | Ramsgate | Kent | CT11 7RX | WORKSHOP & OFFICES | PRINCES ROAD | - | RAMSGATE | KE | CT11 7RZ | 2009-04-24 | 3 | 0.2 | At all times | WEATHERLEES HILL A WTW | Princes Road | pH | 6 | 10 | pH Units | 8.1 | Engineering (High risk) | Kent East | Component Cleaning: Component Cleaning process | Metal fabrication | Consent | MILITARY ROAD RAMSGATE WPS
14451 | 2 | Tier 2 Consent | Pioneer Welding Company (2002) Limited |  | Pioneer Business Park | Princes Road | Ramsgate | Kent | CT11 7RX | WORKSHOP & OFFICES | PRINCES ROAD | - | RAMSGATE | KE | CT11 7RZ | 2009-04-24 | 3 | 0.2 | At all times | WEATHERLEES HILL A WTW | Princes Road | Solids Suspended 105 Degrees C | - | 400 | mg/l | 8.1 | Engineering (High risk) | Kent East | Component Cleaning: Component Cleaning process | Metal fabrication | Consent | MILITARY ROAD RAMSGATE WPS
14451 | 2 | Tier 2 Consent | Pioneer Welding Company (2002) Limited |  | Pioneer Business Park | Princes Road | Ramsgate | Kent | CT11 7RX | WORKSHOP & OFFICES | PRINCES ROAD | - | RAMSGATE | KE | CT11 7RZ | 2009-04-24 | 3 | 0.2 | At all times | WEATHERLEES HILL A WTW | Princes Road | Zinc Total mg/l | - | 3 | ug/l | 8.1 | Engineering (High risk) | Kent East | Component Cleaning: Component Cleaning process | Metal fabrication | Consent | MILITARY ROAD RAMSGATE WPS
14469 | 1 | Tier 2 Consent | Mr Mousavi | 223 | Preston Road | - | Brighton | East Sussex | BN1 6SA | 10-12 | ELM GROVE | - | BRIGHTON | BH | BN2 3DD | 2009-02-16 | 5 | 2 | at all times | PEACEHAVEN WTW |  | Chemical Oxygen Demand Shaken as 0 | - | 800 | mg/l | 15.2 | Laundering (Small-scale/Coin-Op) | Sussex East | Launderettes: Launderettes process | Pre Market Reform | Consent | -
14469 | 1 | Tier 2 Consent | Mr Mousavi | 223 | Preston Road | - | Brighton | East Sussex | BN1 6SA | 10-12 | ELM GROVE | - | BRIGHTON | BH | BN2 3DD | 2009-02-16 | 5 | 2 | at all times | PEACEHAVEN WTW |  | Solids Suspended 105 Degrees C | - | 400 | mg/l | 15.2 | Laundering (Small-scale/Coin-Op) | Sussex East | Launderettes: Launderettes process | Pre Market Reform | Consent | -
14471 | 1 | Low Risk Consent | Tilbury Metals Limited | - | Carnac Place | Cams Hall | Fareham | Hampshire | PO16 8UY | TILBURY METALS | OLD RESERVOIR ROAD | - | PORTSMOUTH |  | PO6 1SU | 2009-02-17 | 1 | 1 | - | BUDDS FARM HAVANT WTW | - | - | - | - | - | 40.1 | Rainwater and surface water run-off (Medium Impact). Fire fighting foam training | Hampshire East | Pre Market Reform | Pre Market Reform | Consent | -
14472 | 1 | Low Risk Consent | Sunbelt Rentals Limited | 100 | Cheapside |  | London |  | EC2V 6DT | UNIT J1 | NEWGATE LANE |  | FAREHAM | HA | PO14 1TS | 2009-02-17 | 5 | 1 | at all time | PEEL COMMON WTW | Newgate Land | Chemical Oxygen Demand Shaken as 0 | - | 800 | mg/l | 31.3 | Vehicle and plant washing (Low Impact) | Hampshire East | jet wash of plant; tools; vehicles | Plant and tool hire | Consent | -
14472 | 1 | Low Risk Consent | Sunbelt Rentals Limited | 100 | Cheapside |  | London |  | EC2V 6DT | UNIT J1 | NEWGATE LANE |  | FAREHAM | HA | PO14 1TS | 2009-02-17 | 5 | 1 | at all time | PEEL COMMON WTW | Newgate Land | Nitrogen Ammoniacal as N | - | 35 | mg/l | 31.3 | Vehicle and plant washing (Low Impact) | Hampshire East | jet wash of plant; tools; vehicles | Plant and tool hire | Consent | -
14472 | 1 | Low Risk Consent | Sunbelt Rentals Limited | 100 | Cheapside |  | London |  | EC2V 6DT | UNIT J1 | NEWGATE LANE |  | FAREHAM | HA | PO14 1TS | 2009-02-17 | 5 | 1 | at all time | PEEL COMMON WTW | Newgate Land | Oil and Grease | - | 200 | mg/l | 31.3 | Vehicle and plant washing (Low Impact) | Hampshire East | jet wash of plant; tools; vehicles | Plant and tool hire | Consent | -
14472 | 1 | Low Risk Consent | Sunbelt Rentals Limited | 100 | Cheapside |  | London |  | EC2V 6DT | UNIT J1 | NEWGATE LANE |  | FAREHAM | HA | PO14 1TS | 2009-02-17 | 5 | 1 | at all time | PEEL COMMON WTW | Newgate Land | pH Limit | 6 | 10 |  | 31.3 | Vehicle and plant washing (Low Impact) | Hampshire East | jet wash of plant; tools; vehicles | Plant and tool hire | Consent | -
14472 | 1 | Low Risk Consent | Sunbelt Rentals Limited | 100 | Cheapside |  | London |  | EC2V 6DT | UNIT J1 | NEWGATE LANE |  | FAREHAM | HA | PO14 1TS | 2009-02-17 | 5 | 1 | at all time | PEEL COMMON WTW | Newgate Land | Solids Suspended 105 Degrees C | - | 400 | mg/l | 31.3 | Vehicle and plant washing (Low Impact) | Hampshire East | jet wash of plant; tools; vehicles | Plant and tool hire | Consent | -
14473 | 1 | Low Risk Consent | Sunbelt Rentals Limited | 100 | Cheapside |  | London |  | EC2V 6DT | UNIT 4 | BUDDS LANE | - | ROMSEY | HA | SO51 0HA | 2009-02-18 | 4 | 1 | at all times | ROMSEY WTW | Budds Lane | Chemical Oxygen Demand Shaken as 0 | - | 800 | mg/l | 31.2 | Vehicle and plant washing (Low Impact) | Hampshire West | vehicle/plant washing | provision of traffic management equipment and plant. | Consent | -
14473 | 1 | Low Risk Consent | Sunbelt Rentals Limited | 100 | Cheapside |  | London |  | EC2V 6DT | UNIT 4 | BUDDS LANE | - | ROMSEY | HA | SO51 0HA | 2009-02-18 | 4 | 1 | at all times | ROMSEY WTW | Budds Lane | Nitrogen Ammoniacal as N | - | 35 | mg/l | 31.2 | Vehicle and plant washing (Low Impact) | Hampshire West | vehicle/plant washing | provision of traffic management equipment and plant. | Consent | -
14473 | 1 | Low Risk Consent | Sunbelt Rentals Limited | 100 | Cheapside |  | London |  | EC2V 6DT | UNIT 4 | BUDDS LANE | - | ROMSEY | HA | SO51 0HA | 2009-02-18 | 4 | 1 | at all times | ROMSEY WTW | Budds Lane | Oil and Grease | - | 200 | mg/l | 31.2 | Vehicle and plant washing (Low Impact) | Hampshire West | vehicle/plant washing | provision of traffic management equipment and plant. | Consent | -
14473 | 1 | Low Risk Consent | Sunbelt Rentals Limited | 100 | Cheapside |  | London |  | EC2V 6DT | UNIT 4 | BUDDS LANE | - | ROMSEY | HA | SO51 0HA | 2009-02-18 | 4 | 1 | at all times | ROMSEY WTW | Budds Lane | pH Limit | 6 | 10 |  | 31.2 | Vehicle and plant washing (Low Impact) | Hampshire West | vehicle/plant washing | provision of traffic management equipment and plant. | Consent | -
14473 | 1 | Low Risk Consent | Sunbelt Rentals Limited | 100 | Cheapside |  | London |  | EC2V 6DT | UNIT 4 | BUDDS LANE | - | ROMSEY | HA | SO51 0HA | 2009-02-18 | 4 | 1 | at all times | ROMSEY WTW | Budds Lane | Solids Suspended 105 Degrees C | - | 400 | mg/l | 31.2 | Vehicle and plant washing (Low Impact) | Hampshire West | vehicle/plant washing | provision of traffic management equipment and plant. | Consent | -
14474 | 1 | Tier 2 Consent | Mr Mousavi | 223 | Preston Road | - | Brighton | East Sussex | BN1 6SA | 82 | LEWES ROAD | - | BRIGHTON | BH | BN2 3HZ | 2008-10-29 | 5 | 2 | at all times | PEACEHAVEN WTW |  | Chemical Oxygen Demand Shaken as 0 | - | 800 | mg/l | 15.2 | Laundering (Small-scale/Coin-Op) | Sussex East | Launderettes: Launderettes process | Pre Market Reform | Consent | -
14474 | 1 | Tier 2 Consent | Mr Mousavi | 223 | Preston Road | - | Brighton | East Sussex | BN1 6SA | 82 | LEWES ROAD | - | BRIGHTON | BH | BN2 3HZ | 2008-10-29 | 5 | 2 | at all times | PEACEHAVEN WTW |  | Solids Suspended 105 Degrees C | - | 400 | mg/l | 15.2 | Laundering (Small-scale/Coin-Op) | Sussex East | Launderettes: Launderettes process | Pre Market Reform | Consent | -
14479 | 1 | Tier 2 Consent | Cartiers Dry Cleaners | - | 25 Vale Road | - | Tunbridge Wells | Kent | TN1 1BS | 25 | VALE ROAD | - | ROYAL TUNBRIDGE WELLS | KE | TN1 1BS | 2005-06-28 | 5 | 2 | at all times | TUNBRIDGE WELLS SOUTH WTW | Vale Road | Chemical Oxygen Demand Shaken as 0 | - | 800 | mg/l | 15.2 | Laundering (Small-scale/Coin-Op) | Sussex East | Launderettes: Launderettes process | Pre Market Reform | Consent | -
14479 | 1 | Tier 2 Consent | Cartiers Dry Cleaners | - | 25 Vale Road | - | Tunbridge Wells | Kent | TN1 1BS | 25 | VALE ROAD | - | ROYAL TUNBRIDGE WELLS | KE | TN1 1BS | 2005-06-28 | 5 | 2 | at all times | TUNBRIDGE WELLS SOUTH WTW | Vale Road | Solids Suspended 105 Degrees C | - | 400 | mg/l | 15.2 | Laundering (Small-scale/Coin-Op) | Sussex East | Launderettes: Launderettes process | Pre Market Reform | Consent | -
14480 | 1 | Low Risk Consent | Sunbelt Rentals Limited | 100 | Cheapside |  | London |  | EC2V 6DT | PLOT A FORD AIRFIELD IND ESTATE | FORD AIRFIELD IND EST |  | ARUNDEL | SW | BN18 0HY | 2009-02-23 | 2 | 2 | at all times | FORD WTW | - | - | - | - | - | 31.2 | Vehicle and plant washing (Low Impact) | Sussex West | Pre Market Reform | Pre Market Reform | Consent | -
14483 | 1 | Low Risk Consent | Ancala Water Services (Defence) Limited | Unit 1B, Redbrook Business Park | Wilthorpe Road |  | BARNSLEY | South Yorkshire | S75 1JN | H M S Sultan |  | MILITARY ROAD | GOSPORT | HA | PO12 3BY | 2009-03-04 | 0.2 | 1 |  | PEEL COMMON WTW |  | - | - | - | - | 31.3 | Vehicle and plant washing (Low Impact) | Hampshire East | Vehicle Wash | Pre Market Reform | Consent | -
14492 | 2 | Tier 1 Consent | University of Southampton | Estates and Facilities | University Road | Highfield | Southampton | Hampshire | SO17 1BJ | BUILDING 53, MOUNTBATTEN BUILDING | UNIVERSITY ROAD | - | SOUTHAMPTON | SP | SO17 1BJ | 2009-03-10 | 62 | 1.1 | At all times | PORTSWOOD WTW | Salisbury Road | Chemical Oxygen Demand Shaken as 0 | - | 800 | mg/l | 38.2 | Laboratory and research activities (Low Impact) | Hampshire West | Laboratories: Laboratories process | Higher education - research labs | Consent | -
14492 | 2 | Tier 1 Consent | University of Southampton | Estates and Facilities | University Road | Highfield | Southampton | Hampshire | SO17 1BJ | BUILDING 53, MOUNTBATTEN BUILDING | UNIVERSITY ROAD | - | SOUTHAMPTON | SP | SO17 1BJ | 2009-03-10 | 62 | 1.1 | At all times | PORTSWOOD WTW | Salisbury Road | Solids Suspended 105 Degrees C | - | 400 | mg/l | 38.2 | Laboratory and research activities (Low Impact) | Hampshire West | Laboratories: Laboratories process | Higher education - research labs | Consent | -
14497 | 1 | Low Risk Consent | RSPCA Solwnt Branch | Stubbibgton Ark Animal Shelter | 174-176 Ranvilles Lane | Stubbington | Fareham | Hants | PO14 3EZ | Stubbington Ark Animal Shelter | 174-176 Ranvilles Lane | Stubbibgton | Fareham | Hampshire | PO14 3EZ | 2009-03-17 | 0.37 | 10 | - | PEEL COMMON WTW | - | - | - | - | - | 15.3 | Sterilization/medical equipment cleaning, hygiene bin cleaning, low risk cleaning of items | Hampshire East | Pre Market Reform | Pre Market Reform | Consent | -
14499 | 1 | Low Risk Consent | Eaton Limited | 554 Abbey Park | Southampton Road | Titchfield | Fareham | - | PO14 4QA | ABBEY PARK | SOUTHAMPTON ROAD | - | FAREHAM | HA | PO14 4QA | 2009-03-17 | 1.5 | 2.75 | - | PEEL COMMON WTW | - | - | - | - | - | 33.3 | Photographic and X-ray film processing Non COPPICE | Hampshire East | Pre Market Reform | Pre Market Reform | Consent | -
14501 | 2 | Tier 2 Consent | Ancala Water Services (Defence) Limited | Unit 1B, Redbrook Business Park | Wilthorpe Road |  | BARNSLEY | South Yorkshire | S75 1JN | . H M S SULTAN | MILITARY ROAD | - | GOSPORT | HA | PO12 3BY | 2009-03-19 | 140 | 1.6 | At all times | PEEL COMMON WTW | Military Road | Chemical Oxygen Demand Shaken as 0 | - | 800 | mg/l | 39.3 | Cooling tower bleed | Hampshire East | Process waters from cooling towers | Pre Market Reform | Consent | -
14501 | 2 | Tier 2 Consent | Ancala Water Services (Defence) Limited | Unit 1B, Redbrook Business Park | Wilthorpe Road |  | BARNSLEY | South Yorkshire | S75 1JN | . H M S SULTAN | MILITARY ROAD | - | GOSPORT | HA | PO12 3BY | 2009-03-19 | 140 | 1.6 | At all times | PEEL COMMON WTW | Military Road | pH | 6 | 10 | pH Units | 39.3 | Cooling tower bleed | Hampshire East | Process waters from cooling towers | Pre Market Reform | Consent | -
14501 | 2 | Tier 2 Consent | Ancala Water Services (Defence) Limited | Unit 1B, Redbrook Business Park | Wilthorpe Road |  | BARNSLEY | South Yorkshire | S75 1JN | . H M S SULTAN | MILITARY ROAD | - | GOSPORT | HA | PO12 3BY | 2009-03-19 | 140 | 1.6 | At all times | PEEL COMMON WTW | Military Road | Solids Suspended 105 Degrees C | - | 400 | mg/l | 39.3 | Cooling tower bleed | Hampshire East | Process waters from cooling towers | Pre Market Reform | Consent | -
14514 | 3 | Tier 2 Consent | R.T.Quaife Engineering Limited | - | Vestry Road | Otford | Sevenoaks | Kent | TN14 5EL | 3 FACTORY & PREMISES | BAILEY DRIVE | - | GILLINGHAM | KE | ME8 0PZ | 2009-04-22 | 15 | 1.5 | At all times | MOTNEY HILL WTW | Bailey Drive | Chemical Oxygen Demand Shaken as 0 | - | 3000 | mg/l | 8.1 | Engineering (High risk) | Kent West | Metal Finishing: Rumble Deburr Machine Effluent process | Pre Market Reform | Consent | -
14514 | 3 | Tier 2 Consent | R.T.Quaife Engineering Limited | - | Vestry Road | Otford | Sevenoaks | Kent | TN14 5EL | 3 FACTORY & PREMISES | BAILEY DRIVE | - | GILLINGHAM | KE | ME8 0PZ | 2009-04-22 | 15 | 1.5 | At all times | MOTNEY HILL WTW | Bailey Drive | pH | 6 | 10 | pH Units | 8.1 | Engineering (High risk) | Kent West | Metal Finishing: Rumble Deburr Machine Effluent process | Pre Market Reform | Consent | -
14514 | 3 | Tier 2 Consent | R.T.Quaife Engineering Limited | - | Vestry Road | Otford | Sevenoaks | Kent | TN14 5EL | 3 FACTORY & PREMISES | BAILEY DRIVE | - | GILLINGHAM | KE | ME8 0PZ | 2009-04-22 | 15 | 1.5 | At all times | MOTNEY HILL WTW | Bailey Drive | Solids Suspended 105 Degrees C | - | 1500 | mg/l | 8.1 | Engineering (High risk) | Kent West | Metal Finishing: Rumble Deburr Machine Effluent process | Pre Market Reform | Consent | -
14514 | 3 | Tier 2 Consent | R.T.Quaife Engineering Limited | - | Vestry Road | Otford | Sevenoaks | Kent | TN14 5EL | 3 FACTORY & PREMISES | BAILEY DRIVE | - | GILLINGHAM | KE | ME8 0PZ | 2009-04-22 | 15 | 1.5 | At all times | MOTNEY HILL WTW | Bailey Drive | Sulphate as S04 | - | 500 | mg/l | 8.1 | Engineering (High risk) | Kent West | Metal Finishing: Rumble Deburr Machine Effluent process | Pre Market Reform | Consent | -
14517 | 1 | Tier 2 Consent | Brake Bros Foodservice Limited | Enterprise House |  | Eureka Business Park | Ashford | Kent | TN25 4AG | UNIT A | NEW HYTHE LANE | - | AYLESFORD | KE | ME20 6WT | 2009-04-22 | 3 | 0.01 | At all times | HAM HILL WTW | New Hythe Lane | Chemical Oxygen Demand Shaken as 0 | - | 2000 | mg/l | 31.2 | Vehicle and plant washing (Low Impact) | Kent West | Vehicle Washing: Automatic Vehicle Washing process | Pre Market Reform | Consent | -
14517 | 1 | Tier 2 Consent | Brake Bros Foodservice Limited | Enterprise House |  | Eureka Business Park | Ashford | Kent | TN25 4AG | UNIT A | NEW HYTHE LANE | - | AYLESFORD | KE | ME20 6WT | 2009-04-22 | 3 | 0.01 | At all times | HAM HILL WTW | New Hythe Lane | pH | 6 | 10 | pH Units | 31.2 | Vehicle and plant washing (Low Impact) | Kent West | Vehicle Washing: Automatic Vehicle Washing process | Pre Market Reform | Consent | -
14517 | 1 | Tier 2 Consent | Brake Bros Foodservice Limited | Enterprise House |  | Eureka Business Park | Ashford | Kent | TN25 4AG | UNIT A | NEW HYTHE LANE | - | AYLESFORD | KE | ME20 6WT | 2009-04-22 | 3 | 0.01 | At all times | HAM HILL WTW | New Hythe Lane | Solids Suspended 105 Degrees C | - | 1500 | mg/l | 31.2 | Vehicle and plant washing (Low Impact) | Kent West | Vehicle Washing: Automatic Vehicle Washing process | Pre Market Reform | Consent | -
14517 | 1 | Tier 2 Consent | Brake Bros Foodservice Limited | Enterprise House |  | Eureka Business Park | Ashford | Kent | TN25 4AG | UNIT A | NEW HYTHE LANE | - | AYLESFORD | KE | ME20 6WT | 2009-04-22 | 3 | 0.01 | At all times | HAM HILL WTW | New Hythe Lane | Sulphate as S04 | - | 500 | mg/l | 31.2 | Vehicle and plant washing (Low Impact) | Kent West | Vehicle Washing: Automatic Vehicle Washing process | Pre Market Reform | Consent | -
14518 | 2 | Low Risk Consent | Cinque Portes Vets | Springfield Surgery | Cranbrook Road | - | Hawkhurst | Kent | TN18 5EE | CINQUE PORTS VETERINARY SURGERY | CRANBROOK ROAD | - | CRANBROOK | KE | TN18 5EE | 2009-04-03 | 5 | - | at all time | HAWKHURST NORTH WTW | - | - | - | - | - | 15.3 | Sterilization/medical equipment cleaning, hygiene bin cleaning, low risk cleaning of items | Sussex East | Pre Market Reform | Pre Market Reform | Consent | -
14526 | 1 | Low Risk Consent | Cemex UK Operations Limited | Cemex House Binley Business Park | Harry Weston Road | - | Coventry | - | CV3 2TY | BALTIC WHARF | MARINE PARADE | - | SOUTHAMPTON | HA | SO14 5JF | 2009-04-16 | 5 | 1 | at all times | MILLBROOK WTW | belvedere road | Chemical Oxygen Demand Shaken as 0 | - | 800 | mg/l | 3.2 | Concrete batching yard | Hampshire West | concrete batch making process | Concrete production | Consent | -
14526 | 1 | Low Risk Consent | Cemex UK Operations Limited | Cemex House Binley Business Park | Harry Weston Road | - | Coventry | - | CV3 2TY | BALTIC WHARF | MARINE PARADE | - | SOUTHAMPTON | HA | SO14 5JF | 2009-04-16 | 5 | 1 | at all times | MILLBROOK WTW | belvedere road | Nitrogen Ammoniacal as N | - | 35 | mg/l | 3.2 | Concrete batching yard | Hampshire West | concrete batch making process | Concrete production | Consent | -
14526 | 1 | Low Risk Consent | Cemex UK Operations Limited | Cemex House Binley Business Park | Harry Weston Road | - | Coventry | - | CV3 2TY | BALTIC WHARF | MARINE PARADE | - | SOUTHAMPTON | HA | SO14 5JF | 2009-04-16 | 5 | 1 | at all times | MILLBROOK WTW | belvedere road | pH Limit | 6 | 10 |  | 3.2 | Concrete batching yard | Hampshire West | concrete batch making process | Concrete production | Consent | -
14526 | 1 | Low Risk Consent | Cemex UK Operations Limited | Cemex House Binley Business Park | Harry Weston Road | - | Coventry | - | CV3 2TY | BALTIC WHARF | MARINE PARADE | - | SOUTHAMPTON | HA | SO14 5JF | 2009-04-16 | 5 | 1 | at all times | MILLBROOK WTW | belvedere road | Solids Suspended 105 Degrees C | - | 400 | mg/l | 3.2 | Concrete batching yard | Hampshire West | concrete batch making process | Concrete production | Consent | -
14531 | 1 | Low Risk Consent | Stonebothy Limited | Unit 12b | Sovereign Way | - | Tonbridge | Kent | TN9 1RS | UNIT 12B CAPRI HOUSE | SOVEREIGN WAY | - | TONBRIDGE | KE | TN9 1RS | 2009-04-21 | 5 | 1 | Mon -Fri (6:00-17:30) & Sat (08:00-13:00) | TONBRIDGE WTW |  | Aluminium Total | - | 0.5 | ug/l | 31.3 | Vehicle and plant washing (Low Impact) | Kent West | the removal of soiling, lacquers and paint from wheels using chemical stripping (AL-strip) after settlement and filtration processes | Pre Market Reform | Consent | -
14531 | 1 | Low Risk Consent | Stonebothy Limited | Unit 12b | Sovereign Way | - | Tonbridge | Kent | TN9 1RS | UNIT 12B CAPRI HOUSE | SOVEREIGN WAY | - | TONBRIDGE | KE | TN9 1RS | 2009-04-21 | 5 | 1 | Mon -Fri (6:00-17:30) & Sat (08:00-13:00) | TONBRIDGE WTW |  | Chemical Oxygen Demand Settled as 0 | - | 800 | mg/l | 31.3 | Vehicle and plant washing (Low Impact) | Kent West | the removal of soiling, lacquers and paint from wheels using chemical stripping (AL-strip) after settlement and filtration processes | Pre Market Reform | Consent | -
14531 | 1 | Low Risk Consent | Stonebothy Limited | Unit 12b | Sovereign Way | - | Tonbridge | Kent | TN9 1RS | UNIT 12B CAPRI HOUSE | SOVEREIGN WAY | - | TONBRIDGE | KE | TN9 1RS | 2009-04-21 | 5 | 1 | Mon -Fri (6:00-17:30) & Sat (08:00-13:00) | TONBRIDGE WTW |  | Chemical Oxygen Demand Shaken as 0 | - | 800 | mg/l | 31.3 | Vehicle and plant washing (Low Impact) | Kent West | the removal of soiling, lacquers and paint from wheels using chemical stripping (AL-strip) after settlement and filtration processes | Pre Market Reform | Consent | -
14531 | 1 | Low Risk Consent | Stonebothy Limited | Unit 12b | Sovereign Way | - | Tonbridge | Kent | TN9 1RS | UNIT 12B CAPRI HOUSE | SOVEREIGN WAY | - | TONBRIDGE | KE | TN9 1RS | 2009-04-21 | 5 | 1 | Mon -Fri (6:00-17:30) & Sat (08:00-13:00) | TONBRIDGE WTW |  | pH | 6 | 11 | pH Units | 31.3 | Vehicle and plant washing (Low Impact) | Kent West | the removal of soiling, lacquers and paint from wheels using chemical stripping (AL-strip) after settlement and filtration processes | Pre Market Reform | Consent | -
14531 | 1 | Low Risk Consent | Stonebothy Limited | Unit 12b | Sovereign Way | - | Tonbridge | Kent | TN9 1RS | UNIT 12B CAPRI HOUSE | SOVEREIGN WAY | - | TONBRIDGE | KE | TN9 1RS | 2009-04-21 | 5 | 1 | Mon -Fri (6:00-17:30) & Sat (08:00-13:00) | TONBRIDGE WTW |  | Solids Suspended 105C at pH7 | - | 400 | mg/l | 31.3 | Vehicle and plant washing (Low Impact) | Kent West | the removal of soiling, lacquers and paint from wheels using chemical stripping (AL-strip) after settlement and filtration processes | Pre Market Reform | Consent | -
14531 | 1 | Low Risk Consent | Stonebothy Limited | Unit 12b | Sovereign Way | - | Tonbridge | Kent | TN9 1RS | UNIT 12B CAPRI HOUSE | SOVEREIGN WAY | - | TONBRIDGE | KE | TN9 1RS | 2009-04-21 | 5 | 1 | Mon -Fri (6:00-17:30) & Sat (08:00-13:00) | TONBRIDGE WTW |  | Solids Suspended 105C Settled | - | 400 | mg/l | 31.3 | Vehicle and plant washing (Low Impact) | Kent West | the removal of soiling, lacquers and paint from wheels using chemical stripping (AL-strip) after settlement and filtration processes | Pre Market Reform | Consent | -
14532 | 1 | Low Risk Consent | Commercial Services Trading Ltd | Corporate Director Of Finance And Procurement | 1 Abbey Wood Road | Kings Hill | West Malling | Kent | ME19 4YT |  | The Forstal | Beddow Way | Aylesford | Kent | ME20 7HB | 2009-04-22 | 1 | - | any | AYLESFORD WTW | Beddow Way | - | - | - | - | 9.1 | Food/drink processing - high sugar/prepared meals | Kent West | Pre Market Reform | Pre Market Reform | Consent | -
14538 | 1 | Low Risk Consent | Western Sussex Hospitals NHS Trust | St Richards Hospital | Spitalfield Lane |  | Chichester | West Sussex | PO19 6SE | WORTHING HOSPITAL | LYNDHURST ROAD | - | WORTHING | SW | BN11 2DH | 2009-04-27 | 1 | 2 | at all times | EAST WORTHING WTW | Lyndhurst Road | - | - | - | - | 15.3 | Sterilization/medical equipment cleaning, hygiene bin cleaning, low risk cleaning of items | Sussex West | Pre Market Reform | Pre Market Reform | Consent | -
14539 | 1 | Low Risk Consent | Western Sussex Hospitals NHS Trust | St Richards Hospital | Spitalfield Lane |  | Chichester | West Sussex | PO19 6SE | WORTHING HOSPITAL | LYNDHURST ROAD | - | WORTHING | SW | BN11 2DH | 2009-04-27 | 1 | 2 | at all times | SHOREHAM WTW | Upper Shoreham Road | - | - | - | - | 4.2 | Chemical and pharmaceutical manufacture (Low Impact) | Sussex West | Pre Market Reform | Pre Market Reform | Consent | -
14540 | 1 | Low Risk Consent | The Printed Word Business And Promotional Print Limited | Unit 2 Graylands Estate | Langhurstwood Road | - | Horsham | - | RH12 4QD | 7-9 | Old Crawley Road | Newhouse Business Centre | Horsham | West Sussex | RH12 4RU | 2009-04-27 | 1 | 1 | at all times | HORSHAM NEW WTW | Old Crawley Road | - | - | - | - | 24.2 | Printing and related activities (Low impact) | Sussex West | Pre Market Reform | Pre Market Reform | Consent | -
14553 | 1 | Low Risk Consent | Intercole Sub-Contract Services Limited | 3 | Avenger Close | Chandler's Ford | Eastleigh | Hampshire | SO53 4YU |  | Avenger Close | Chandlers Ford | Eastleigh | Hampshire | SO53 4YU | 2009-05-17 | 1 | 1 | n/a | CHICKENHALL EASTLEIGH WTW | Avenger Close | - | - | - | - | 8.1 | Engineering (High risk) | Hampshire West | Pre Market Reform | Pre Market Reform | Consent | -
14554 | 1 | Low Risk Consent | Car Wash SE Ltd | 59 Maydew House | - | Abbeyfield Estate | London | - | SE16 2DP | 236 | RAMSGATE ROAD | - | MARGATE | KE | CT9 4EU | 2009-08-12 | 2 | 0.5 | - | WEATHERLEES HILL B (MGATE &amp; BSTAIRS) WTW | Ramsgate Road | Chemical Oxygen Demand Shaken as 0 | - | 800 | mg/l | 31.3 | Vehicle and plant washing (Low Impact) | Kent East | Pre Market Reform | Pre Market Reform | Consent | -
14554 | 1 | Low Risk Consent | Car Wash SE Ltd | 59 Maydew House | - | Abbeyfield Estate | London | - | SE16 2DP | 236 | RAMSGATE ROAD | - | MARGATE | KE | CT9 4EU | 2009-08-12 | 2 | 0.5 | - | WEATHERLEES HILL B (MGATE &amp; BSTAIRS) WTW | Ramsgate Road | pH | 6 | 10 | pH Units | 31.3 | Vehicle and plant washing (Low Impact) | Kent East | Pre Market Reform | Pre Market Reform | Consent | -
14554 | 1 | Low Risk Consent | Car Wash SE Ltd | 59 Maydew House | - | Abbeyfield Estate | London | - | SE16 2DP | 236 | RAMSGATE ROAD | - | MARGATE | KE | CT9 4EU | 2009-08-12 | 2 | 0.5 | - | WEATHERLEES HILL B (MGATE &amp; BSTAIRS) WTW | Ramsgate Road | Solids Suspended 105 Degrees C | - | 400 | mg/l | 31.3 | Vehicle and plant washing (Low Impact) | Kent East | Pre Market Reform | Pre Market Reform | Consent | -
14562 | 1 | Low Risk Consent | Phoenix Healthcare Distribution Limited | - | Rivington Road | Whitehouse Industrial Estate | Runcorn | Cheshire | WA7 3DJ | UNIT 5 | JACKSON CLOSE | - | PORTSMOUTH | HA | PO6 1UP | 2009-05-28 | 5 | 1 | At all times | BUDDS FARM HAVANT WTW | Jackson Close | Chemical Oxygen Demand Settled as 0 | - | 800 | mg/l | 31.3 | Vehicle and plant washing (Low Impact) | Hampshire East | Vehicle wash | Medical company/ distribution center | Consent | MAINLAND DRAYTON WPS
14562 | 1 | Low Risk Consent | Phoenix Healthcare Distribution Limited | - | Rivington Road | Whitehouse Industrial Estate | Runcorn | Cheshire | WA7 3DJ | UNIT 5 | JACKSON CLOSE | - | PORTSMOUTH | HA | PO6 1UP | 2009-05-28 | 5 | 1 | At all times | BUDDS FARM HAVANT WTW | Jackson Close | Nitrogen Ammoniacal as N | - | 10 | mg/l | 31.3 | Vehicle and plant washing (Low Impact) | Hampshire East | Vehicle wash | Medical company/ distribution center | Consent | MAINLAND DRAYTON WPS
14562 | 1 | Low Risk Consent | Phoenix Healthcare Distribution Limited | - | Rivington Road | Whitehouse Industrial Estate | Runcorn | Cheshire | WA7 3DJ | UNIT 5 | JACKSON CLOSE | - | PORTSMOUTH | HA | PO6 1UP | 2009-05-28 | 5 | 1 | At all times | BUDDS FARM HAVANT WTW | Jackson Close | Oil and Grease | - | 200 | mg/l | 31.3 | Vehicle and plant washing (Low Impact) | Hampshire East | Vehicle wash | Medical company/ distribution center | Consent | MAINLAND DRAYTON WPS
14562 | 1 | Low Risk Consent | Phoenix Healthcare Distribution Limited | - | Rivington Road | Whitehouse Industrial Estate | Runcorn | Cheshire | WA7 3DJ | UNIT 5 | JACKSON CLOSE | - | PORTSMOUTH | HA | PO6 1UP | 2009-05-28 | 5 | 1 | At all times | BUDDS FARM HAVANT WTW | Jackson Close | Solids Suspended 105 Degrees C | - | 400 | mg/l | 31.3 | Vehicle and plant washing (Low Impact) | Hampshire East | Vehicle wash | Medical company/ distribution center | Consent | MAINLAND DRAYTON WPS
14566 | 1 | Low Risk Consent | Bio-Productions Limited | 1 | Bell Lane | - | Lewes | East Sussex | BN7 1JU |  | 72 Victoria Road | - | Burgess Hill | West Sussex | RH15 9LH | 2009-06-02 | 4 | 0.05 | at all times | GODDARDS GREEN WTW | Victoria Road | - | - | - | - | 4.2 | Chemical and pharmaceutical manufacture (Low Impact) | Sussex West | Pre Market Reform | Pre Market Reform | Consent | -
14570 | 4 | Tier 1 Consent | Gochers Laundry Limited | Unit 9 | Shoreham Airport |  | Shoreham by Sea | West Sussex | BN43 5FF | HANGAR 9 SHOREHAM AIRPORT | NEW SALTS FARM ROAD |  | SHOREHAM BY SEA | SW | BN43 5FF | 2010-09-01 | 100 | 5 | at all times | SHOREHAM WTW | Cecil Pashley Way | Chemical Oxygen Demand Shaken as 0 | - | 3000 | mg/l | 15.1 | Laundering (Large-scale) | Sussex West | Commercial Laundry process | Pre Market Reform | Consent | -
14570 | 4 | Tier 1 Consent | Gochers Laundry Limited | Unit 9 | Shoreham Airport |  | Shoreham by Sea | West Sussex | BN43 5FF | HANGAR 9 SHOREHAM AIRPORT | NEW SALTS FARM ROAD |  | SHOREHAM BY SEA | SW | BN43 5FF | 2010-09-01 | 100 | 5 | at all times | SHOREHAM WTW | Cecil Pashley Way | Nitrogen Ammoniacal as N | - | 35 | mg/l | 15.1 | Laundering (Large-scale) | Sussex West | Commercial Laundry process | Pre Market Reform | Consent | -
14570 | 4 | Tier 1 Consent | Gochers Laundry Limited | Unit 9 | Shoreham Airport |  | Shoreham by Sea | West Sussex | BN43 5FF | HANGAR 9 SHOREHAM AIRPORT | NEW SALTS FARM ROAD |  | SHOREHAM BY SEA | SW | BN43 5FF | 2010-09-01 | 100 | 5 | at all times | SHOREHAM WTW | Cecil Pashley Way | pH | 6 | 10 | pH Units | 15.1 | Laundering (Large-scale) | Sussex West | Commercial Laundry process | Pre Market Reform | Consent | -
14570 | 4 | Tier 1 Consent | Gochers Laundry Limited | Unit 9 | Shoreham Airport |  | Shoreham by Sea | West Sussex | BN43 5FF | HANGAR 9 SHOREHAM AIRPORT | NEW SALTS FARM ROAD |  | SHOREHAM BY SEA | SW | BN43 5FF | 2010-09-01 | 100 | 5 | at all times | SHOREHAM WTW | Cecil Pashley Way | Solids Suspended 105 Degrees C | - | 400 | mg/l | 15.1 | Laundering (Large-scale) | Sussex West | Commercial Laundry process | Pre Market Reform | Consent | -
14572 | 1 | Tier 2 Consent | Lookers Plc | Lookers House 3 | Etchells Road | West Timperley | Altrincham | - | WA14 5XS | Mercedes-Benz of Ashford | MONUMENT WAY | Orbital Park | Ashford | KE | TN24 0HB | 2009-07-13 | 5 | 1 | At all times | ASHFORD WTW | Monument Way | Chemical Oxygen Demand Shaken as 0 | - | 800 | mg/l | 31.2 | Vehicle and plant washing (Low Impact) | Kent East | Vehicle washing: jet wash process | Pre Market Reform | Consent | -
14572 | 1 | Tier 2 Consent | Lookers Plc | Lookers House 3 | Etchells Road | West Timperley | Altrincham | - | WA14 5XS | Mercedes-Benz of Ashford | MONUMENT WAY | Orbital Park | Ashford | KE | TN24 0HB | 2009-07-13 | 5 | 1 | At all times | ASHFORD WTW | Monument Way | pH | 6 | 10 | pH Units | 31.2 | Vehicle and plant washing (Low Impact) | Kent East | Vehicle washing: jet wash process | Pre Market Reform | Consent | -
14572 | 1 | Tier 2 Consent | Lookers Plc | Lookers House 3 | Etchells Road | West Timperley | Altrincham | - | WA14 5XS | Mercedes-Benz of Ashford | MONUMENT WAY | Orbital Park | Ashford | KE | TN24 0HB | 2009-07-13 | 5 | 1 | At all times | ASHFORD WTW | Monument Way | Solids Suspended 105 Degrees C | - | 400 | mg/l | 31.2 | Vehicle and plant washing (Low Impact) | Kent East | Vehicle washing: jet wash process | Pre Market Reform | Consent | -
14572 | 1 | Tier 2 Consent | Lookers Plc | Lookers House 3 | Etchells Road | West Timperley | Altrincham | - | WA14 5XS | Mercedes-Benz of Ashford | MONUMENT WAY | Orbital Park | Ashford | KE | TN24 0HB | 2009-07-13 | 5 | 1 | At all times | ASHFORD WTW | Monument Way | Sulphate as S04 | - | 500 | mg/l | 31.2 | Vehicle and plant washing (Low Impact) | Kent East | Vehicle washing: jet wash process | Pre Market Reform | Consent | -
14578 | 1 | Low Risk Consent | Ancala Water Services (Defence) Limited | Unit 1B, Redbrook Business Park | Wilthorpe Road |  | BARNSLEY | South Yorkshire | S75 1JN | INSTITUTE OF NAVAL MEDICINE | CRESCENT ROAD | - | GOSPORT | HA | PO12 2DL | 2009-06-11 | 0.01 | 0.5 |  | PEEL COMMON WTW |  | - | - | - | - | 38.2 | Laboratory and research activities (Low Impact) | Hampshire East | Raodioassay Laboratories | Pre Market Reform | Consent | -
14579 | 1 | Low Risk Consent | Ancala Water Services (Defence) Limited | Unit 1B, Redbrook Business Park | Wilthorpe Road |  | BARNSLEY | South Yorkshire | S75 1JN | INSTITUTE OF NAVAL MEDICINE | CRESCENT ROAD | - | GOSPORT | HA | PO12 2DL | 2009-06-11 | 0.024 | 0.5 |  | PEEL COMMON WTW |  | - | - | - | - | 38.2 | Laboratory and research activities (Low Impact) | Hampshire East | Dosimetry Laboratories | Pre Market Reform | Consent | -
14581 | 1 | Low Risk Consent | Ancala Water Services (Defence) Limited | Unit 1B, Redbrook Business Park | Wilthorpe Road |  | BARNSLEY | South Yorkshire | S75 1JN | INSTITUTE OF NAVAL MEDICINE | CRESCENT ROAD | - | GOSPORT | HA | PO12 2DL | 2009-06-11 | 0.05 | 1 | - | PEEL COMMON WTW | - | - | - | - | - | 38.2 | Laboratory and research activities (Low Impact) | Hampshire East | Pre Market Reform | Pre Market Reform | Consent | -
14585 | 1 | Low Risk Consent | UPS Limited | UPS House | Forest Road |  | Feltham | Middlesex | TW13 7DY | Unit D Hawthorn Estate | Avis Way |  | Newhaven |  | BN9 0DP | 2009-06-19 | 1 | 0.3 | 5pm to 8 pm | NEWHAVEN MAIN WTW |  | Chemical Oxygen Demand Shaken as 0 | - | 800 | mg/l | 31.3 | Vehicle and plant washing (Low Impact) | Sussex East | Vehicle washing | Pre Market Reform | Consent | AVIS ROAD NEWHAVEN WPS
14585 | 1 | Low Risk Consent | UPS Limited | UPS House | Forest Road |  | Feltham | Middlesex | TW13 7DY | Unit D Hawthorn Estate | Avis Way |  | Newhaven |  | BN9 0DP | 2009-06-19 | 1 | 0.3 | 5pm to 8 pm | NEWHAVEN MAIN WTW |  | pH | 5 | 11 | pH Units | 31.3 | Vehicle and plant washing (Low Impact) | Sussex East | Vehicle washing | Pre Market Reform | Consent | AVIS ROAD NEWHAVEN WPS
14585 | 1 | Low Risk Consent | UPS Limited | UPS House | Forest Road |  | Feltham | Middlesex | TW13 7DY | Unit D Hawthorn Estate | Avis Way |  | Newhaven |  | BN9 0DP | 2009-06-19 | 1 | 0.3 | 5pm to 8 pm | NEWHAVEN MAIN WTW |  | Solids Suspended 105C at pH7 | - | 400 | mg/l | 31.3 | Vehicle and plant washing (Low Impact) | Sussex East | Vehicle washing | Pre Market Reform | Consent | AVIS ROAD NEWHAVEN WPS
14586 | 1 | Low Risk Consent | Lookers Plc | Lookers House 3 | Etchells Road | West Timperley | Altrincham | - | WA14 5XS | MERCEDES DEALERSHIP | BIRCHOLT ROAD | - | MAIDSTONE | KE | ME15 9YN | 2009-06-22 | 0.8 | 0.046 | - | AYLESFORD WTW | Bircholt Road | - | - | - | - | 31.3 | Vehicle and plant washing (Low Impact) | Kent West | Pre Market Reform | Pre Market Reform | Consent | -
14589 | 1 | Low Risk Consent | KenKlean | - | 62 Thrush Walk | Cowplain | Waterlooville | Hants | PO8 8LX |  | 62 Thrush Walk | Cowplain | Waterlooville | Hants | PO8 8LX | 2009-06-22 | 4 | 5 | - | BUDDS FARM HAVANT WTW | - | - | - | - | - | 31.3 | Vehicle and plant washing (Low Impact) | Hampshire East | Pre Market Reform | Pre Market Reform | Consent | -
14592 | 1 | Low Risk Consent | The Dutton - Forshaw Group Limited | Lookers House | 3 Etchells Road | West Timperley | Altrincham | - | WA14 5XS | MERCEDES | VALE RISE | - | TONBRIDGE | KE | TN9 1TB | 2009-06-01 | 5 | 1 | 8am to 6pm | TONBRIDGE WTW |  | Chemical Oxygen Demand Settled as 0 | - | 800 | mg/l | 31.3 | Vehicle and plant washing (Low Impact) | Kent West | Pre Market Reform | Pre Market Reform | Consent | -
14592 | 1 | Low Risk Consent | The Dutton - Forshaw Group Limited | Lookers House | 3 Etchells Road | West Timperley | Altrincham | - | WA14 5XS | MERCEDES | VALE RISE | - | TONBRIDGE | KE | TN9 1TB | 2009-06-01 | 5 | 1 | 8am to 6pm | TONBRIDGE WTW |  | Chemical Oxygen Demand Shaken as 0 | - | 800 | mg/l | 31.3 | Vehicle and plant washing (Low Impact) | Kent West | Pre Market Reform | Pre Market Reform | Consent | -
14592 | 1 | Low Risk Consent | The Dutton - Forshaw Group Limited | Lookers House | 3 Etchells Road | West Timperley | Altrincham | - | WA14 5XS | MERCEDES | VALE RISE | - | TONBRIDGE | KE | TN9 1TB | 2009-06-01 | 5 | 1 | 8am to 6pm | TONBRIDGE WTW |  | Solids Suspended 105 Degrees C | - | 400 | mg/l | 31.3 | Vehicle and plant washing (Low Impact) | Kent West | Pre Market Reform | Pre Market Reform | Consent | -
14592 | 1 | Low Risk Consent | The Dutton - Forshaw Group Limited | Lookers House | 3 Etchells Road | West Timperley | Altrincham | - | WA14 5XS | MERCEDES | VALE RISE | - | TONBRIDGE | KE | TN9 1TB | 2009-06-01 | 5 | 1 | 8am to 6pm | TONBRIDGE WTW |  | Solids Suspended 105C at pH7 | - | 400 | mg/l | 31.3 | Vehicle and plant washing (Low Impact) | Kent West | Pre Market Reform | Pre Market Reform | Consent | -
14600 | 1 | Low Risk Consent | Cookerburra | Green Hedges | Westerham Road | Oxted | - | Surrey | RH8 0EE |  |  | - |  | - |  | 2009-07-09 | 0.06 | 0.2 | any time | OXTED WTW | Pre Market Reform | - | - | - | - | 41.2 | Tanker cleaning - internal (Low Risk) | Kent West | Pre Market Reform | Pre Market Reform | Consent | -
14633 | 1 | Low Risk Consent | Furnitubes International Limited | Crowe Clark Whitehall Llp Riverside House | 40 - 46 High Street | - | Maidstone | - | ME14 1JH | Furnitubes Int Ltd | Courteney Road | - | Gillingham | Kent | ME2 0RT | 2009-09-07 | 0.025 | 0.01 | - | MOTNEY HILL WTW | Courteney Road | - | - | - | - | 39.3 | Cooling tower bleed | Kent West | Pre Market Reform | Pre Market Reform | Consent | -
14634 | 1 | Tier 1 Consent | Tonbridge School | Tonbridge School | High Street | - | Tonbridge | Kent | TN9 1JP | MAIN SCHOOL ARMOURY AND GARDENS | HIGH STREET | - | TONBRIDGE | KE | TN9 1JP | 2008-04-01 | 4.3 | 17 | At all times | TONBRIDGE WTW | manhole reference TQ5947111D. However, there is insufficient capacity at manhole reference TQ5947111D to accommodate the development flow of 17 l/s. Alternatively, Trade effluent shall discharge to manhole TQ59465705 located 1.3 km downstream of the development or hall discharge the proposed 17 l/s flow at TQ5947111D during dry weather conditions only. Trade effluent shall discharge no greater than 5.0 l/s at TQ5947111D during storm off-peak periods between 10pm to 6am and 11am to 4pm only. | Chemical Oxygen Demand Settled as 0 | - | 800 | mg/l | 32.1 | Leisure facilities | Kent West | Swimming Pools: Filter Backwash Water process | Pre Market Reform | Consent | -
14634 | 1 | Tier 1 Consent | Tonbridge School | Tonbridge School | High Street | - | Tonbridge | Kent | TN9 1JP | MAIN SCHOOL ARMOURY AND GARDENS | HIGH STREET | - | TONBRIDGE | KE | TN9 1JP | 2008-04-01 | 4.3 | 17 | At all times | TONBRIDGE WTW | manhole reference TQ5947111D. However, there is insufficient capacity at manhole reference TQ5947111D to accommodate the development flow of 17 l/s. Alternatively, Trade effluent shall discharge to manhole TQ59465705 located 1.3 km downstream of the development or hall discharge the proposed 17 l/s flow at TQ5947111D during dry weather conditions only. Trade effluent shall discharge no greater than 5.0 l/s at TQ5947111D during storm off-peak periods between 10pm to 6am and 11am to 4pm only. | Chemical Oxygen Demand Shaken as 0 | - | 800 | mg/l | 32.1 | Leisure facilities | Kent West | Swimming Pools: Filter Backwash Water process | Pre Market Reform | Consent | -
14634 | 1 | Tier 1 Consent | Tonbridge School | Tonbridge School | High Street | - | Tonbridge | Kent | TN9 1JP | MAIN SCHOOL ARMOURY AND GARDENS | HIGH STREET | - | TONBRIDGE | KE | TN9 1JP | 2008-04-01 | 4.3 | 17 | At all times | TONBRIDGE WTW | manhole reference TQ5947111D. However, there is insufficient capacity at manhole reference TQ5947111D to accommodate the development flow of 17 l/s. Alternatively, Trade effluent shall discharge to manhole TQ59465705 located 1.3 km downstream of the development or hall discharge the proposed 17 l/s flow at TQ5947111D during dry weather conditions only. Trade effluent shall discharge no greater than 5.0 l/s at TQ5947111D during storm off-peak periods between 10pm to 6am and 11am to 4pm only. | pH | 5 | 11 | pH Units | 32.1 | Leisure facilities | Kent West | Swimming Pools: Filter Backwash Water process | Pre Market Reform | Consent | -
14634 | 1 | Tier 1 Consent | Tonbridge School | Tonbridge School | High Street | - | Tonbridge | Kent | TN9 1JP | MAIN SCHOOL ARMOURY AND GARDENS | HIGH STREET | - | TONBRIDGE | KE | TN9 1JP | 2008-04-01 | 4.3 | 17 | At all times | TONBRIDGE WTW | manhole reference TQ5947111D. However, there is insufficient capacity at manhole reference TQ5947111D to accommodate the development flow of 17 l/s. Alternatively, Trade effluent shall discharge to manhole TQ59465705 located 1.3 km downstream of the development or hall discharge the proposed 17 l/s flow at TQ5947111D during dry weather conditions only. Trade effluent shall discharge no greater than 5.0 l/s at TQ5947111D during storm off-peak periods between 10pm to 6am and 11am to 4pm only. | Solids Suspended 105 Degrees C | - | 400 | mg/l | 32.1 | Leisure facilities | Kent West | Swimming Pools: Filter Backwash Water process | Pre Market Reform | Consent | -
14634 | 1 | Tier 1 Consent | Tonbridge School | Tonbridge School | High Street | - | Tonbridge | Kent | TN9 1JP | MAIN SCHOOL ARMOURY AND GARDENS | HIGH STREET | - | TONBRIDGE | KE | TN9 1JP | 2008-04-01 | 4.3 | 17 | At all times | TONBRIDGE WTW | manhole reference TQ5947111D. However, there is insufficient capacity at manhole reference TQ5947111D to accommodate the development flow of 17 l/s. Alternatively, Trade effluent shall discharge to manhole TQ59465705 located 1.3 km downstream of the development or hall discharge the proposed 17 l/s flow at TQ5947111D during dry weather conditions only. Trade effluent shall discharge no greater than 5.0 l/s at TQ5947111D during storm off-peak periods between 10pm to 6am and 11am to 4pm only. | Solids Suspended 105C Settled | - | 400 | mg/l | 32.1 | Leisure facilities | Kent West | Swimming Pools: Filter Backwash Water process | Pre Market Reform | Consent | -
14638 | 1 | Low Risk Consent | Nigel McEnery | 1 | Seahaven Gardens | - | Shoreham-by-Sea | West Sussex | BN43 5NX |  |  | - |  | - |  | 2009-08-21 | 0.04 | 2 | - | SHOREHAM WTW | - | - | - | - | - | 36.1 | Refuse containers (Wheelie bins / low risk commercial) | Sussex West | Pre Market Reform | Pre Market Reform | Consent | -
14639 | 1 | Tier 2 Consent | Haynes Brothers,Limited | 23 | Ashford Road | - | Maidstone | Kent | ME14 5DQ | 73-74 | ELLINGHAM WAY |  | ASHFORD | KE | TN23 6JZ | 2009-11-25 | 2 | 4 | At all times | ASHFORD WTW | Ellingham Way | Chemical Oxygen Demand Shaken as 0 | - | 800 | mg/l | 31.2 | Vehicle and plant washing (Low Impact) | Kent East | Vehicle washing: jet wash process | Pre Market Reform | Consent | -
14639 | 1 | Tier 2 Consent | Haynes Brothers,Limited | 23 | Ashford Road | - | Maidstone | Kent | ME14 5DQ | 73-74 | ELLINGHAM WAY |  | ASHFORD | KE | TN23 6JZ | 2009-11-25 | 2 | 4 | At all times | ASHFORD WTW | Ellingham Way | Oil and Grease | - | 50 | mg/l | 31.2 | Vehicle and plant washing (Low Impact) | Kent East | Vehicle washing: jet wash process | Pre Market Reform | Consent | -
14639 | 1 | Tier 2 Consent | Haynes Brothers,Limited | 23 | Ashford Road | - | Maidstone | Kent | ME14 5DQ | 73-74 | ELLINGHAM WAY |  | ASHFORD | KE | TN23 6JZ | 2009-11-25 | 2 | 4 | At all times | ASHFORD WTW | Ellingham Way | pH | 6 | 10 | pH Units | 31.2 | Vehicle and plant washing (Low Impact) | Kent East | Vehicle washing: jet wash process | Pre Market Reform | Consent | -
14639 | 1 | Tier 2 Consent | Haynes Brothers,Limited | 23 | Ashford Road | - | Maidstone | Kent | ME14 5DQ | 73-74 | ELLINGHAM WAY |  | ASHFORD | KE | TN23 6JZ | 2009-11-25 | 2 | 4 | At all times | ASHFORD WTW | Ellingham Way | Solids Suspended 105 Degrees C | - | 400 | mg/l | 31.2 | Vehicle and plant washing (Low Impact) | Kent East | Vehicle washing: jet wash process | Pre Market Reform | Consent | -
14639 | 1 | Tier 2 Consent | Haynes Brothers,Limited | 23 | Ashford Road | - | Maidstone | Kent | ME14 5DQ | 73-74 | ELLINGHAM WAY |  | ASHFORD | KE | TN23 6JZ | 2009-11-25 | 2 | 4 | At all times | ASHFORD WTW | Ellingham Way | Sulphate as S04 | - | 500 | mg/l | 31.2 | Vehicle and plant washing (Low Impact) | Kent East | Vehicle washing: jet wash process | Pre Market Reform | Consent | -
14642 | 3 | Tier 1 Consent | South East Water | South East Water | Rocfort Road |  | Snodland | Kent | ME6 5AH | SOUTH EAST WATER | NEW WHARF ROAD | - | TONBRIDGE | KE | TN9 1DS | 2009-07-01 | 72 | 1.5 | At all times | TONBRIDGE WTW | New Wharf Road | Chemical Oxygen Demand Shaken as 0 | - | 1000 | mg/l | 39.4 | Water treatment; softener plants; heating system flushing | Kent West | Process Waters: Filter Backwash Water process | Pre Market Reform | Consent | -
14642 | 3 | Tier 1 Consent | South East Water | South East Water | Rocfort Road |  | Snodland | Kent | ME6 5AH | SOUTH EAST WATER | NEW WHARF ROAD | - | TONBRIDGE | KE | TN9 1DS | 2009-07-01 | 72 | 1.5 | At all times | TONBRIDGE WTW | New Wharf Road | pH | 6 | 10 | pH Units | 39.4 | Water treatment; softener plants; heating system flushing | Kent West | Process Waters: Filter Backwash Water process | Pre Market Reform | Consent | -
14642 | 3 | Tier 1 Consent | South East Water | South East Water | Rocfort Road |  | Snodland | Kent | ME6 5AH | SOUTH EAST WATER | NEW WHARF ROAD | - | TONBRIDGE | KE | TN9 1DS | 2009-07-01 | 72 | 1.5 | At all times | TONBRIDGE WTW | New Wharf Road | Solids Suspended 105 Degrees C | - | 500 | mg/l | 39.4 | Water treatment; softener plants; heating system flushing | Kent West | Process Waters: Filter Backwash Water process | Pre Market Reform | Consent | -
14646 | 1 | Low Risk Consent | Susmans Best Beef Biltong Co. Limited | 100 | Church Street | - | Brighton | - | BN1 1UJ | UNIT A | AVIS WAY | - | NEWHAVEN | SE | BN9 0DU | 2009-09-02 | 0.429 | 0.06 | any tiome | NEWHAVEN MAIN WTW | - | - | - | - | - | 9.2 | Food processing - General | Sussex East | Pre Market Reform | Pre Market Reform | Consent | -
14676 | 1 | Low Risk Consent | Royal Mail Group Limited | 185 | Farringdon Road |  | London |  | EC1A 1AA | Portsmouth Mail Centre | Slindon St | - | Portsmouth | Hants | PO1 1AA | 2009-10-20 | 1.5 | 0.25 | - | BUDDS FARM HAVANT WTW | - | - | - | - | - | 31.3 | Vehicle and plant washing (Low Impact) | Hampshire East | Pre Market Reform | Pre Market Reform | Consent | -
14680 | 1 | Low Risk Consent | Enterprise Rent-A-Car Limited | STEVE YOUNG, Enterprise House | Vicarage Road |  | Egham | Surrey | TW20 9FB | 108 | BITTERNE ROAD WEST | - | SOUTHAMPTON | HA | SO18 1AQ | 2009-10-26 | 3 | 1 | At all times | MILLBROOK WTW | Bitterne Road West | Chemical Oxygen Demand Shaken as 0 | - | 800 | mg/l | 31.2 | Vehicle and plant washing (Low Impact) | Hampshire West | Vehicle and plant washing | Car hire company | Consent | Low Risk Consent - Unknown
14680 | 1 | Low Risk Consent | Enterprise Rent-A-Car Limited | STEVE YOUNG, Enterprise House | Vicarage Road |  | Egham | Surrey | TW20 9FB | 108 | BITTERNE ROAD WEST | - | SOUTHAMPTON | HA | SO18 1AQ | 2009-10-26 | 3 | 1 | At all times | MILLBROOK WTW | Bitterne Road West | Nitrogen Ammoniacal as N | - | 35 | mg/l | 31.2 | Vehicle and plant washing (Low Impact) | Hampshire West | Vehicle and plant washing | Car hire company | Consent | Low Risk Consent - Unknown
14680 | 1 | Low Risk Consent | Enterprise Rent-A-Car Limited | STEVE YOUNG, Enterprise House | Vicarage Road |  | Egham | Surrey | TW20 9FB | 108 | BITTERNE ROAD WEST | - | SOUTHAMPTON | HA | SO18 1AQ | 2009-10-26 | 3 | 1 | At all times | MILLBROOK WTW | Bitterne Road West | Oil and Grease | - | 200 | mg/l | 31.2 | Vehicle and plant washing (Low Impact) | Hampshire West | Vehicle and plant washing | Car hire company | Consent | Low Risk Consent - Unknown
14680 | 1 | Low Risk Consent | Enterprise Rent-A-Car Limited | STEVE YOUNG, Enterprise House | Vicarage Road |  | Egham | Surrey | TW20 9FB | 108 | BITTERNE ROAD WEST | - | SOUTHAMPTON | HA | SO18 1AQ | 2009-10-26 | 3 | 1 | At all times | MILLBROOK WTW | Bitterne Road West | pH | 6 | 10 | pH Units | 31.2 | Vehicle and plant washing (Low Impact) | Hampshire West | Vehicle and plant washing | Car hire company | Consent | Low Risk Consent - Unknown
14680 | 1 | Low Risk Consent | Enterprise Rent-A-Car Limited | STEVE YOUNG, Enterprise House | Vicarage Road |  | Egham | Surrey | TW20 9FB | 108 | BITTERNE ROAD WEST | - | SOUTHAMPTON | HA | SO18 1AQ | 2009-10-26 | 3 | 1 | At all times | MILLBROOK WTW | Bitterne Road West | Phosphorus Total | - | 15 | ug/l | 31.2 | Vehicle and plant washing (Low Impact) | Hampshire West | Vehicle and plant washing | Car hire company | Consent | Low Risk Consent - Unknown
14680 | 1 | Low Risk Consent | Enterprise Rent-A-Car Limited | STEVE YOUNG, Enterprise House | Vicarage Road |  | Egham | Surrey | TW20 9FB | 108 | BITTERNE ROAD WEST | - | SOUTHAMPTON | HA | SO18 1AQ | 2009-10-26 | 3 | 1 | At all times | MILLBROOK WTW | Bitterne Road West | Solids Suspended 105 Degrees C | - | 400 | mg/l | 31.2 | Vehicle and plant washing (Low Impact) | Hampshire West | Vehicle and plant washing | Car hire company | Consent | Low Risk Consent - Unknown
14685 | 1 | Low Risk Consent | Ashford Colour Press Limited | Unit 600 Fareham Reach | Fareham Road | - | Gosport | Hampshire | PO13 0FW | Unit 600 Fareham Reach | Fareham Rd | - | Gosport | Hants | PO13 0FW | 2009-11-03 | 0.5 | 5 | - | PEEL COMMON WTW | - | - | - | - | - | 24.2 | Printing and related activities (Low impact) | Hampshire East | Pre Market Reform | Pre Market Reform | Consent | -
14695 | 5 | Tier 1 Consent | Biffa Waste Services Limited |  | Coronation Road | Cressex | High Wycombe | Buckinghamshire | HP12 3TZ | BROOKHURST WOOD LANDFILL SITE | LANGHURSTWOOD ROAD |  | HORSHAM | SW | RH12 4QD | 2013-09-01 | 175 | 6 | at all times | HORSHAM NEW WTW | Langhurstwood Road | Chemical Oxygen Demand Shaken as 0 | - | 4000 | mg/l | 37.1 | Tip leachates and land remediation Active | Sussex West | Miscellaneous: Recycling Centres process | Pre Market Reform | Consent | LANGHURSTWOOD ROAD HORSHAM WPS
14695 | 5 | Tier 1 Consent | Biffa Waste Services Limited |  | Coronation Road | Cressex | High Wycombe | Buckinghamshire | HP12 3TZ | BROOKHURST WOOD LANDFILL SITE | LANGHURSTWOOD ROAD |  | HORSHAM | SW | RH12 4QD | 2013-09-01 | 175 | 6 | at all times | HORSHAM NEW WTW | Langhurstwood Road | Nitrogen Ammoniacal as N | - | 250 | mg/l | 37.1 | Tip leachates and land remediation Active | Sussex West | Miscellaneous: Recycling Centres process | Pre Market Reform | Consent | LANGHURSTWOOD ROAD HORSHAM WPS
14695 | 5 | Tier 1 Consent | Biffa Waste Services Limited |  | Coronation Road | Cressex | High Wycombe | Buckinghamshire | HP12 3TZ | BROOKHURST WOOD LANDFILL SITE | LANGHURSTWOOD ROAD |  | HORSHAM | SW | RH12 4QD | 2013-09-01 | 175 | 6 | at all times | HORSHAM NEW WTW | Langhurstwood Road | pH | 5 | 11 | pH Units | 37.1 | Tip leachates and land remediation Active | Sussex West | Miscellaneous: Recycling Centres process | Pre Market Reform | Consent | LANGHURSTWOOD ROAD HORSHAM WPS
14695 | 5 | Tier 1 Consent | Biffa Waste Services Limited |  | Coronation Road | Cressex | High Wycombe | Buckinghamshire | HP12 3TZ | BROOKHURST WOOD LANDFILL SITE | LANGHURSTWOOD ROAD |  | HORSHAM | SW | RH12 4QD | 2013-09-01 | 175 | 6 | at all times | HORSHAM NEW WTW | Langhurstwood Road | Solids Suspended 105 Degrees C | - | 500 | mg/l | 37.1 | Tip leachates and land remediation Active | Sussex West | Miscellaneous: Recycling Centres process | Pre Market Reform | Consent | LANGHURSTWOOD ROAD HORSHAM WPS
14695 | 5 | Tier 1 Consent | Biffa Waste Services Limited |  | Coronation Road | Cressex | High Wycombe | Buckinghamshire | HP12 3TZ | BROOKHURST WOOD LANDFILL SITE | LANGHURSTWOOD ROAD |  | HORSHAM | SW | RH12 4QD | 2013-09-01 | 175 | 6 | at all times | HORSHAM NEW WTW | Langhurstwood Road | Solids Suspended 105C at pH7 | - | 500 | mg/l | 37.1 | Tip leachates and land remediation Active | Sussex West | Miscellaneous: Recycling Centres process | Pre Market Reform | Consent | LANGHURSTWOOD ROAD HORSHAM WPS
14695 | 5 | Tier 1 Consent | Biffa Waste Services Limited |  | Coronation Road | Cressex | High Wycombe | Buckinghamshire | HP12 3TZ | BROOKHURST WOOD LANDFILL SITE | LANGHURSTWOOD ROAD |  | HORSHAM | SW | RH12 4QD | 2013-09-01 | 175 | 6 | at all times | HORSHAM NEW WTW | Langhurstwood Road | Sulphate as S04 | - | 1000 | mg/l | 37.1 | Tip leachates and land remediation Active | Sussex West | Miscellaneous: Recycling Centres process | Pre Market Reform | Consent | LANGHURSTWOOD ROAD HORSHAM WPS
14699 | 1 | Low Risk Consent | Knowlton And Newman Limited | Dakota House | Concord Business Park |  | Manchester |  | M22 0RR | Units 21 & 22 | Eddystone Road | Calmore Industrial Estate | Southampton | Hampshire | SO40 3SA | 2009-11-17 | 1 | 1.25 | n/a | MILLBROOK WTW | eddystone road | - | - | - | - | 8.1 | Engineering (High risk) | Hampshire West | Pre Market Reform | Pre Market Reform | Consent | -
14700 | 1 | Low Risk Consent | Veolia Environmental Services plc | Dundas Spur | Dundas Lane | Copnor | Portsmouth | Hants | PO3 5NY | Veolia Enviromental Services, Onyx Total | Dundas Spur |  | PORTSMOUTH | HA | PO3 5NY | 2009-11-18 | 0.1 | 1 | - | BUDDS FARM HAVANT WTW | - | - | - | - | - | 31.3 | Vehicle and plant washing (Low Impact) | Hampshire East | Pre Market Reform | Pre Market Reform | Consent | -
14703 | 1 | Tier 2 Consent | Perrys Motor Sales Limited | Suite 1 | 500 Pavilion Drive | Northampton Business Park Brackmills | Northampton | - | NN4 7YJ | PERRYS VAUXHALL | HONEYWOOD PARKWAY | - | WHITFIELD | KE | CT16 3PT | 2009-12-29 | 9.6 | 0.33 | At all times | BROOMFIELD BANK WTW | Honeywood Parkway | Chemical Oxygen Demand Shaken as 0 | - | 800 | mg/l | 31.2 | Vehicle and plant washing (Low Impact) | Kent East | Vehicle washing: jet wash process | Pre Market Reform | Consent | -
14703 | 1 | Tier 2 Consent | Perrys Motor Sales Limited | Suite 1 | 500 Pavilion Drive | Northampton Business Park Brackmills | Northampton | - | NN4 7YJ | PERRYS VAUXHALL | HONEYWOOD PARKWAY | - | WHITFIELD | KE | CT16 3PT | 2009-12-29 | 9.6 | 0.33 | At all times | BROOMFIELD BANK WTW | Honeywood Parkway | pH | 6 | 10 | pH Units | 31.2 | Vehicle and plant washing (Low Impact) | Kent East | Vehicle washing: jet wash process | Pre Market Reform | Consent | -
14703 | 1 | Tier 2 Consent | Perrys Motor Sales Limited | Suite 1 | 500 Pavilion Drive | Northampton Business Park Brackmills | Northampton | - | NN4 7YJ | PERRYS VAUXHALL | HONEYWOOD PARKWAY | - | WHITFIELD | KE | CT16 3PT | 2009-12-29 | 9.6 | 0.33 | At all times | BROOMFIELD BANK WTW | Honeywood Parkway | Solids Suspended 105 Degrees C | - | 400 | mg/l | 31.2 | Vehicle and plant washing (Low Impact) | Kent East | Vehicle washing: jet wash process | Pre Market Reform | Consent | -
14703 | 1 | Tier 2 Consent | Perrys Motor Sales Limited | Suite 1 | 500 Pavilion Drive | Northampton Business Park Brackmills | Northampton | - | NN4 7YJ | PERRYS VAUXHALL | HONEYWOOD PARKWAY | - | WHITFIELD | KE | CT16 3PT | 2009-12-29 | 9.6 | 0.33 | At all times | BROOMFIELD BANK WTW | Honeywood Parkway | Sulphate as S04 | - | 500 | mg/l | 31.2 | Vehicle and plant washing (Low Impact) | Kent East | Vehicle washing: jet wash process | Pre Market Reform | Consent | -
14704 | 1 | Low Risk Consent | Robert Brett & Sons Limited | Robert Brett House | - | Ashford Road | Canterbury | Kent | CT4 7PP | MILTON MANOR FARM ROBERT BRETT HOUSE | ASHFORD ROAD | - | CANTERBURY | KE | CT4 7PP | 2010-01-04 | 1 | 0.5 | 0900-1800 | CHARTHAM WTW | Ashford Road | Chemical Oxygen Demand Shaken as 0 | - | 800 | mg/l | 31.3 | Vehicle and plant washing (Low Impact) | Kent East | Pre Market Reform | Pre Market Reform | Consent | -
14704 | 1 | Low Risk Consent | Robert Brett & Sons Limited | Robert Brett House | - | Ashford Road | Canterbury | Kent | CT4 7PP | MILTON MANOR FARM ROBERT BRETT HOUSE | ASHFORD ROAD | - | CANTERBURY | KE | CT4 7PP | 2010-01-04 | 1 | 0.5 | 0900-1800 | CHARTHAM WTW | Ashford Road | pH | 6 | 10 | pH Units | 31.3 | Vehicle and plant washing (Low Impact) | Kent East | Pre Market Reform | Pre Market Reform | Consent | -
14704 | 1 | Low Risk Consent | Robert Brett & Sons Limited | Robert Brett House | - | Ashford Road | Canterbury | Kent | CT4 7PP | MILTON MANOR FARM ROBERT BRETT HOUSE | ASHFORD ROAD | - | CANTERBURY | KE | CT4 7PP | 2010-01-04 | 1 | 0.5 | 0900-1800 | CHARTHAM WTW | Ashford Road | Solids Suspended 105 Degrees C | - | 400 | mg/l | 31.3 | Vehicle and plant washing (Low Impact) | Kent East | Pre Market Reform | Pre Market Reform | Consent | -
14710 | 1 | Low Risk Consent | Saab Seaeye Limited | 20 Brunel Way | - | Segensworth East | Fareham | Hants | PO15 5SD | UNIT 20 | BRUNEL WAY | - | FAREHAM | HA | PO15 5SD | 2015-12-03 | 3 | 2 | At any time | PEEL COMMON WTW | Brunel Way | Chemical Oxygen Demand Shaken as 0 | - | 800 | mg/l | 8.2 | Engineering (Low risk) | Hampshire East | Process Waters: Pipework/Heating System Cleansing, PCB washing, test tank water, flushing of closed loop system | Pre Market Reform | Consent | -
14710 | 1 | Low Risk Consent | Saab Seaeye Limited | 20 Brunel Way | - | Segensworth East | Fareham | Hants | PO15 5SD | UNIT 20 | BRUNEL WAY | - | FAREHAM | HA | PO15 5SD | 2015-12-03 | 3 | 2 | At any time | PEEL COMMON WTW | Brunel Way | pH | 6 | 10 | pH Units | 8.2 | Engineering (Low risk) | Hampshire East | Process Waters: Pipework/Heating System Cleansing, PCB washing, test tank water, flushing of closed loop system | Pre Market Reform | Consent | -
14710 | 1 | Low Risk Consent | Saab Seaeye Limited | 20 Brunel Way | - | Segensworth East | Fareham | Hants | PO15 5SD | UNIT 20 | BRUNEL WAY | - | FAREHAM | HA | PO15 5SD | 2015-12-03 | 3 | 2 | At any time | PEEL COMMON WTW | Brunel Way | Solids Suspended 105 Degrees C | - | 400 | mg/l | 8.2 | Engineering (Low risk) | Hampshire East | Process Waters: Pipework/Heating System Cleansing, PCB washing, test tank water, flushing of closed loop system | Pre Market Reform | Consent | -
14714 | 1 | Low Risk Consent | Goodwood Road Racing Company Limited | Goodwood House | Goodwood | - | Chichester | West Sussex | PO18 0PX | MOTOR RACING CIRUIT | GOODWOOD | - | CHICHESTER | SW | PO18 0PW | 2009-12-03 | 0.1 | 0.1 | at all times | TANGMERE WTW | - | - | - | - | - | 40.1 | Rainwater and surface water run-off (Medium Impact). Fire fighting foam training | Sussex West | Pre Market Reform | Pre Market Reform | Consent | -
14728 | 1 | Low Risk Consent | Wyndeham Grange Ltd | - | Butts Road | - | Southwick | West Sussex | BN42 4EJ | GRANGE PRESS | BUTTS ROAD | - | SOUTHWICK | SW | BN42 4EJ | 2009-12-07 | 1.4 | 0.2 | any time | SHOREHAM WTW | Butts Road | - | - | - | - | 24.2 | Printing and related activities (Low impact) | Sussex West | Pre Market Reform | Pre Market Reform | Consent | -
14735 | 3 | Tier 2 Consent | Veolia Environmental Services (UK) Plc | 210 | Pentonville Road |  | London |  | N1 9JY | VEOLIA ENVIRONMENTAL | WHITEWALL ROAD | - | ROCHESTER | KE | ME2 4DZ | 2010-01-25 | 50 | 5 | At all times | WHITEWALL CREEK WTW | Whitewall Road | Chemical Oxygen Demand Shaken as 0 | - | 1200 | mg/l | 31.2 | Vehicle and plant washing (Low Impact) | Kent West | Wastewater from vehicle washing, road sweeping effluent and contaminated surface water | Storage and transfer of waste. | Consent | WHITEWALL ROAD FRINDSBURY WPS
14735 | 3 | Tier 2 Consent | Veolia Environmental Services (UK) Plc | 210 | Pentonville Road |  | London |  | N1 9JY | VEOLIA ENVIRONMENTAL | WHITEWALL ROAD | - | ROCHESTER | KE | ME2 4DZ | 2010-01-25 | 50 | 5 | At all times | WHITEWALL CREEK WTW | Whitewall Road | Nitrogen Ammoniacal as N | - | 35 | mg/l | 31.2 | Vehicle and plant washing (Low Impact) | Kent West | Wastewater from vehicle washing, road sweeping effluent and contaminated surface water | Storage and transfer of waste. | Consent | WHITEWALL ROAD FRINDSBURY WPS
14735 | 3 | Tier 2 Consent | Veolia Environmental Services (UK) Plc | 210 | Pentonville Road |  | London |  | N1 9JY | VEOLIA ENVIRONMENTAL | WHITEWALL ROAD | - | ROCHESTER | KE | ME2 4DZ | 2010-01-25 | 50 | 5 | At all times | WHITEWALL CREEK WTW | Whitewall Road | Oil and Grease | - | 200 | mg/l | 31.2 | Vehicle and plant washing (Low Impact) | Kent West | Wastewater from vehicle washing, road sweeping effluent and contaminated surface water | Storage and transfer of waste. | Consent | WHITEWALL ROAD FRINDSBURY WPS
14735 | 3 | Tier 2 Consent | Veolia Environmental Services (UK) Plc | 210 | Pentonville Road |  | London |  | N1 9JY | VEOLIA ENVIRONMENTAL | WHITEWALL ROAD | - | ROCHESTER | KE | ME2 4DZ | 2010-01-25 | 50 | 5 | At all times | WHITEWALL CREEK WTW | Whitewall Road | pH | 6 | 10 | pH Units | 31.2 | Vehicle and plant washing (Low Impact) | Kent West | Wastewater from vehicle washing, road sweeping effluent and contaminated surface water | Storage and transfer of waste. | Consent | WHITEWALL ROAD FRINDSBURY WPS
14735 | 3 | Tier 2 Consent | Veolia Environmental Services (UK) Plc | 210 | Pentonville Road |  | London |  | N1 9JY | VEOLIA ENVIRONMENTAL | WHITEWALL ROAD | - | ROCHESTER | KE | ME2 4DZ | 2010-01-25 | 50 | 5 | At all times | WHITEWALL CREEK WTW | Whitewall Road | Solids Suspended 105 Degrees C | - | 400 | mg/l | 31.2 | Vehicle and plant washing (Low Impact) | Kent West | Wastewater from vehicle washing, road sweeping effluent and contaminated surface water | Storage and transfer of waste. | Consent | WHITEWALL ROAD FRINDSBURY WPS
14735 | 3 | Tier 2 Consent | Veolia Environmental Services (UK) Plc | 210 | Pentonville Road |  | London |  | N1 9JY | VEOLIA ENVIRONMENTAL | WHITEWALL ROAD | - | ROCHESTER | KE | ME2 4DZ | 2010-01-25 | 50 | 5 | At all times | WHITEWALL CREEK WTW | Whitewall Road | Sulphate as S04 | - | 500 | mg/l | 31.2 | Vehicle and plant washing (Low Impact) | Kent West | Wastewater from vehicle washing, road sweeping effluent and contaminated surface water | Storage and transfer of waste. | Consent | WHITEWALL ROAD FRINDSBURY WPS
14735 | 3 | Tier 2 Consent | Veolia Environmental Services (UK) Plc | 210 | Pentonville Road |  | London |  | N1 9JY | VEOLIA ENVIRONMENTAL | WHITEWALL ROAD | - | ROCHESTER | KE | ME2 4DZ | 2010-01-25 | 50 | 5 | At all times | WHITEWALL CREEK WTW | Whitewall Road | Zinc Total mg/l | - | 1.7 | ug/l | 31.2 | Vehicle and plant washing (Low Impact) | Kent West | Wastewater from vehicle washing, road sweeping effluent and contaminated surface water | Storage and transfer of waste. | Consent | WHITEWALL ROAD FRINDSBURY WPS
14740 | 1 | Low Risk Consent | Elite Fine Foods Limited | 814 | Leigh Road | - | Slough | - | SL1 4BD | 14 | NEW ROAD | - | NEWHAVEN | SE | BN9 0DH | 2010-01-05 | 1.8 | 0.5 | Friday 8:00-17:00 | NEWHAVEN MAIN WTW | Avis Way | - | - | - | - | 31.3 | Vehicle and plant washing (Low Impact) | Sussex East | Pre Market Reform | Pre Market Reform | Consent | -
14753 | 1 | Low Risk Consent | Midhurst Engineering And Motor Company Limited | - | Rumbolds Hill | - | Midhurst | West Sussex | GU29 9DD | MIDHURST ENGINEERING CO LTD | RUMBOLDS HILL | - | MIDHURST | SW | GU29 9DD | 2010-01-25 | 4 | 1 | at all times | SOUTH AMBERSHAM WTW | - | - | - | - | - | 31.2 | Vehicle and plant washing (Low Impact) | Sussex West | Pre Market Reform | Pre Market Reform | Consent | -
14755 | 1 | Tier 2 Consent | Sunbelt Rentals Limited | 100 | Cheapside |  | London |  | EC2V 6DT | Plants & Tools Division | BURIAL GROUND LANE | Tovil Green | MAIDSTONE | KE | ME15 6RJ | 2010-01-26 | 8 | 0.1 | At all times | AYLESFORD WTW | Burial Ground Lane | Chemical Oxygen Demand Shaken as 0 | - | 800 | mg/l | 31.2 | Vehicle and plant washing (Low Impact) | Kent West | Plant + Equipment washing | Plant + Tool Hire | Consent | CASTLE ROAD ALLINGTON WPS
14755 | 1 | Tier 2 Consent | Sunbelt Rentals Limited | 100 | Cheapside |  | London |  | EC2V 6DT | Plants & Tools Division | BURIAL GROUND LANE | Tovil Green | MAIDSTONE | KE | ME15 6RJ | 2010-01-26 | 8 | 0.1 | At all times | AYLESFORD WTW | Burial Ground Lane | pH | 5 | 11 | pH Units | 31.2 | Vehicle and plant washing (Low Impact) | Kent West | Plant + Equipment washing | Plant + Tool Hire | Consent | CASTLE ROAD ALLINGTON WPS
14755 | 1 | Tier 2 Consent | Sunbelt Rentals Limited | 100 | Cheapside |  | London |  | EC2V 6DT | Plants & Tools Division | BURIAL GROUND LANE | Tovil Green | MAIDSTONE | KE | ME15 6RJ | 2010-01-26 | 8 | 0.1 | At all times | AYLESFORD WTW | Burial Ground Lane | Solids Suspended 105 Degrees C | - | 400 | mg/l | 31.2 | Vehicle and plant washing (Low Impact) | Kent West | Plant + Equipment washing | Plant + Tool Hire | Consent | CASTLE ROAD ALLINGTON WPS
14755 | 1 | Tier 2 Consent | Sunbelt Rentals Limited | 100 | Cheapside |  | London |  | EC2V 6DT | Plants & Tools Division | BURIAL GROUND LANE | Tovil Green | MAIDSTONE | KE | ME15 6RJ | 2010-01-26 | 8 | 0.1 | At all times | AYLESFORD WTW | Burial Ground Lane | Sulphate as S04 | - | 500 | mg/l | 31.2 | Vehicle and plant washing (Low Impact) | Kent West | Plant + Equipment washing | Plant + Tool Hire | Consent | CASTLE ROAD ALLINGTON WPS
14757 | 2 | Low Risk Consent | Sheppy Limited | Edgehill | Mayfield Lane | - | Wadhurst | - | TN5 6HX | FACTORY | RUSHENDEN ROAD | - | QUEENBOROUGH | KE | ME11 5LT | 2010-01-26 | - | - | - | QUEENBOROUGH WTW | - | - | - | - | - | 40.2 | Rainwater and surface water run-off (Low Impact) | Kent West | Pre Market Reform | Pre Market Reform | Consent | -
14758 | 1 | Tier 1 Consent | East Sussex Healthcare NHS Trust | St Anne's House | 729 The Ridge |  | St. Leonards-on-Sea | East Sussex | TN37 7RD | EASTBOURNE DISTRICT GEN HOSPITAL | KINGS DRIVE | - | EASTBOURNE | SE | BN21 2UD | 2009-12-10 | 45 | 2 | any time | EASTBOURNE WTW | Kings drive | Chemical Oxygen Demand Settled as 0 | - | 800 | mg/l | 39.2 | Boiler blowdown | Sussex East | Pre Market Reform | Pre Market Reform | Consent | -
14758 | 1 | Tier 1 Consent | East Sussex Healthcare NHS Trust | St Anne's House | 729 The Ridge |  | St. Leonards-on-Sea | East Sussex | TN37 7RD | EASTBOURNE DISTRICT GEN HOSPITAL | KINGS DRIVE | - | EASTBOURNE | SE | BN21 2UD | 2009-12-10 | 45 | 2 | any time | EASTBOURNE WTW | Kings drive | pH | 5 | 11 | pH Units | 39.2 | Boiler blowdown | Sussex East | Pre Market Reform | Pre Market Reform | Consent | -
14758 | 1 | Tier 1 Consent | East Sussex Healthcare NHS Trust | St Anne's House | 729 The Ridge |  | St. Leonards-on-Sea | East Sussex | TN37 7RD | EASTBOURNE DISTRICT GEN HOSPITAL | KINGS DRIVE | - | EASTBOURNE | SE | BN21 2UD | 2009-12-10 | 45 | 2 | any time | EASTBOURNE WTW | Kings drive | Solids Suspended 105C at pH7 | - | 400 | mg/l | 39.2 | Boiler blowdown | Sussex East | Pre Market Reform | Pre Market Reform | Consent | -
14759 | 1 | Low Risk Consent | Toyota(G.B.) Plc | Great Burgh | Burgh Heath | - | Epsom | Surrey | KT18 5UX | 351 SHOWROOM | SOUTH COAST ROAD | - | PEACEHAVEN | SE | BN10 7HH | 2010-01-27 | 1 | 1 | any time | EAST WORTHING WTW | Yeoman Road | - | - | - | - | 31.2 | Vehicle and plant washing (Low Impact) | Sussex West | Pre Market Reform | Pre Market Reform | Consent | -
14760 | 1 | Tier 2 Consent | Ashbank North & Co Limited | 3 | Durrant Road | - | Bournemouth | - | BH2 6NE | 216 | SHIRLEY ROAD | - | SOUTHAMPTON | HA | SO15 3FL | 2009-05-05 | 13 | 0.2 | At all times | MILLBROOK WTW | Shirley Road | Chemical Oxygen Demand Shaken as 0 | - | 2000 | mg/l | 15.2 | Laundering (Small-scale/Coin-Op) | Hampshire West | Laundering of garments | Pre Market Reform | Consent | Pre Market Reform
14760 | 1 | Tier 2 Consent | Ashbank North & Co Limited | 3 | Durrant Road | - | Bournemouth | - | BH2 6NE | 216 | SHIRLEY ROAD | - | SOUTHAMPTON | HA | SO15 3FL | 2009-05-05 | 13 | 0.2 | At all times | MILLBROOK WTW | Shirley Road | Oil and Grease | - | 200 | mg/l | 15.2 | Laundering (Small-scale/Coin-Op) | Hampshire West | Laundering of garments | Pre Market Reform | Consent | Pre Market Reform
14760 | 1 | Tier 2 Consent | Ashbank North & Co Limited | 3 | Durrant Road | - | Bournemouth | - | BH2 6NE | 216 | SHIRLEY ROAD | - | SOUTHAMPTON | HA | SO15 3FL | 2009-05-05 | 13 | 0.2 | At all times | MILLBROOK WTW | Shirley Road | pH | 6 | 10 | pH Units | 15.2 | Laundering (Small-scale/Coin-Op) | Hampshire West | Laundering of garments | Pre Market Reform | Consent | Pre Market Reform
14760 | 1 | Tier 2 Consent | Ashbank North & Co Limited | 3 | Durrant Road | - | Bournemouth | - | BH2 6NE | 216 | SHIRLEY ROAD | - | SOUTHAMPTON | HA | SO15 3FL | 2009-05-05 | 13 | 0.2 | At all times | MILLBROOK WTW | Shirley Road | Solids Suspended 105 Degrees C | - | 400 | mg/l | 15.2 | Laundering (Small-scale/Coin-Op) | Hampshire West | Laundering of garments | Pre Market Reform | Consent | Pre Market Reform
14765 | 1 | Low Risk Consent | Motcombe Swimming-pool | Motcombe Road | Old Town |  | Eastbourne | East Sussex | BN21 1PU | 13 | MOTCOMBE ROAD |  | EASTBOURNE | SE | BN21 1PU | 2010-01-24 | 4.5 | - | any time | EASTBOURNE WTW | Motcombe Road | Chemical Oxygen Demand Shaken as 0 | - | 800 | mg/l | 32.1 | Leisure facilities | Sussex East | Pre Market Reform | Pre Market Reform | Consent | -
14765 | 1 | Low Risk Consent | Motcombe Swimming-pool | Motcombe Road | Old Town |  | Eastbourne | East Sussex | BN21 1PU | 13 | MOTCOMBE ROAD |  | EASTBOURNE | SE | BN21 1PU | 2010-01-24 | 4.5 | - | any time | EASTBOURNE WTW | Motcombe Road | pH | 5 | 11 | pH Units | 32.1 | Leisure facilities | Sussex East | Pre Market Reform | Pre Market Reform | Consent | -
14765 | 1 | Low Risk Consent | Motcombe Swimming-pool | Motcombe Road | Old Town |  | Eastbourne | East Sussex | BN21 1PU | 13 | MOTCOMBE ROAD |  | EASTBOURNE | SE | BN21 1PU | 2010-01-24 | 4.5 | - | any time | EASTBOURNE WTW | Motcombe Road | Solids Suspended 105C at pH7 | - | 400 | mg/l | 32.1 | Leisure facilities | Sussex East | Pre Market Reform | Pre Market Reform | Consent | -
14766 | 3 | Tier 2 Consent | Trek Diagnostic Systems Limited | 3rd Floor | 1 Ashley Road |  | Altrincham | Cheshire | WA14 2DT | BIRCHES INDUSTRIAL ESTATE 17-19 | WILLARD WAY |  | EAST GRINSTEAD | SW | RH19 1XZ | 2010-04-01 | 20 | 7 | at all times | FELBRIDGE WTW | Imberhorne Lane | Chemical Oxygen Demand Settled as 0 | - | 800 | mg/l | 38.2 | Laboratory and research activities (Low Impact) | Sussex West | Pre Market Reform | Pre Market Reform | Consent | -
14766 | 3 | Tier 2 Consent | Trek Diagnostic Systems Limited | 3rd Floor | 1 Ashley Road |  | Altrincham | Cheshire | WA14 2DT | BIRCHES INDUSTRIAL ESTATE 17-19 | WILLARD WAY |  | EAST GRINSTEAD | SW | RH19 1XZ | 2010-04-01 | 20 | 7 | at all times | FELBRIDGE WTW | Imberhorne Lane | Chemical Oxygen Demand Shaken as 0 | - | 800 | mg/l | 38.2 | Laboratory and research activities (Low Impact) | Sussex West | Pre Market Reform | Pre Market Reform | Consent | -
14766 | 3 | Tier 2 Consent | Trek Diagnostic Systems Limited | 3rd Floor | 1 Ashley Road |  | Altrincham | Cheshire | WA14 2DT | BIRCHES INDUSTRIAL ESTATE 17-19 | WILLARD WAY |  | EAST GRINSTEAD | SW | RH19 1XZ | 2010-04-01 | 20 | 7 | at all times | FELBRIDGE WTW | Imberhorne Lane | pH | 5 | 11 | pH Units | 38.2 | Laboratory and research activities (Low Impact) | Sussex West | Pre Market Reform | Pre Market Reform | Consent | -
14766 | 3 | Tier 2 Consent | Trek Diagnostic Systems Limited | 3rd Floor | 1 Ashley Road |  | Altrincham | Cheshire | WA14 2DT | BIRCHES INDUSTRIAL ESTATE 17-19 | WILLARD WAY |  | EAST GRINSTEAD | SW | RH19 1XZ | 2010-04-01 | 20 | 7 | at all times | FELBRIDGE WTW | Imberhorne Lane | Solids Suspended 105 Degrees C | - | 400 | mg/l | 38.2 | Laboratory and research activities (Low Impact) | Sussex West | Pre Market Reform | Pre Market Reform | Consent | -
14766 | 3 | Tier 2 Consent | Trek Diagnostic Systems Limited | 3rd Floor | 1 Ashley Road |  | Altrincham | Cheshire | WA14 2DT | BIRCHES INDUSTRIAL ESTATE 17-19 | WILLARD WAY |  | EAST GRINSTEAD | SW | RH19 1XZ | 2010-04-01 | 20 | 7 | at all times | FELBRIDGE WTW | Imberhorne Lane | Solids Suspended 105C at pH7 | - | 400 | mg/l | 38.2 | Laboratory and research activities (Low Impact) | Sussex West | Pre Market Reform | Pre Market Reform | Consent | -
14772 | 1 | Low Risk Consent | OKW Enclosures Limited | Unit 15 | Brunel Way | Titchfield | Fareham | Hampshire | PO15 5TX | 13-15 | BRUNEL WAY | - | FAREHAM | HA | PO15 5TX | 2010-02-16 | 0.1 | 1 | - | PEEL COMMON WTW | - | - | - | - | - | 22.2 | Plating and metal finishing (Medium Impact) | Hampshire East | Pre Market Reform | Pre Market Reform | Consent | -
14774 | 2 | Tier 2 Consent | BAE Systems Plc |  | 6 Carlton Gardens |  | London |  | SW1Y 5AD | AIRPORT | MAIDSTONE ROAD | - | ROCHESTER | KE | ME1 2XX | 2010-04-01 | 20 | 0.5 | At all times | MOTNEY HILL WTW | Maidstone Road | Chemical Oxygen Demand Shaken as 0 | - | 1500 | mg/l | 8.1 | Engineering (High risk) | Kent West | Trade Effluent is coming from the following processes: 1)Vibratory mechanical deburring process using polyester resin media in a dilute solution of chemicals (0.2 m3/day) 2) Potable water is sprayed or dripped in a rain simulator onto finished products to verify water resistance (1 m3/day) | Avionics Manufacturer | Consent | -
14774 | 2 | Tier 2 Consent | BAE Systems Plc |  | 6 Carlton Gardens |  | London |  | SW1Y 5AD | AIRPORT | MAIDSTONE ROAD | - | ROCHESTER | KE | ME1 2XX | 2010-04-01 | 20 | 0.5 | At all times | MOTNEY HILL WTW | Maidstone Road | pH | 6 | 10 | pH Units | 8.1 | Engineering (High risk) | Kent West | Trade Effluent is coming from the following processes: 1)Vibratory mechanical deburring process using polyester resin media in a dilute solution of chemicals (0.2 m3/day) 2) Potable water is sprayed or dripped in a rain simulator onto finished products to verify water resistance (1 m3/day) | Avionics Manufacturer | Consent | -
14774 | 2 | Tier 2 Consent | BAE Systems Plc |  | 6 Carlton Gardens |  | London |  | SW1Y 5AD | AIRPORT | MAIDSTONE ROAD | - | ROCHESTER | KE | ME1 2XX | 2010-04-01 | 20 | 0.5 | At all times | MOTNEY HILL WTW | Maidstone Road | Solids Suspended 105 Degrees C | - | 400 | mg/l | 8.1 | Engineering (High risk) | Kent West | Trade Effluent is coming from the following processes: 1)Vibratory mechanical deburring process using polyester resin media in a dilute solution of chemicals (0.2 m3/day) 2) Potable water is sprayed or dripped in a rain simulator onto finished products to verify water resistance (1 m3/day) | Avionics Manufacturer | Consent | -
14774 | 2 | Tier 2 Consent | BAE Systems Plc |  | 6 Carlton Gardens |  | London |  | SW1Y 5AD | AIRPORT | MAIDSTONE ROAD | - | ROCHESTER | KE | ME1 2XX | 2010-04-01 | 20 | 0.5 | At all times | MOTNEY HILL WTW | Maidstone Road | Sulphate as S04 | - | 500 | mg/l | 8.1 | Engineering (High risk) | Kent West | Trade Effluent is coming from the following processes: 1)Vibratory mechanical deburring process using polyester resin media in a dilute solution of chemicals (0.2 m3/day) 2) Potable water is sprayed or dripped in a rain simulator onto finished products to verify water resistance (1 m3/day) | Avionics Manufacturer | Consent | -
14779 | 1 | Low Risk Consent | Car Park Valeting Limited | Simpson Wreford & Partners, Suffolk House | George Street | Croydon | Surrey |  | CR0 0YN | ASDA | PURBROOK WAY | - | HAVANT | HA | PO9 3QW | 2010-01-22 | 1 | 0.08 | 08:00-20:00 | BUDDS FARM HAVANT WTW | Larchwood Avenue | Chemical Oxygen Demand Shaken as 0 | - | 800 | mg/l | 31.3 | Vehicle and plant washing (Low Impact) | Hampshire East | Hand Car Wash Services | Car Park Valeting | Consent | -
14779 | 1 | Low Risk Consent | Car Park Valeting Limited | Simpson Wreford & Partners, Suffolk House | George Street | Croydon | Surrey |  | CR0 0YN | ASDA | PURBROOK WAY | - | HAVANT | HA | PO9 3QW | 2010-01-22 | 1 | 0.08 | 08:00-20:00 | BUDDS FARM HAVANT WTW | Larchwood Avenue | Nitrogen Ammoniacal as N | - | 10 | mg/l | 31.3 | Vehicle and plant washing (Low Impact) | Hampshire East | Hand Car Wash Services | Car Park Valeting | Consent | -
14779 | 1 | Low Risk Consent | Car Park Valeting Limited | Simpson Wreford & Partners, Suffolk House | George Street | Croydon | Surrey |  | CR0 0YN | ASDA | PURBROOK WAY | - | HAVANT | HA | PO9 3QW | 2010-01-22 | 1 | 0.08 | 08:00-20:00 | BUDDS FARM HAVANT WTW | Larchwood Avenue | pH Limit | 6 | 10 |  | 31.3 | Vehicle and plant washing (Low Impact) | Hampshire East | Hand Car Wash Services | Car Park Valeting | Consent | -
14779 | 1 | Low Risk Consent | Car Park Valeting Limited | Simpson Wreford & Partners, Suffolk House | George Street | Croydon | Surrey |  | CR0 0YN | ASDA | PURBROOK WAY | - | HAVANT | HA | PO9 3QW | 2010-01-22 | 1 | 0.08 | 08:00-20:00 | BUDDS FARM HAVANT WTW | Larchwood Avenue | Solids Suspended 105 Degrees C | - | 400 | mg/l | 31.3 | Vehicle and plant washing (Low Impact) | Hampshire East | Hand Car Wash Services | Car Park Valeting | Consent | -
14792 | 1 | Low Risk Consent | Tropical Paradise | Unit 3+4 | Boyatt Wood Shopping Center | Eastleigh | - | Hampshire | SO50 4QP | UNIT 4 BOYATTWOOD SHOPPING CENTR | SHAKESPEARE ROAD | - | EASTLEIGH | HA | SO50 4QP | 2010-03-09 | 0.5 | 0.5 | At all times | CHICKENHALL EASTLEIGH WTW | Twyford Road | - | - | - | - | 8.2 | Engineering (Low risk) | Hampshire West | Cleansing of the tropical fish tanks | Pre Market Reform | Consent | -
14799 | 3 | Tier 2 Consent | APM Metals Ltd | Plantation Works | Crown Quay Lane | Eurolink Way | Sittingbourne | Kent | ME10 3HH | CROWN QUAY LANE | EUROLINK WAY | - | SITTINGBOURNE | KE | ME10 3JQ | 2010-05-21 | 100 | 0 | At all times | SITTINGBOURNE WTW | Crown Quay Lane | Chemical Oxygen Demand Shaken as 0 | - | 800 | mg/l | 40.1 | Rainwater and surface water run-off (Medium Impact). Fire fighting foam training | Kent West | Sorting, shearing of metals. Contaminated surface water. | Metal Recycling | Consent | -
14799 | 3 | Tier 2 Consent | APM Metals Ltd | Plantation Works | Crown Quay Lane | Eurolink Way | Sittingbourne | Kent | ME10 3HH | CROWN QUAY LANE | EUROLINK WAY | - | SITTINGBOURNE | KE | ME10 3JQ | 2010-05-21 | 100 | 0 | At all times | SITTINGBOURNE WTW | Crown Quay Lane | Copper Total | - | 3 | ug/l | 40.1 | Rainwater and surface water run-off (Medium Impact). Fire fighting foam training | Kent West | Sorting, shearing of metals. Contaminated surface water. | Metal Recycling | Consent | -
14799 | 3 | Tier 2 Consent | APM Metals Ltd | Plantation Works | Crown Quay Lane | Eurolink Way | Sittingbourne | Kent | ME10 3HH | CROWN QUAY LANE | EUROLINK WAY | - | SITTINGBOURNE | KE | ME10 3JQ | 2010-05-21 | 100 | 0 | At all times | SITTINGBOURNE WTW | Crown Quay Lane | Iron Total | - | 10 | ug/l | 40.1 | Rainwater and surface water run-off (Medium Impact). Fire fighting foam training | Kent West | Sorting, shearing of metals. Contaminated surface water. | Metal Recycling | Consent | -
14799 | 3 | Tier 2 Consent | APM Metals Ltd | Plantation Works | Crown Quay Lane | Eurolink Way | Sittingbourne | Kent | ME10 3HH | CROWN QUAY LANE | EUROLINK WAY | - | SITTINGBOURNE | KE | ME10 3JQ | 2010-05-21 | 100 | 0 | At all times | SITTINGBOURNE WTW | Crown Quay Lane | pH | 5 | 11 | pH Units | 40.1 | Rainwater and surface water run-off (Medium Impact). Fire fighting foam training | Kent West | Sorting, shearing of metals. Contaminated surface water. | Metal Recycling | Consent | -
14799 | 3 | Tier 2 Consent | APM Metals Ltd | Plantation Works | Crown Quay Lane | Eurolink Way | Sittingbourne | Kent | ME10 3HH | CROWN QUAY LANE | EUROLINK WAY | - | SITTINGBOURNE | KE | ME10 3JQ | 2010-05-21 | 100 | 0 | At all times | SITTINGBOURNE WTW | Crown Quay Lane | Solids Suspended 105 Degrees C | - | 400 | mg/l | 40.1 | Rainwater and surface water run-off (Medium Impact). Fire fighting foam training | Kent West | Sorting, shearing of metals. Contaminated surface water. | Metal Recycling | Consent | -
14799 | 3 | Tier 2 Consent | APM Metals Ltd | Plantation Works | Crown Quay Lane | Eurolink Way | Sittingbourne | Kent | ME10 3HH | CROWN QUAY LANE | EUROLINK WAY | - | SITTINGBOURNE | KE | ME10 3JQ | 2010-05-21 | 100 | 0 | At all times | SITTINGBOURNE WTW | Crown Quay Lane | Sulphate as S04 | - | 500 | mg/l | 40.1 | Rainwater and surface water run-off (Medium Impact). Fire fighting foam training | Kent West | Sorting, shearing of metals. Contaminated surface water. | Metal Recycling | Consent | -
14799 | 3 | Tier 2 Consent | APM Metals Ltd | Plantation Works | Crown Quay Lane | Eurolink Way | Sittingbourne | Kent | ME10 3HH | CROWN QUAY LANE | EUROLINK WAY | - | SITTINGBOURNE | KE | ME10 3JQ | 2010-05-21 | 100 | 0 | At all times | SITTINGBOURNE WTW | Crown Quay Lane | Tin Total | - | 3 | ug/l | 40.1 | Rainwater and surface water run-off (Medium Impact). Fire fighting foam training | Kent West | Sorting, shearing of metals. Contaminated surface water. | Metal Recycling | Consent | -
14799 | 3 | Tier 2 Consent | APM Metals Ltd | Plantation Works | Crown Quay Lane | Eurolink Way | Sittingbourne | Kent | ME10 3HH | CROWN QUAY LANE | EUROLINK WAY | - | SITTINGBOURNE | KE | ME10 3JQ | 2010-05-21 | 100 | 0 | At all times | SITTINGBOURNE WTW | Crown Quay Lane | Zinc Total mg/l | - | 3 | ug/l | 40.1 | Rainwater and surface water run-off (Medium Impact). Fire fighting foam training | Kent West | Sorting, shearing of metals. Contaminated surface water. | Metal Recycling | Consent | -
14811 | 1 | Low Risk Consent | Swegon Air Management Limited | - | Stourbridge Road | Bridgnorth | - | Shropshire | WV15 5BB | Joseph Wilson Ind Est | South Street | - | Whitstable | Kent | CT5 3DU | 2010-03-30 | 0.5 | 0.1 | - | SWALECLIFFE WTW | South Street | Chemical Oxygen Demand Shaken as 0 | - | 800 | mg/l | 39.4 | Water treatment; softener plants; heating system flushing | Kent East | Pre Market Reform | Pre Market Reform | Consent | -
14811 | 1 | Low Risk Consent | Swegon Air Management Limited | - | Stourbridge Road | Bridgnorth | - | Shropshire | WV15 5BB | Joseph Wilson Ind Est | South Street | - | Whitstable | Kent | CT5 3DU | 2010-03-30 | 0.5 | 0.1 | - | SWALECLIFFE WTW | South Street | pH | 6 | 10 | pH Units | 39.4 | Water treatment; softener plants; heating system flushing | Kent East | Pre Market Reform | Pre Market Reform | Consent | -
14811 | 1 | Low Risk Consent | Swegon Air Management Limited | - | Stourbridge Road | Bridgnorth | - | Shropshire | WV15 5BB | Joseph Wilson Ind Est | South Street | - | Whitstable | Kent | CT5 3DU | 2010-03-30 | 0.5 | 0.1 | - | SWALECLIFFE WTW | South Street | Solids Suspended 105 Degrees C | - | 400 | mg/l | 39.4 | Water treatment; softener plants; heating system flushing | Kent East | Pre Market Reform | Pre Market Reform | Consent | -
14812 | 2 | Tier 1 Consent | Rainbow UK Trading & Growing Limited | 2 | Barrow Man Road | - | Birchington | Kent | CT7 0AX | GREENHOUSE 2 | SEAMARK ROAD |  | BIRCHINGTON | KE | CT7 0AX | 2010-12-01 | 60 | 1.7 | At all times | WEATHERLEES HILL B (MGATE &amp; BSTAIRS) WTW | Gore End Pumping Station MH 5303 | Boron Total | - | 500 | ug/l | 39.4 | Water treatment; softener plants; heating system flushing | Kent East | Miscellaneous: CHP/Boiler Condensate & Sand Filter Backwash process | Pre Market Reform | Consent | GORE END BIRCHINGTON WPS
14812 | 2 | Tier 1 Consent | Rainbow UK Trading & Growing Limited | 2 | Barrow Man Road | - | Birchington | Kent | CT7 0AX | GREENHOUSE 2 | SEAMARK ROAD |  | BIRCHINGTON | KE | CT7 0AX | 2010-12-01 | 60 | 1.7 | At all times | WEATHERLEES HILL B (MGATE &amp; BSTAIRS) WTW | Gore End Pumping Station MH 5303 | Chemical Oxygen Demand Shaken as 0 | - | 400 | mg/l | 39.4 | Water treatment; softener plants; heating system flushing | Kent East | Miscellaneous: CHP/Boiler Condensate & Sand Filter Backwash process | Pre Market Reform | Consent | GORE END BIRCHINGTON WPS
14812 | 2 | Tier 1 Consent | Rainbow UK Trading & Growing Limited | 2 | Barrow Man Road | - | Birchington | Kent | CT7 0AX | GREENHOUSE 2 | SEAMARK ROAD |  | BIRCHINGTON | KE | CT7 0AX | 2010-12-01 | 60 | 1.7 | At all times | WEATHERLEES HILL B (MGATE &amp; BSTAIRS) WTW | Gore End Pumping Station MH 5303 | Iron Total | - | 5 | ug/l | 39.4 | Water treatment; softener plants; heating system flushing | Kent East | Miscellaneous: CHP/Boiler Condensate & Sand Filter Backwash process | Pre Market Reform | Consent | GORE END BIRCHINGTON WPS
14812 | 2 | Tier 1 Consent | Rainbow UK Trading & Growing Limited | 2 | Barrow Man Road | - | Birchington | Kent | CT7 0AX | GREENHOUSE 2 | SEAMARK ROAD |  | BIRCHINGTON | KE | CT7 0AX | 2010-12-01 | 60 | 1.7 | At all times | WEATHERLEES HILL B (MGATE &amp; BSTAIRS) WTW | Gore End Pumping Station MH 5303 | Manganese Total | - | 2 | ug/l | 39.4 | Water treatment; softener plants; heating system flushing | Kent East | Miscellaneous: CHP/Boiler Condensate & Sand Filter Backwash process | Pre Market Reform | Consent | GORE END BIRCHINGTON WPS
14812 | 2 | Tier 1 Consent | Rainbow UK Trading & Growing Limited | 2 | Barrow Man Road | - | Birchington | Kent | CT7 0AX | GREENHOUSE 2 | SEAMARK ROAD |  | BIRCHINGTON | KE | CT7 0AX | 2010-12-01 | 60 | 1.7 | At all times | WEATHERLEES HILL B (MGATE &amp; BSTAIRS) WTW | Gore End Pumping Station MH 5303 | Nitrogen Ammoniacal as N | - | 40 | mg/l | 39.4 | Water treatment; softener plants; heating system flushing | Kent East | Miscellaneous: CHP/Boiler Condensate & Sand Filter Backwash process | Pre Market Reform | Consent | GORE END BIRCHINGTON WPS
14812 | 2 | Tier 1 Consent | Rainbow UK Trading & Growing Limited | 2 | Barrow Man Road | - | Birchington | Kent | CT7 0AX | GREENHOUSE 2 | SEAMARK ROAD |  | BIRCHINGTON | KE | CT7 0AX | 2010-12-01 | 60 | 1.7 | At all times | WEATHERLEES HILL B (MGATE &amp; BSTAIRS) WTW | Gore End Pumping Station MH 5303 | pH | 6 | 10 | pH Units | 39.4 | Water treatment; softener plants; heating system flushing | Kent East | Miscellaneous: CHP/Boiler Condensate & Sand Filter Backwash process | Pre Market Reform | Consent | GORE END BIRCHINGTON WPS
14812 | 2 | Tier 1 Consent | Rainbow UK Trading & Growing Limited | 2 | Barrow Man Road | - | Birchington | Kent | CT7 0AX | GREENHOUSE 2 | SEAMARK ROAD |  | BIRCHINGTON | KE | CT7 0AX | 2010-12-01 | 60 | 1.7 | At all times | WEATHERLEES HILL B (MGATE &amp; BSTAIRS) WTW | Gore End Pumping Station MH 5303 | Solids Suspended 105 Degrees C | - | 200 | mg/l | 39.4 | Water treatment; softener plants; heating system flushing | Kent East | Miscellaneous: CHP/Boiler Condensate & Sand Filter Backwash process | Pre Market Reform | Consent | GORE END BIRCHINGTON WPS
14812 | 2 | Tier 1 Consent | Rainbow UK Trading & Growing Limited | 2 | Barrow Man Road | - | Birchington | Kent | CT7 0AX | GREENHOUSE 2 | SEAMARK ROAD |  | BIRCHINGTON | KE | CT7 0AX | 2010-12-01 | 60 | 1.7 | At all times | WEATHERLEES HILL B (MGATE &amp; BSTAIRS) WTW | Gore End Pumping Station MH 5303 | Sulphate as S04 | - | 500 | mg/l | 39.4 | Water treatment; softener plants; heating system flushing | Kent East | Miscellaneous: CHP/Boiler Condensate & Sand Filter Backwash process | Pre Market Reform | Consent | GORE END BIRCHINGTON WPS
14812 | 2 | Tier 1 Consent | Rainbow UK Trading & Growing Limited | 2 | Barrow Man Road | - | Birchington | Kent | CT7 0AX | GREENHOUSE 2 | SEAMARK ROAD |  | BIRCHINGTON | KE | CT7 0AX | 2010-12-01 | 60 | 1.7 | At all times | WEATHERLEES HILL B (MGATE &amp; BSTAIRS) WTW | Gore End Pumping Station MH 5303 | Zinc Total mg/l | - | 8 | ug/l | 39.4 | Water treatment; softener plants; heating system flushing | Kent East | Miscellaneous: CHP/Boiler Condensate & Sand Filter Backwash process | Pre Market Reform | Consent | GORE END BIRCHINGTON WPS
14813 | 1 | Tier 1 Consent | A&A Cucumbers Limited |  | 5 Barrow Man Road |  | Birchington | Kent | CT7 0AX | GREENHOUSE 5 | BARROW MAN ROAD | - | BIRCHINGTON | KE | CT7 0AX | 2010-12-01 | 42 | 1 | At all times | WEATHERLEES HILL B (MGATE &amp; BSTAIRS) WTW | Gore End Pumping Station MH 5303 | Boron Total | - | 500 | ug/l | 39.4 | Water treatment; softener plants; heating system flushing | Kent East | Miscellaneous: CHP/Boiler Condensate & Sand Filter Backwash process | Large scale greenhouse - cucumbers. | Consent | GORE END BIRCHINGTON WPS
14813 | 1 | Tier 1 Consent | A&A Cucumbers Limited |  | 5 Barrow Man Road |  | Birchington | Kent | CT7 0AX | GREENHOUSE 5 | BARROW MAN ROAD | - | BIRCHINGTON | KE | CT7 0AX | 2010-12-01 | 42 | 1 | At all times | WEATHERLEES HILL B (MGATE &amp; BSTAIRS) WTW | Gore End Pumping Station MH 5303 | Chemical Oxygen Demand Shaken as 0 | - | 400 | mg/l | 39.4 | Water treatment; softener plants; heating system flushing | Kent East | Miscellaneous: CHP/Boiler Condensate & Sand Filter Backwash process | Large scale greenhouse - cucumbers. | Consent | GORE END BIRCHINGTON WPS
14813 | 1 | Tier 1 Consent | A&A Cucumbers Limited |  | 5 Barrow Man Road |  | Birchington | Kent | CT7 0AX | GREENHOUSE 5 | BARROW MAN ROAD | - | BIRCHINGTON | KE | CT7 0AX | 2010-12-01 | 42 | 1 | At all times | WEATHERLEES HILL B (MGATE &amp; BSTAIRS) WTW | Gore End Pumping Station MH 5303 | Iron Total | - | 5 | ug/l | 39.4 | Water treatment; softener plants; heating system flushing | Kent East | Miscellaneous: CHP/Boiler Condensate & Sand Filter Backwash process | Large scale greenhouse - cucumbers. | Consent | GORE END BIRCHINGTON WPS
14813 | 1 | Tier 1 Consent | A&A Cucumbers Limited |  | 5 Barrow Man Road |  | Birchington | Kent | CT7 0AX | GREENHOUSE 5 | BARROW MAN ROAD | - | BIRCHINGTON | KE | CT7 0AX | 2010-12-01 | 42 | 1 | At all times | WEATHERLEES HILL B (MGATE &amp; BSTAIRS) WTW | Gore End Pumping Station MH 5303 | Manganese Total | - | 2 | ug/l | 39.4 | Water treatment; softener plants; heating system flushing | Kent East | Miscellaneous: CHP/Boiler Condensate & Sand Filter Backwash process | Large scale greenhouse - cucumbers. | Consent | GORE END BIRCHINGTON WPS
14813 | 1 | Tier 1 Consent | A&A Cucumbers Limited |  | 5 Barrow Man Road |  | Birchington | Kent | CT7 0AX | GREENHOUSE 5 | BARROW MAN ROAD | - | BIRCHINGTON | KE | CT7 0AX | 2010-12-01 | 42 | 1 | At all times | WEATHERLEES HILL B (MGATE &amp; BSTAIRS) WTW | Gore End Pumping Station MH 5303 | Nitrogen Ammoniacal as N | - | 40 | mg/l | 39.4 | Water treatment; softener plants; heating system flushing | Kent East | Miscellaneous: CHP/Boiler Condensate & Sand Filter Backwash process | Large scale greenhouse - cucumbers. | Consent | GORE END BIRCHINGTON WPS
14813 | 1 | Tier 1 Consent | A&A Cucumbers Limited |  | 5 Barrow Man Road |  | Birchington | Kent | CT7 0AX | GREENHOUSE 5 | BARROW MAN ROAD | - | BIRCHINGTON | KE | CT7 0AX | 2010-12-01 | 42 | 1 | At all times | WEATHERLEES HILL B (MGATE &amp; BSTAIRS) WTW | Gore End Pumping Station MH 5303 | pH | 6 | 10 | pH Units | 39.4 | Water treatment; softener plants; heating system flushing | Kent East | Miscellaneous: CHP/Boiler Condensate & Sand Filter Backwash process | Large scale greenhouse - cucumbers. | Consent | GORE END BIRCHINGTON WPS
14813 | 1 | Tier 1 Consent | A&A Cucumbers Limited |  | 5 Barrow Man Road |  | Birchington | Kent | CT7 0AX | GREENHOUSE 5 | BARROW MAN ROAD | - | BIRCHINGTON | KE | CT7 0AX | 2010-12-01 | 42 | 1 | At all times | WEATHERLEES HILL B (MGATE &amp; BSTAIRS) WTW | Gore End Pumping Station MH 5303 | Solids Suspended 105 Degrees C | - | 200 | mg/l | 39.4 | Water treatment; softener plants; heating system flushing | Kent East | Miscellaneous: CHP/Boiler Condensate & Sand Filter Backwash process | Large scale greenhouse - cucumbers. | Consent | GORE END BIRCHINGTON WPS
14813 | 1 | Tier 1 Consent | A&A Cucumbers Limited |  | 5 Barrow Man Road |  | Birchington | Kent | CT7 0AX | GREENHOUSE 5 | BARROW MAN ROAD | - | BIRCHINGTON | KE | CT7 0AX | 2010-12-01 | 42 | 1 | At all times | WEATHERLEES HILL B (MGATE &amp; BSTAIRS) WTW | Gore End Pumping Station MH 5303 | Sulphate as S04 | - | 500 | mg/l | 39.4 | Water treatment; softener plants; heating system flushing | Kent East | Miscellaneous: CHP/Boiler Condensate & Sand Filter Backwash process | Large scale greenhouse - cucumbers. | Consent | GORE END BIRCHINGTON WPS
14813 | 1 | Tier 1 Consent | A&A Cucumbers Limited |  | 5 Barrow Man Road |  | Birchington | Kent | CT7 0AX | GREENHOUSE 5 | BARROW MAN ROAD | - | BIRCHINGTON | KE | CT7 0AX | 2010-12-01 | 42 | 1 | At all times | WEATHERLEES HILL B (MGATE &amp; BSTAIRS) WTW | Gore End Pumping Station MH 5303 | Zinc Total mg/l | - | 8 | ug/l | 39.4 | Water treatment; softener plants; heating system flushing | Kent East | Miscellaneous: CHP/Boiler Condensate & Sand Filter Backwash process | Large scale greenhouse - cucumbers. | Consent | GORE END BIRCHINGTON WPS
14815 | 1 | Low Risk Consent | Brittania Enterprise Centre | Waterworks Road | - | - | Hastings | East Sussex | TN34 1RT | HBC WORK DEPOT | WATERWORKS ROAD | - | HASTINGS | SE | TN34 1RT | 2010-04-01 | 3 | - | any time | BEXHILL & HASTINGS WTW | waterworks Road | - | - | - | - | 31.3 | Vehicle and plant washing (Low Impact) | Sussex East | Pre Market Reform | Pre Market Reform | Consent | -
14816 | 1 | Low Risk Consent | Celllife U.K. Limited | 18 | Cradle Hill Industrial Estate | - | Seaford | - | BN25 3JE | UNIT 18 | CRADLE HILL INDUSTRIAL ESTATE | - | SEAFORD | SE | BN25 3JE | 2010-03-18 | 0.5 | 1 | any time | NEWHAVEN MAIN WTW | Cradle Hill Industrial Estate | - | - | - | - | 9.4 | Food processing - liquid dairy products | Sussex East | Pre Market Reform | Pre Market Reform | Consent | -
14819 | 2 | Tier 2 Consent | The Farriers Arms (Kent) Ltd | C/O Cannons Accountants Unit 1a | Park Farm Road |  | Folkestone | Kent | CT19 5EY | THE FARRIERS ARMS | FLOOD STREET | - | MERSHAM | KE | TN25 6NU | 2010-05-18 | 4 | 1 | 0700-1700 | ASHFORD WTW | Church Road | Chemical Oxygen Demand Shaken as 0 | - | 4000 | mg/l | 1.3 | Alcoholic beverages (Low Impact) | Kent East | Drink production: brewery process | Pre Market Reform | Consent | -
14819 | 2 | Tier 2 Consent | The Farriers Arms (Kent) Ltd | C/O Cannons Accountants Unit 1a | Park Farm Road |  | Folkestone | Kent | CT19 5EY | THE FARRIERS ARMS | FLOOD STREET | - | MERSHAM | KE | TN25 6NU | 2010-05-18 | 4 | 1 | 0700-1700 | ASHFORD WTW | Church Road | pH | 6 | 11 | pH Units | 1.3 | Alcoholic beverages (Low Impact) | Kent East | Drink production: brewery process | Pre Market Reform | Consent | -
14819 | 2 | Tier 2 Consent | The Farriers Arms (Kent) Ltd | C/O Cannons Accountants Unit 1a | Park Farm Road |  | Folkestone | Kent | CT19 5EY | THE FARRIERS ARMS | FLOOD STREET | - | MERSHAM | KE | TN25 6NU | 2010-05-18 | 4 | 1 | 0700-1700 | ASHFORD WTW | Church Road | Solids Suspended 105 Degrees C | - | 400 | mg/l | 1.3 | Alcoholic beverages (Low Impact) | Kent East | Drink production: brewery process | Pre Market Reform | Consent | -
14819 | 2 | Tier 2 Consent | The Farriers Arms (Kent) Ltd | C/O Cannons Accountants Unit 1a | Park Farm Road |  | Folkestone | Kent | CT19 5EY | THE FARRIERS ARMS | FLOOD STREET | - | MERSHAM | KE | TN25 6NU | 2010-05-18 | 4 | 1 | 0700-1700 | ASHFORD WTW | Church Road | Sulphate as S04 | - | 500 | mg/l | 1.3 | Alcoholic beverages (Low Impact) | Kent East | Drink production: brewery process | Pre Market Reform | Consent | -
14826 | 1 | Low Risk Consent | Shell U.K. Oil Products Limited | Shell Centre | - | - | London | - | SE1 7NA | Shell Hythe | Southampton Road | - | Hythe | Hampshire | SO45 5DA | 2010-04-14 | 5 | 0.16 | n/a | SLOWHILL COPSE MARCHWOOD WTW | Southampton Road | - | - | - | - | 31.2 | Vehicle and plant washing (Low Impact) | Hampshire West | Pre Market Reform | Pre Market Reform | Consent | -
14831 | 1 | Low Risk Consent | Southern Fire Protection Limited | Unit 81 Roman Way Industrial Estate | Longridge Road | Ribbleton | Preston | Lancashire | PR2 5BB |  | 20 The challenge Enterprise Cent | Sharpes Close | Portsmouth | - | PO3 5RJ | 2010-04-19 | 1 | 0.5 | - | BUDDS FARM HAVANT WTW | - | - | - | - | - | 40.1 | Rainwater and surface water run-off (Medium Impact). Fire fighting foam training | Hampshire East | Pre Market Reform | Pre Market Reform | Consent | -
14836 | 1 | Tier 1 Consent | Kaaij Greenhouses UK Limited |  | 4 Barrow Man Road |  | Birchington | Kent | CT7 OAX | KAAIJ GREENHOUSE UK LTD | 4 BARROW MAN ROAD | - | BIRCHINGTON | KE | CT7 0AX | 2010-12-01 | 46 | 1.5 | At all times | WEATHERLEES HILL B (MGATE &amp; BSTAIRS) WTW | Gore End Pumping Station MH 53 | Boron Total | - | 500 | ug/l | 39.4 | Water treatment; softener plants; heating system flushing | Kent East | Miscellaneous: CHP/Boiler Condensate & Sand Filter Backwash process | Pre Market Reform | Consent | GORE END BIRCHINGTON WPS
14836 | 1 | Tier 1 Consent | Kaaij Greenhouses UK Limited |  | 4 Barrow Man Road |  | Birchington | Kent | CT7 OAX | KAAIJ GREENHOUSE UK LTD | 4 BARROW MAN ROAD | - | BIRCHINGTON | KE | CT7 0AX | 2010-12-01 | 46 | 1.5 | At all times | WEATHERLEES HILL B (MGATE &amp; BSTAIRS) WTW | Gore End Pumping Station MH 53 | Chemical Oxygen Demand Shaken as 0 | - | 400 | mg/l | 39.4 | Water treatment; softener plants; heating system flushing | Kent East | Miscellaneous: CHP/Boiler Condensate & Sand Filter Backwash process | Pre Market Reform | Consent | GORE END BIRCHINGTON WPS
14836 | 1 | Tier 1 Consent | Kaaij Greenhouses UK Limited |  | 4 Barrow Man Road |  | Birchington | Kent | CT7 OAX | KAAIJ GREENHOUSE UK LTD | 4 BARROW MAN ROAD | - | BIRCHINGTON | KE | CT7 0AX | 2010-12-01 | 46 | 1.5 | At all times | WEATHERLEES HILL B (MGATE &amp; BSTAIRS) WTW | Gore End Pumping Station MH 53 | Iron Total | - | 5 | ug/l | 39.4 | Water treatment; softener plants; heating system flushing | Kent East | Miscellaneous: CHP/Boiler Condensate & Sand Filter Backwash process | Pre Market Reform | Consent | GORE END BIRCHINGTON WPS
14836 | 1 | Tier 1 Consent | Kaaij Greenhouses UK Limited |  | 4 Barrow Man Road |  | Birchington | Kent | CT7 OAX | KAAIJ GREENHOUSE UK LTD | 4 BARROW MAN ROAD | - | BIRCHINGTON | KE | CT7 0AX | 2010-12-01 | 46 | 1.5 | At all times | WEATHERLEES HILL B (MGATE &amp; BSTAIRS) WTW | Gore End Pumping Station MH 53 | Manganese Total | - | 2 | ug/l | 39.4 | Water treatment; softener plants; heating system flushing | Kent East | Miscellaneous: CHP/Boiler Condensate & Sand Filter Backwash process | Pre Market Reform | Consent | GORE END BIRCHINGTON WPS
14836 | 1 | Tier 1 Consent | Kaaij Greenhouses UK Limited |  | 4 Barrow Man Road |  | Birchington | Kent | CT7 OAX | KAAIJ GREENHOUSE UK LTD | 4 BARROW MAN ROAD | - | BIRCHINGTON | KE | CT7 0AX | 2010-12-01 | 46 | 1.5 | At all times | WEATHERLEES HILL B (MGATE &amp; BSTAIRS) WTW | Gore End Pumping Station MH 53 | Nitrogen Ammoniacal as N | - | 10 | mg/l | 39.4 | Water treatment; softener plants; heating system flushing | Kent East | Miscellaneous: CHP/Boiler Condensate & Sand Filter Backwash process | Pre Market Reform | Consent | GORE END BIRCHINGTON WPS
14836 | 1 | Tier 1 Consent | Kaaij Greenhouses UK Limited |  | 4 Barrow Man Road |  | Birchington | Kent | CT7 OAX | KAAIJ GREENHOUSE UK LTD | 4 BARROW MAN ROAD | - | BIRCHINGTON | KE | CT7 0AX | 2010-12-01 | 46 | 1.5 | At all times | WEATHERLEES HILL B (MGATE &amp; BSTAIRS) WTW | Gore End Pumping Station MH 53 | pH | 6 | 10 | pH Units | 39.4 | Water treatment; softener plants; heating system flushing | Kent East | Miscellaneous: CHP/Boiler Condensate & Sand Filter Backwash process | Pre Market Reform | Consent | GORE END BIRCHINGTON WPS
14836 | 1 | Tier 1 Consent | Kaaij Greenhouses UK Limited |  | 4 Barrow Man Road |  | Birchington | Kent | CT7 OAX | KAAIJ GREENHOUSE UK LTD | 4 BARROW MAN ROAD | - | BIRCHINGTON | KE | CT7 0AX | 2010-12-01 | 46 | 1.5 | At all times | WEATHERLEES HILL B (MGATE &amp; BSTAIRS) WTW | Gore End Pumping Station MH 53 | Solids Suspended 105 Degrees C | - | 200 | mg/l | 39.4 | Water treatment; softener plants; heating system flushing | Kent East | Miscellaneous: CHP/Boiler Condensate & Sand Filter Backwash process | Pre Market Reform | Consent | GORE END BIRCHINGTON WPS
14836 | 1 | Tier 1 Consent | Kaaij Greenhouses UK Limited |  | 4 Barrow Man Road |  | Birchington | Kent | CT7 OAX | KAAIJ GREENHOUSE UK LTD | 4 BARROW MAN ROAD | - | BIRCHINGTON | KE | CT7 0AX | 2010-12-01 | 46 | 1.5 | At all times | WEATHERLEES HILL B (MGATE &amp; BSTAIRS) WTW | Gore End Pumping Station MH 53 | Sulphate as S04 | - | 500 | mg/l | 39.4 | Water treatment; softener plants; heating system flushing | Kent East | Miscellaneous: CHP/Boiler Condensate & Sand Filter Backwash process | Pre Market Reform | Consent | GORE END BIRCHINGTON WPS
14836 | 1 | Tier 1 Consent | Kaaij Greenhouses UK Limited |  | 4 Barrow Man Road |  | Birchington | Kent | CT7 OAX | KAAIJ GREENHOUSE UK LTD | 4 BARROW MAN ROAD | - | BIRCHINGTON | KE | CT7 0AX | 2010-12-01 | 46 | 1.5 | At all times | WEATHERLEES HILL B (MGATE &amp; BSTAIRS) WTW | Gore End Pumping Station MH 53 | Zinc Total mg/l | - | 8 | ug/l | 39.4 | Water treatment; softener plants; heating system flushing | Kent East | Miscellaneous: CHP/Boiler Condensate & Sand Filter Backwash process | Pre Market Reform | Consent | GORE END BIRCHINGTON WPS
14838 | 1 | Low Risk Consent | Spire Healthcare Limited | 3 Dorset Rise | - | - | London | - | EC4Y 8EN | CHALYBEATE HOSPITAL | CHALYBEATE CLOSE | - | SOUTHAMPTON | HA | SO16 6UY | 2010-04-26 | 0.01 | 0.5 | n/a | MILLBROOK WTW | Chalybeate Close | - | - | - | - | 4.2 | Chemical and pharmaceutical manufacture (Low Impact) | Hampshire West | Pre Market Reform | Pre Market Reform | Consent | -
14839 | 1 | Low Risk Consent | Siva Plastics Limited | Spitfire House | Hazel Road | Woolston | Southampton | Hampshire | SO19 7GB | SPITFIRE QUAY | HAZEL ROAD | - | SOUTHAMPTON | HA | SO19 7GB | 2010-04-26 | 1 | 1 | n/a | WOOLSTON WTW | Hazel Road | - | - | - | - | 15.1 | Laundering (Large-scale) | Hampshire West | Pre Market Reform | Pre Market Reform | Consent | -
14843 | 1 | Tier 2 Consent | Veolia Environmental Services (UK) Plc | 210 | Pentonville Road |  | London |  | N1 9JY | PLOT 15 | MILITARY ROAD | - | FOLKESTONE | KE | CT20 3SP | 2010-06-02 | 10 | 0.2 | At all times | BROOMFIELD BANK WTW | Military Road | Chemical Oxygen Demand Shaken as 0 | - | 1000 | mg/l | 31.2 | Vehicle and plant washing (Low Impact) | Kent East | Jet washing of vehicles | Local authority waste removal transport depot | Consent | FOLKESTONE JUNCTION WPS
14843 | 1 | Tier 2 Consent | Veolia Environmental Services (UK) Plc | 210 | Pentonville Road |  | London |  | N1 9JY | PLOT 15 | MILITARY ROAD | - | FOLKESTONE | KE | CT20 3SP | 2010-06-02 | 10 | 0.2 | At all times | BROOMFIELD BANK WTW | Military Road | Oil and Grease | - | 50 | mg/l | 31.2 | Vehicle and plant washing (Low Impact) | Kent East | Jet washing of vehicles | Local authority waste removal transport depot | Consent | FOLKESTONE JUNCTION WPS
14843 | 1 | Tier 2 Consent | Veolia Environmental Services (UK) Plc | 210 | Pentonville Road |  | London |  | N1 9JY | PLOT 15 | MILITARY ROAD | - | FOLKESTONE | KE | CT20 3SP | 2010-06-02 | 10 | 0.2 | At all times | BROOMFIELD BANK WTW | Military Road | pH | 6 | 10 | pH Units | 31.2 | Vehicle and plant washing (Low Impact) | Kent East | Jet washing of vehicles | Local authority waste removal transport depot | Consent | FOLKESTONE JUNCTION WPS
14843 | 1 | Tier 2 Consent | Veolia Environmental Services (UK) Plc | 210 | Pentonville Road |  | London |  | N1 9JY | PLOT 15 | MILITARY ROAD | - | FOLKESTONE | KE | CT20 3SP | 2010-06-02 | 10 | 0.2 | At all times | BROOMFIELD BANK WTW | Military Road | Solids Suspended 105 Degrees C | - | 400 | mg/l | 31.2 | Vehicle and plant washing (Low Impact) | Kent East | Jet washing of vehicles | Local authority waste removal transport depot | Consent | FOLKESTONE JUNCTION WPS
14843 | 1 | Tier 2 Consent | Veolia Environmental Services (UK) Plc | 210 | Pentonville Road |  | London |  | N1 9JY | PLOT 15 | MILITARY ROAD | - | FOLKESTONE | KE | CT20 3SP | 2010-06-02 | 10 | 0.2 | At all times | BROOMFIELD BANK WTW | Military Road | Sulphate as S04 | - | 500 | mg/l | 31.2 | Vehicle and plant washing (Low Impact) | Kent East | Jet washing of vehicles | Local authority waste removal transport depot | Consent | FOLKESTONE JUNCTION WPS
14844 | 4 | Tier 2 Consent | Flack Manor Brewery Limited | Midland House | 2 Poole Road | - | Bournemouth | Dorset | BH2 5QY | UNIT 8 | GREATBRIDGE ROAD |  | ROMSEY | HA | SO51 0HR | 2010-04-27 | 24 | 2 | At all times | ROMSEY WTW | Greatbridge Road | Chemical Oxygen Demand Shaken as 0 | - | 2000 | mg/l | 1.2 | Alcoholic beverages (Medium Impact) | Hampshire West | Brewing process | Pre Market Reform | Consent | BUDDS LANE ROMSEY WPS
14844 | 4 | Tier 2 Consent | Flack Manor Brewery Limited | Midland House | 2 Poole Road | - | Bournemouth | Dorset | BH2 5QY | UNIT 8 | GREATBRIDGE ROAD |  | ROMSEY | HA | SO51 0HR | 2010-04-27 | 24 | 2 | At all times | ROMSEY WTW | Greatbridge Road | pH | 5 | 11 | pH Units | 1.2 | Alcoholic beverages (Medium Impact) | Hampshire West | Brewing process | Pre Market Reform | Consent | BUDDS LANE ROMSEY WPS
14844 | 4 | Tier 2 Consent | Flack Manor Brewery Limited | Midland House | 2 Poole Road | - | Bournemouth | Dorset | BH2 5QY | UNIT 8 | GREATBRIDGE ROAD |  | ROMSEY | HA | SO51 0HR | 2010-04-27 | 24 | 2 | At all times | ROMSEY WTW | Greatbridge Road | Solids Suspended 105 Degrees C | - | 1000 | mg/l | 1.2 | Alcoholic beverages (Medium Impact) | Hampshire West | Brewing process | Pre Market Reform | Consent | BUDDS LANE ROMSEY WPS
14847 | 1 | Low Risk Consent | CPI Mortars Limited | Oak Green House | 250-256 High Street | - | Dorking | Surrey | RH4 1QT | UNIT G4 MARCHWOOD IND ESTATE | CRACKNORE HARD LANE | - | SOUTHAMPTON | HA | SO40 4ZG | 2010-04-30 | 0.018 | 0.4 | n/a | SLOWHILL COPSE MARCHWOOD WTW | Normandy Way | - | - | - | - | 3.2 | Concrete batching yard | Hampshire West | Pre Market Reform | Pre Market Reform | Consent | -
14848 | 1 | Low Risk Consent | Hand Car Wash | Brittania Enterprise Centre | Waterworks Road | - | Hastings | East Sussex | TN34 1RT | HBC WORK DEPOT | WATERWORKS ROAD |  | HASTINGS | SE | TN34 1RT | 2010-05-04 | 5 | - | any time | BEXHILL & HASTINGS WTW | Waterworks Road | - | - | - | - | 31.3 | Vehicle and plant washing (Low Impact) | Sussex East | Pre Market Reform | Pre Market Reform | Consent | -
14851 | 1 | Low Risk Consent | Tesco Stores Limited | Tesco House | Shire Park | Kestrel Way | Welwyn Garden City |  | AL7 1GA | TESCO DISTRIBUTION DEPOT | CANBERRA ROAD | - | SOUTHAMPTON | HA | SO16 0YS | 2010-05-10 | 5 | 1 | n/a | MILLBROOK WTW | Canberra Road | - | - | - | - | 31.2 | Vehicle and plant washing (Low Impact) | Hampshire West | Pre Market Reform | Pre Market Reform | Consent | -
14854 | 1 | Low Risk Consent | Stannah Management Services Limited | Gate 2 Watt Close | East Portway Industrial Estate | - | Andover | Hampshire | SP10 3SD | WORKSHOP + PREMISES | WATT CLOSE | - | ANDOVER | HA | SP10 3RU | 2010-05-12 | 1 | 0.5 | n/a | FULLERTON WTW | Watt Close | - | - | - | - | 31.2 | Vehicle and plant washing (Low Impact) | Hampshire West | Pre Market Reform | Pre Market Reform | Consent | -
14860 | 1 | Low Risk Consent | Royal Mail Group Limited | 185 | Farringdon Road |  | London |  | EC1A 1AA | Pulborough Delivery Office | Lower Street | Pulborough |  | West Sussex | RH20 2AY | 2010-05-17 | 0.5 | 0.2 | at all times | PULBOROUGH WTW | Lower Street | - | - | - | - | 31.2 | Vehicle and plant washing (Low Impact) | Sussex West | Pre Market Reform | Pre Market Reform | Consent | -
14861 | 1 | Low Risk Consent | Royal Mail Group Limited | 185 | Farringdon Road |  | London |  | EC1A 1AA | Littlehampton Delivery Office | Dominion Way | - | Littlehampton | West Sussex | BN16 3DS | 2010-05-17 | 1 | 0.2 | at all times | FORD WTW | Dominion Way | - | - | - | - | 31.2 | Vehicle and plant washing (Low Impact) | Sussex West | Pre Market Reform | Pre Market Reform | Consent | -
14862 | 1 | Low Risk Consent | The Print House Group Limited | Suite 2 2nd Floor Phoenix House | 32 West Street | - | Brighton | - | BN1 2RT | UNIT 8 SITE 1 | ALBERT DRIVE | - | BURGESS HILL | SW | RH15 9TN | 2010-05-17 | 0.1 | 1 | at all times | GODDARDS GREEN WTW | Albert Drive | - | - | - | - | 24.2 | Printing and related activities (Low impact) | Sussex West | Pre Market Reform | Pre Market Reform | Consent | -
14865 | 1 | Tier 2 Consent | E Kent Hospitals University NHS Trust | Kent & Canterbury Hospital | Ethelbert Road | - | Canterbury | Kent | CT1 3NG | WILLIAM HARVEY HOSPITAL | KENNINGTON ROAD | - | ASHFORD | KE | TN24 0LZ | 2010-06-09 | 2 | 0.138 | 0600-2100 | ASHFORD WTW | Kennington Road | Chemical Oxygen Demand Shaken as 0 | - | 800 | mg/l | 36.2 | Refuse Containers (Industrial) | Kent East | Pre Market Reform | Pre Market Reform | Consent | -
14865 | 1 | Tier 2 Consent | E Kent Hospitals University NHS Trust | Kent & Canterbury Hospital | Ethelbert Road | - | Canterbury | Kent | CT1 3NG | WILLIAM HARVEY HOSPITAL | KENNINGTON ROAD | - | ASHFORD | KE | TN24 0LZ | 2010-06-09 | 2 | 0.138 | 0600-2100 | ASHFORD WTW | Kennington Road | pH | 6 | 10 | pH Units | 36.2 | Refuse Containers (Industrial) | Kent East | Pre Market Reform | Pre Market Reform | Consent | -
14865 | 1 | Tier 2 Consent | E Kent Hospitals University NHS Trust | Kent & Canterbury Hospital | Ethelbert Road | - | Canterbury | Kent | CT1 3NG | WILLIAM HARVEY HOSPITAL | KENNINGTON ROAD | - | ASHFORD | KE | TN24 0LZ | 2010-06-09 | 2 | 0.138 | 0600-2100 | ASHFORD WTW | Kennington Road | Solids Suspended 105 Degrees C | - | 400 | mg/l | 36.2 | Refuse Containers (Industrial) | Kent East | Pre Market Reform | Pre Market Reform | Consent | -
14869 | 1 | Low Risk Consent | BP Express Shopping Limited | - | Chertsey Road | - | Sunbury on Thames | Middlesex | TW16 7BP | 119A MANOR SERVICE STATION | BITTERNE ROAD | - | SOUTHAMPTON | HA | SO18 1AR | 2010-05-24 | 4.5 | 1 | n/a | MILLBROOK WTW | Bitterne Road West | - | - | - | - | 31.2 | Vehicle and plant washing (Low Impact) | Hampshire West | Pre Market Reform | Pre Market Reform | Consent | -
14878 | 1 | Low Risk Consent | Royal Mail Group Limited | 185 | Farringdon Road |  | London |  | EC1A 1AA | Royal Mail | 62 North Road | - | Brighton | EastSussex | BN1 1YR | 2010-05-21 | 2 | 1 | 13:00 to 18:00 | PEACEHAVEN WTW | North Road | - | - | - | - | 31.3 | Vehicle and plant washing (Low Impact) | Sussex East | Pre Market Reform | Pre Market Reform | Consent | -
14880 | 1 | Low Risk Consent | Supashine Valeting Retail Limited | 63 High Street | - | - | Chislehurst | - | BR7 5BE | DAVID LLOYD LEISURE | BROADWATER WAY | - | EASTBOURNE | SE | BN22 9PZ | 2010-05-25 | 0.2 | - | any time | EASTBOURNE WTW | Braodwater Way | - | - | - | - | 31.3 | Vehicle and plant washing (Low Impact) | Sussex East | Pre Market Reform | Pre Market Reform | Consent | -
14881 | 1 | Low Risk Consent | Hosiden Besson Limited | 11 St Joseph's Trading Estate | St Joseph's Close | - | Hove | East Sussex | BN3 7EZ | 11 | ST. JOSEPHS CLOSE | - | HOVE | SE | BN3 7EZ | 2010-06-03 | 0.008 | 0.0002 | any time | PEACEHAVEN WTW | St Joseph's Close | - | - | - | - | 39.3 | Cooling tower bleed | Sussex East | Pre Market Reform | Pre Market Reform | Consent | -
14884 | 1 | Low Risk Consent | Pentagon Tooling Limited | Unit 4 | Blatchford Road | - | Horsham | West Sussex | RH13 5QR | Unit 15 | Blatchford Road | - | Horsham | West Sussex | RH13 5QR | 2010-06-07 | 0.25 | 0.1 | at all times | HORSHAM NEW WTW | Blatchford Road | - | - | - | - | 8.1 | Engineering (High risk) | Sussex West | Pre Market Reform | Pre Market Reform | Consent | -
14896 | 1 | Low Risk Consent | Pavel Kolev | 62 Florence Road | - | - | Maidstone | Kent | ME16 8EL |  |  | - |  | - |  | 2010-06-24 | 0.25 | 0.1 | - | AYLESFORD WTW | Florence Road | - | - | - | - | 31.3 | Vehicle and plant washing (Low Impact) | Kent West | Pre Market Reform | Pre Market Reform | Consent | -
14906 | 1 | Low Risk Consent | Knowlton And Newman Limited | Dakota House | Concord Business Park |  | Manchester |  | M22 0RR | Unit 4 | The Admiral Park | Hilsea | Portsmouth | Hants | PO3 5RQ | 2010-07-06 | 3 | 1.25 | 24 Hours | BUDDS FARM HAVANT WTW | Airport Service Road | Chemical Oxygen Demand Shaken as 0 | - | 800 | mg/l | 31.3 | Vehicle and plant washing (Low Impact) | Hampshire East | Plant Washing | Engineering Company | Consent | ACKWORTH ROAD HILSEA WPS
14906 | 1 | Low Risk Consent | Knowlton And Newman Limited | Dakota House | Concord Business Park |  | Manchester |  | M22 0RR | Unit 4 | The Admiral Park | Hilsea | Portsmouth | Hants | PO3 5RQ | 2010-07-06 | 3 | 1.25 | 24 Hours | BUDDS FARM HAVANT WTW | Airport Service Road | Nitrogen Ammoniacal as N | - | 10 | mg/l | 31.3 | Vehicle and plant washing (Low Impact) | Hampshire East | Plant Washing | Engineering Company | Consent | ACKWORTH ROAD HILSEA WPS
14906 | 1 | Low Risk Consent | Knowlton And Newman Limited | Dakota House | Concord Business Park |  | Manchester |  | M22 0RR | Unit 4 | The Admiral Park | Hilsea | Portsmouth | Hants | PO3 5RQ | 2010-07-06 | 3 | 1.25 | 24 Hours | BUDDS FARM HAVANT WTW | Airport Service Road | Solids Suspended 105 Degrees C | - | 400 | mg/l | 31.3 | Vehicle and plant washing (Low Impact) | Hampshire East | Plant Washing | Engineering Company | Consent | ACKWORTH ROAD HILSEA WPS
14907 | 1 | Tier 2 Consent | Finning (UK) Ltd. |  | Watling Street | Bridgton | Cannock | Staffordshire | WS11 8SL | FINNINGS | BRUNSWICK ROAD | - | ASHFORD | KE | TN23 1EN | 2010-09-08 | 5 | 1 | At all times | ASHFORD WTW | Brunswick Road | Chemical Oxygen Demand Shaken as 0 | - | 1500 | mg/l | 31.2 | Vehicle and plant washing (Low Impact) | Kent East | Vehicle washing: Jet Wash process | Plant hire | Consent | HENWOOD INDUSTRIAL ESTATE ASHFORD WPS
14907 | 1 | Tier 2 Consent | Finning (UK) Ltd. |  | Watling Street | Bridgton | Cannock | Staffordshire | WS11 8SL | FINNINGS | BRUNSWICK ROAD | - | ASHFORD | KE | TN23 1EN | 2010-09-08 | 5 | 1 | At all times | ASHFORD WTW | Brunswick Road | pH | 6 | 10 | pH Units | 31.2 | Vehicle and plant washing (Low Impact) | Kent East | Vehicle washing: Jet Wash process | Plant hire | Consent | HENWOOD INDUSTRIAL ESTATE ASHFORD WPS
14907 | 1 | Tier 2 Consent | Finning (UK) Ltd. |  | Watling Street | Bridgton | Cannock | Staffordshire | WS11 8SL | FINNINGS | BRUNSWICK ROAD | - | ASHFORD | KE | TN23 1EN | 2010-09-08 | 5 | 1 | At all times | ASHFORD WTW | Brunswick Road | Solids Suspended 105 Degrees C | - | 400 | mg/l | 31.2 | Vehicle and plant washing (Low Impact) | Kent East | Vehicle washing: Jet Wash process | Plant hire | Consent | HENWOOD INDUSTRIAL ESTATE ASHFORD WPS
14907 | 1 | Tier 2 Consent | Finning (UK) Ltd. |  | Watling Street | Bridgton | Cannock | Staffordshire | WS11 8SL | FINNINGS | BRUNSWICK ROAD | - | ASHFORD | KE | TN23 1EN | 2010-09-08 | 5 | 1 | At all times | ASHFORD WTW | Brunswick Road | Sulphate as S04 | - | 500 | mg/l | 31.2 | Vehicle and plant washing (Low Impact) | Kent East | Vehicle washing: Jet Wash process | Plant hire | Consent | HENWOOD INDUSTRIAL ESTATE ASHFORD WPS
14921 | 1 | Tier 1 Consent | Medisort Limited | Medisort Limited | Fort Road | Wick | Littlehampton | West Sussex | BN17 7QU | UNIT A | FORT ROAD | LITTLEHAMPTON | WEST SUSSEX |  | BN17 7QU | 2010-08-01 | 60 | 5 | at all times | FORD WTW | Fort Road | Chemical Oxygen Demand Shaken as 0 | - | 800 | mg/l | 15.3 | Sterilization/medical equipment cleaning, hygiene bin cleaning, low risk cleaning of items | Sussex West | autoclaving of waste and washing of sharps containers and associated equipment | Pre Market Reform | Consent | -
14921 | 1 | Tier 1 Consent | Medisort Limited | Medisort Limited | Fort Road | Wick | Littlehampton | West Sussex | BN17 7QU | UNIT A | FORT ROAD | LITTLEHAMPTON | WEST SUSSEX |  | BN17 7QU | 2010-08-01 | 60 | 5 | at all times | FORD WTW | Fort Road | Nitrogen Ammoniacal as N | - | 15 | mg/l | 15.3 | Sterilization/medical equipment cleaning, hygiene bin cleaning, low risk cleaning of items | Sussex West | autoclaving of waste and washing of sharps containers and associated equipment | Pre Market Reform | Consent | -
14921 | 1 | Tier 1 Consent | Medisort Limited | Medisort Limited | Fort Road | Wick | Littlehampton | West Sussex | BN17 7QU | UNIT A | FORT ROAD | LITTLEHAMPTON | WEST SUSSEX |  | BN17 7QU | 2010-08-01 | 60 | 5 | at all times | FORD WTW | Fort Road | pH | 6 | 10 | pH Units | 15.3 | Sterilization/medical equipment cleaning, hygiene bin cleaning, low risk cleaning of items | Sussex West | autoclaving of waste and washing of sharps containers and associated equipment | Pre Market Reform | Consent | -
14921 | 1 | Tier 1 Consent | Medisort Limited | Medisort Limited | Fort Road | Wick | Littlehampton | West Sussex | BN17 7QU | UNIT A | FORT ROAD | LITTLEHAMPTON | WEST SUSSEX |  | BN17 7QU | 2010-08-01 | 60 | 5 | at all times | FORD WTW | Fort Road | Silver Total | - | 1000 | ug/l | 15.3 | Sterilization/medical equipment cleaning, hygiene bin cleaning, low risk cleaning of items | Sussex West | autoclaving of waste and washing of sharps containers and associated equipment | Pre Market Reform | Consent | -
14921 | 1 | Tier 1 Consent | Medisort Limited | Medisort Limited | Fort Road | Wick | Littlehampton | West Sussex | BN17 7QU | UNIT A | FORT ROAD | LITTLEHAMPTON | WEST SUSSEX |  | BN17 7QU | 2010-08-01 | 60 | 5 | at all times | FORD WTW | Fort Road | Solids Suspended 105 Degrees C | - | 400 | mg/l | 15.3 | Sterilization/medical equipment cleaning, hygiene bin cleaning, low risk cleaning of items | Sussex West | autoclaving of waste and washing of sharps containers and associated equipment | Pre Market Reform | Consent | -
14922 | 1 | Low Risk Consent | The Highways Agency | SE RCC | Motorway Compound M3 J9 Easton | Winnal | Winchester | Hants | SO23 7TY | SE RCC Motorway Compound M3 J9 | Easton Lane | Winnall | Winchester | Hants | SO23 7TY | 2010-07-22 | 0.5 | 1 | n/a | MORESTEAD ROAD WINCHESTER WTW | n/a | - | - | - | - | 31.2 | Vehicle and plant washing (Low Impact) | Hampshire West | Pre Market Reform | Pre Market Reform | Consent | -
14929 | 1 | Low Risk Consent | MEP Ltd | Unit Bb | St Michaels Close | The Forstal Estate | Aylesford | Kent | ME20 7BU | UNIT D2 | ST. MICHAELS CLOSE | - | AYLESFORD | KE | ME20 7BU | 2010-07-29 | 0.2 | 1 | - | AYLESFORD WTW | St. Michael's Close | Chemical Oxygen Demand Shaken as 0 | - | 800 | mg/l | 22.3 | Plating and metal finishing (Low Impact) | Kent West | Pre Market Reform | Pre Market Reform | Consent | -
14929 | 1 | Low Risk Consent | MEP Ltd | Unit Bb | St Michaels Close | The Forstal Estate | Aylesford | Kent | ME20 7BU | UNIT D2 | ST. MICHAELS CLOSE | - | AYLESFORD | KE | ME20 7BU | 2010-07-29 | 0.2 | 1 | - | AYLESFORD WTW | St. Michael's Close | pH | 5 | 11 | pH Units | 22.3 | Plating and metal finishing (Low Impact) | Kent West | Pre Market Reform | Pre Market Reform | Consent | -
14929 | 1 | Low Risk Consent | MEP Ltd | Unit Bb | St Michaels Close | The Forstal Estate | Aylesford | Kent | ME20 7BU | UNIT D2 | ST. MICHAELS CLOSE | - | AYLESFORD | KE | ME20 7BU | 2010-07-29 | 0.2 | 1 | - | AYLESFORD WTW | St. Michael's Close | Solids Suspended 105 Degrees C | - | 400 | mg/l | 22.3 | Plating and metal finishing (Low Impact) | Kent West | Pre Market Reform | Pre Market Reform | Consent | -
14942 | 3 | Tier 2 Consent | Canterbrew Ltd | Unit 7 Stour Valley Business Park | Ashford Road |  | Canterbury | Kent | CT4 7HF | STOUR VALLEY BUSINESS PARK UNIT 7 | ASHFORD ROAD |  | CANTERBURY | KE | CT4 7HF | 2010-09-17 | 1.5 | 0.25 | 0900-1800 | CHARTHAM WTW | Ashford Road MH3401 | Chemical Oxygen Demand Shaken as 0 | - | 4000 | mg/l | 1.3 | Alcoholic beverages (Low Impact) | Kent East | Pre Market Reform | Pre Market Reform | Consent | -
14942 | 3 | Tier 2 Consent | Canterbrew Ltd | Unit 7 Stour Valley Business Park | Ashford Road |  | Canterbury | Kent | CT4 7HF | STOUR VALLEY BUSINESS PARK UNIT 7 | ASHFORD ROAD |  | CANTERBURY | KE | CT4 7HF | 2010-09-17 | 1.5 | 0.25 | 0900-1800 | CHARTHAM WTW | Ashford Road MH3401 | pH | 6 | 10 | pH Units | 1.3 | Alcoholic beverages (Low Impact) | Kent East | Pre Market Reform | Pre Market Reform | Consent | -
14942 | 3 | Tier 2 Consent | Canterbrew Ltd | Unit 7 Stour Valley Business Park | Ashford Road |  | Canterbury | Kent | CT4 7HF | STOUR VALLEY BUSINESS PARK UNIT 7 | ASHFORD ROAD |  | CANTERBURY | KE | CT4 7HF | 2010-09-17 | 1.5 | 0.25 | 0900-1800 | CHARTHAM WTW | Ashford Road MH3401 | Solids Suspended 105 Degrees C | - | 400 | mg/l | 1.3 | Alcoholic beverages (Low Impact) | Kent East | Pre Market Reform | Pre Market Reform | Consent | -
14942 | 3 | Tier 2 Consent | Canterbrew Ltd | Unit 7 Stour Valley Business Park | Ashford Road |  | Canterbury | Kent | CT4 7HF | STOUR VALLEY BUSINESS PARK UNIT 7 | ASHFORD ROAD |  | CANTERBURY | KE | CT4 7HF | 2010-09-17 | 1.5 | 0.25 | 0900-1800 | CHARTHAM WTW | Ashford Road MH3401 | Sulphate as S04 | - | 500 | mg/l | 1.3 | Alcoholic beverages (Low Impact) | Kent East | Pre Market Reform | Pre Market Reform | Consent | -
14947 | 1 | Low Risk Consent | T.I.P. Europe Limited | 1 | More London Place | - | London | - | SE1 2AF |  | Cracknore Hard Lane | Marchwood | Southampton | Hampshire | SO40 4UT | 2010-08-20 | 3.3 | 0.19 | n/a | SLOWHILL COPSE MARCHWOOD WTW | Cracknore Hard Lane | - | - | - | - | 31.2 | Vehicle and plant washing (Low Impact) | Hampshire West | Pre Market Reform | Pre Market Reform | Consent | -
14948 | 1 | Tier 2 Consent | Tollgate Service Station | Watling Street | - | - | Gravesend | Kent | DA11 7AP | TOLLGATE FILLING STATION | WATLING STREET | - | GRAVESEND | KE | DA11 7NP | 2010-08-01 | 5 | 0.5 | 24hour | GRAVESEND WTW | Watling Street | Chemical Oxygen Demand Shaken as 0 | - | 800 | mg/l | 31.2 | Vehicle and plant washing (Low Impact) | Kent West | Pre Market Reform | Pre Market Reform | Consent | -
14948 | 1 | Tier 2 Consent | Tollgate Service Station | Watling Street | - | - | Gravesend | Kent | DA11 7AP | TOLLGATE FILLING STATION | WATLING STREET | - | GRAVESEND | KE | DA11 7NP | 2010-08-01 | 5 | 0.5 | 24hour | GRAVESEND WTW | Watling Street | pH | 5 | 10 | pH Units | 31.2 | Vehicle and plant washing (Low Impact) | Kent West | Pre Market Reform | Pre Market Reform | Consent | -
14948 | 1 | Tier 2 Consent | Tollgate Service Station | Watling Street | - | - | Gravesend | Kent | DA11 7AP | TOLLGATE FILLING STATION | WATLING STREET | - | GRAVESEND | KE | DA11 7NP | 2010-08-01 | 5 | 0.5 | 24hour | GRAVESEND WTW | Watling Street | Solids Suspended 105 Degrees C | - | 400 | mg/l | 31.2 | Vehicle and plant washing (Low Impact) | Kent West | Pre Market Reform | Pre Market Reform | Consent | -
14948 | 1 | Tier 2 Consent | Tollgate Service Station | Watling Street | - | - | Gravesend | Kent | DA11 7AP | TOLLGATE FILLING STATION | WATLING STREET | - | GRAVESEND | KE | DA11 7NP | 2010-08-01 | 5 | 0.5 | 24hour | GRAVESEND WTW | Watling Street | Sulphate as S04 | - | 500 | mg/l | 31.2 | Vehicle and plant washing (Low Impact) | Kent West | Pre Market Reform | Pre Market Reform | Consent | -
14949 | 1 | Low Risk Consent | Veolia ES (UK) Limited |  | 210 Pentonville Road |  | London |  | N1 9JY |  | St Phillips Avenue |  | Eastbourne |  | BN22 8NB | 2010-08-16 | 2 | 0.0167 | At all times | EASTBOURNE WTW | churdchale road | - | - | - | - | 31.3 | Vehicle and plant washing (Low Impact) | Sussex East | Vehicle washing: Jet Wash process | Pre Market Reform | Consent | -
14956 | 1 | Low Risk Consent | Canterbury College | - | New Dover Road | - | Canterbury | Kent | CT1 3AJ |  | New Dover Road | - | Canterbury | Kent | CT1 3AJ | 2010-09-20 | 1 | 0.5 | 1600-2200 | CANTERBURY WTW | New Dover Road | Chemical Oxygen Demand Shaken as 0 | - | 800 | mg/l | 31.3 | Vehicle and plant washing (Low Impact) | Kent East | Once a week surfaces wash down for a motorcycle maintenance workshop | Pre Market Reform | Consent | -
14956 | 1 | Low Risk Consent | Canterbury College | - | New Dover Road | - | Canterbury | Kent | CT1 3AJ |  | New Dover Road | - | Canterbury | Kent | CT1 3AJ | 2010-09-20 | 1 | 0.5 | 1600-2200 | CANTERBURY WTW | New Dover Road | pH | 6 | 10 | pH Units | 31.3 | Vehicle and plant washing (Low Impact) | Kent East | Once a week surfaces wash down for a motorcycle maintenance workshop | Pre Market Reform | Consent | -
14956 | 1 | Low Risk Consent | Canterbury College | - | New Dover Road | - | Canterbury | Kent | CT1 3AJ |  | New Dover Road | - | Canterbury | Kent | CT1 3AJ | 2010-09-20 | 1 | 0.5 | 1600-2200 | CANTERBURY WTW | New Dover Road | Solids Suspended 105 Degrees C | - | 400 | mg/l | 31.3 | Vehicle and plant washing (Low Impact) | Kent East | Once a week surfaces wash down for a motorcycle maintenance workshop | Pre Market Reform | Consent | -
14959 | 1 | Low Risk Consent | Mr Shine Ltd | 4 Drawber Buildings | Diplocks Way | - | Hailsham | East Sussex | BN27 4JF |  | Diplocks Way | - | Hailsham | BN27 3JF |  | 2010-07-06 | 5 | 1 | At all times | HAILSHAM NORTH WTW | Diplocks Way | - | - | - | - | 31.3 | Vehicle and plant washing (Low Impact) | Sussex East | Vehicle washing: Jet Wash process | Pre Market Reform | Consent | -
14965 | 2 | Low Risk Consent | Nyetimber Vineyard Limited | Nyetimber Vineyard | Gay Street | West Chiltington |  | West Sussex | RH20 2HH | LAND AT RIVER FARM AGRICULTURAL FARM | BROOKFIELD LANE |  | PETWORTH | SW | GU28 9BJ | 2010-09-09 | 2 | 2 | at all times | PETWORTH WTW | A272 Petworth Road | - | - | - | - | 9.2 | Food processing - General | Sussex West | Pre Market Reform | Pre Market Reform | Consent | -
14972 | 1 | Low Risk Consent | Genesis Cancer Care UK Limited | Wilson House | Waterberry Drive | Waterlooville | - | Hampshire | PO7 7XX | BUPA HOSPITAL | BARTONS ROAD | - | HAVANT | HA | PO9 5NP | 2010-09-15 | 1 | 0.5 | - | BUDDS FARM HAVANT WTW | Bartons Road | - | - | - | - | 38.1 | Laboratory and research activities (High Impact) | Hampshire East | Pre Market Reform | Pre Market Reform | Consent | -
14975 | 1 | Low Risk Consent | Ingersoll Rand International Ltd | Airside Business Park | 170-175 Business park | - | Swords | Co Dublin | - | Unit 10 | Brunswick Industrial Centre | Brunswick Road | Ashford | Kent | TN23 1EU | 2010-09-16 | 0.3 | 0.167 | 0800-1630 | ASHFORD WTW | Brunswick Road | Chemical Oxygen Demand Shaken as 0 | - | 800 | mg/l | 31.3 | Vehicle and plant washing (Low Impact) | Kent East | Vehicle washing: general wash process | Pre Market Reform | Consent | -
14975 | 1 | Low Risk Consent | Ingersoll Rand International Ltd | Airside Business Park | 170-175 Business park | - | Swords | Co Dublin | - | Unit 10 | Brunswick Industrial Centre | Brunswick Road | Ashford | Kent | TN23 1EU | 2010-09-16 | 0.3 | 0.167 | 0800-1630 | ASHFORD WTW | Brunswick Road | Solids Suspended 105 Degrees C | - | 400 | mg/l | 31.3 | Vehicle and plant washing (Low Impact) | Kent East | Vehicle washing: general wash process | Pre Market Reform | Consent | -
14984 | 1 | Low Risk Consent | Hampshire Fire and Rescue | Hampshire Fire & Rescue Authority | Headquarters Leigh Road | - | Eastleigh | Hampshire | SO50 9SJ | FIRE SAFETY CENTRE | EATON ROAD | - | WINCHESTER | HA | SO23 0LB | 2010-09-30 | 5 | 1 | At all times | CHICKENHALL EASTLEIGH WTW | Leigh Road | - | - | - | - | 40.1 | Rainwater and surface water run-off (Medium Impact). Fire fighting foam training | Hampshire West | Fire Fighting Training (CAF) | Pre Market Reform | Consent | -
14986 | 4 | Tier 2 Consent | London & Continental Railways Ltd |  | 20 Cranbourn Street |  | London |  | WC2H 7AA | MARLEY LANDFILL SITE | STUBBLE HILL | - | MAIDSTONE | KE | ME17 1HT | 2010-07-01 | 20 | 1 | 0900-1700 | HARRIETSHAM WTW | East Street | Arsenic Total | - | 20 | ug/l | 37.2 | Tip leachates and land remediation Closed | Kent East | Landfill leachate | Closed landfill | Discontinuation | DIRECT TO WTW
14986 | 4 | Tier 2 Consent | London & Continental Railways Ltd |  | 20 Cranbourn Street |  | London |  | WC2H 7AA | MARLEY LANDFILL SITE | STUBBLE HILL | - | MAIDSTONE | KE | ME17 1HT | 2010-07-01 | 20 | 1 | 0900-1700 | HARRIETSHAM WTW | East Street | Biochemical Oxygen Demand 5 day+ATU as 0 | - | 200 | mg/l | 37.2 | Tip leachates and land remediation Closed | Kent East | Landfill leachate | Closed landfill | Discontinuation | DIRECT TO WTW
14986 | 4 | Tier 2 Consent | London & Continental Railways Ltd |  | 20 Cranbourn Street |  | London |  | WC2H 7AA | MARLEY LANDFILL SITE | STUBBLE HILL | - | MAIDSTONE | KE | ME17 1HT | 2010-07-01 | 20 | 1 | 0900-1700 | HARRIETSHAM WTW | East Street | Chemical Oxygen Demand Shaken as 0 | - | 600 | mg/l | 37.2 | Tip leachates and land remediation Closed | Kent East | Landfill leachate | Closed landfill | Discontinuation | DIRECT TO WTW
14986 | 4 | Tier 2 Consent | London & Continental Railways Ltd |  | 20 Cranbourn Street |  | London |  | WC2H 7AA | MARLEY LANDFILL SITE | STUBBLE HILL | - | MAIDSTONE | KE | ME17 1HT | 2010-07-01 | 20 | 1 | 0900-1700 | HARRIETSHAM WTW | East Street | Chromium Total mg/l | - | 0.2 | ug/l | 37.2 | Tip leachates and land remediation Closed | Kent East | Landfill leachate | Closed landfill | Discontinuation | DIRECT TO WTW
14986 | 4 | Tier 2 Consent | London & Continental Railways Ltd |  | 20 Cranbourn Street |  | London |  | WC2H 7AA | MARLEY LANDFILL SITE | STUBBLE HILL | - | MAIDSTONE | KE | ME17 1HT | 2010-07-01 | 20 | 1 | 0900-1700 | HARRIETSHAM WTW | East Street | Copper Total | - | 0.5 | ug/l | 37.2 | Tip leachates and land remediation Closed | Kent East | Landfill leachate | Closed landfill | Discontinuation | DIRECT TO WTW
14986 | 4 | Tier 2 Consent | London & Continental Railways Ltd |  | 20 Cranbourn Street |  | London |  | WC2H 7AA | MARLEY LANDFILL SITE | STUBBLE HILL | - | MAIDSTONE | KE | ME17 1HT | 2010-07-01 | 20 | 1 | 0900-1700 | HARRIETSHAM WTW | East Street | Cyanide Total as Cn | - | 1 | ug/l | 37.2 | Tip leachates and land remediation Closed | Kent East | Landfill leachate | Closed landfill | Discontinuation | DIRECT TO WTW
14986 | 4 | Tier 2 Consent | London & Continental Railways Ltd |  | 20 Cranbourn Street |  | London |  | WC2H 7AA | MARLEY LANDFILL SITE | STUBBLE HILL | - | MAIDSTONE | KE | ME17 1HT | 2010-07-01 | 20 | 1 | 0900-1700 | HARRIETSHAM WTW | East Street | Iron Total | - | 15 | ug/l | 37.2 | Tip leachates and land remediation Closed | Kent East | Landfill leachate | Closed landfill | Discontinuation | DIRECT TO WTW
14986 | 4 | Tier 2 Consent | London & Continental Railways Ltd |  | 20 Cranbourn Street |  | London |  | WC2H 7AA | MARLEY LANDFILL SITE | STUBBLE HILL | - | MAIDSTONE | KE | ME17 1HT | 2010-07-01 | 20 | 1 | 0900-1700 | HARRIETSHAM WTW | East Street | Lead Total | - | 0.5 | ug/l | 37.2 | Tip leachates and land remediation Closed | Kent East | Landfill leachate | Closed landfill | Discontinuation | DIRECT TO WTW
14986 | 4 | Tier 2 Consent | London & Continental Railways Ltd |  | 20 Cranbourn Street |  | London |  | WC2H 7AA | MARLEY LANDFILL SITE | STUBBLE HILL | - | MAIDSTONE | KE | ME17 1HT | 2010-07-01 | 20 | 1 | 0900-1700 | HARRIETSHAM WTW | East Street | Nickel Total | - | 0.1 | ug/l | 37.2 | Tip leachates and land remediation Closed | Kent East | Landfill leachate | Closed landfill | Discontinuation | DIRECT TO WTW
14986 | 4 | Tier 2 Consent | London & Continental Railways Ltd |  | 20 Cranbourn Street |  | London |  | WC2H 7AA | MARLEY LANDFILL SITE | STUBBLE HILL | - | MAIDSTONE | KE | ME17 1HT | 2010-07-01 | 20 | 1 | 0900-1700 | HARRIETSHAM WTW | East Street | Nitrogen Ammoniacal as N | - | 20 | mg/l | 37.2 | Tip leachates and land remediation Closed | Kent East | Landfill leachate | Closed landfill | Discontinuation | DIRECT TO WTW
14986 | 4 | Tier 2 Consent | London & Continental Railways Ltd |  | 20 Cranbourn Street |  | London |  | WC2H 7AA | MARLEY LANDFILL SITE | STUBBLE HILL | - | MAIDSTONE | KE | ME17 1HT | 2010-07-01 | 20 | 1 | 0900-1700 | HARRIETSHAM WTW | East Street | pH | 6 | 10 | pH Units | 37.2 | Tip leachates and land remediation Closed | Kent East | Landfill leachate | Closed landfill | Discontinuation | DIRECT TO WTW
14986 | 4 | Tier 2 Consent | London & Continental Railways Ltd |  | 20 Cranbourn Street |  | London |  | WC2H 7AA | MARLEY LANDFILL SITE | STUBBLE HILL | - | MAIDSTONE | KE | ME17 1HT | 2010-07-01 | 20 | 1 | 0900-1700 | HARRIETSHAM WTW | East Street | Silver Total | - | 30 | ug/l | 37.2 | Tip leachates and land remediation Closed | Kent East | Landfill leachate | Closed landfill | Discontinuation | DIRECT TO WTW
14986 | 4 | Tier 2 Consent | London & Continental Railways Ltd |  | 20 Cranbourn Street |  | London |  | WC2H 7AA | MARLEY LANDFILL SITE | STUBBLE HILL | - | MAIDSTONE | KE | ME17 1HT | 2010-07-01 | 20 | 1 | 0900-1700 | HARRIETSHAM WTW | East Street | Solids Suspended 105 Degrees C | - | 200 | mg/l | 37.2 | Tip leachates and land remediation Closed | Kent East | Landfill leachate | Closed landfill | Discontinuation | DIRECT TO WTW
14986 | 4 | Tier 2 Consent | London & Continental Railways Ltd |  | 20 Cranbourn Street |  | London |  | WC2H 7AA | MARLEY LANDFILL SITE | STUBBLE HILL | - | MAIDSTONE | KE | ME17 1HT | 2010-07-01 | 20 | 1 | 0900-1700 | HARRIETSHAM WTW | East Street | Sulphate as S04 | - | 500 | mg/l | 37.2 | Tip leachates and land remediation Closed | Kent East | Landfill leachate | Closed landfill | Discontinuation | DIRECT TO WTW
14986 | 4 | Tier 2 Consent | London & Continental Railways Ltd |  | 20 Cranbourn Street |  | London |  | WC2H 7AA | MARLEY LANDFILL SITE | STUBBLE HILL | - | MAIDSTONE | KE | ME17 1HT | 2010-07-01 | 20 | 1 | 0900-1700 | HARRIETSHAM WTW | East Street | Zinc Total mg/l | - | 0.5 | ug/l | 37.2 | Tip leachates and land remediation Closed | Kent East | Landfill leachate | Closed landfill | Discontinuation | DIRECT TO WTW
14987 | 1 | Low Risk Consent | B A E Castleden Limited | Certax Accounting | 76 Park Street | Horsham | - | West Sussex | RH12 1BX | EAGLE ESTATE UNIT 8 | BROOKERS ROAD | - | BILLINGSHURST | SW | RH14 9RZ | 2010-10-08 | 0.1 | 1 | at all times | BILLINGSHURST WTW | - | - | - | - | - | 31.2 | Vehicle and plant washing (Low Impact) | Sussex West | Pre Market Reform | Pre Market Reform | Consent | -
14993 | 1 | Low Risk Consent | D E & S Andover | Building 206 | Room 2 | Monxton Road | Andover | Hampshire | SP11 8HT | ANSR SITE | MONXTON ROAD |  | ANDOVER | HA | SP11 8HT | 2010-10-22 | 10 | 0.1 | n/a | FULLERTON WTW | Monxton Road | - | - | - | - | 31.2 | Vehicle and plant washing (Low Impact) | Hampshire West | Pre Market Reform | Pre Market Reform | Consent | -
14997 | 1 | Low Risk Consent | Cubicle Systems Limited | 4 | Brindley Place | - | Birmingham | - | B1 2HZ | NOVA BUSINESS UNITS UNIT 3 | GORE ROAD | - | NEW MILTON | HA | BH25 6SA | 2010-10-26 | 1 | 1 | At all times | MILFORD ROAD PENNINGTON WTW | Gore Road | - | - | - | - | 39.3 | Cooling tower bleed | Hampshire West | Compressor condensate | Pre Market Reform | Consent | -
14999 | 1 | Tier 2 Consent | Solent Blue Line Limited | 3rd Floor | 41-51 Grey Street | - | Newcastle Upon Tyne | - | NE1 6EE | VEHICLE WASH ADJ U10 BARTON PARK | CHICKENHALL LANE |  | EASTLEIGH | HA | SO50 6RR | 2010-10-26 | 6 | 3 | At all times | CHICKENHALL EASTLEIGH WTW | Tower Lane | Chemical Oxygen Demand Shaken as 0 | - | 1000 | mg/l | 31.2 | Vehicle and plant washing (Low Impact) | Hampshire West | Automated bus washing and chassis washing process | Pre Market Reform | Consent | -
14999 | 1 | Tier 2 Consent | Solent Blue Line Limited | 3rd Floor | 41-51 Grey Street | - | Newcastle Upon Tyne | - | NE1 6EE | VEHICLE WASH ADJ U10 BARTON PARK | CHICKENHALL LANE |  | EASTLEIGH | HA | SO50 6RR | 2010-10-26 | 6 | 3 | At all times | CHICKENHALL EASTLEIGH WTW | Tower Lane | Oil and Grease | - | 200 | mg/l | 31.2 | Vehicle and plant washing (Low Impact) | Hampshire West | Automated bus washing and chassis washing process | Pre Market Reform | Consent | -
14999 | 1 | Tier 2 Consent | Solent Blue Line Limited | 3rd Floor | 41-51 Grey Street | - | Newcastle Upon Tyne | - | NE1 6EE | VEHICLE WASH ADJ U10 BARTON PARK | CHICKENHALL LANE |  | EASTLEIGH | HA | SO50 6RR | 2010-10-26 | 6 | 3 | At all times | CHICKENHALL EASTLEIGH WTW | Tower Lane | pH | 6 | 10 | pH Units | 31.2 | Vehicle and plant washing (Low Impact) | Hampshire West | Automated bus washing and chassis washing process | Pre Market Reform | Consent | -
14999 | 1 | Tier 2 Consent | Solent Blue Line Limited | 3rd Floor | 41-51 Grey Street | - | Newcastle Upon Tyne | - | NE1 6EE | VEHICLE WASH ADJ U10 BARTON PARK | CHICKENHALL LANE |  | EASTLEIGH | HA | SO50 6RR | 2010-10-26 | 6 | 3 | At all times | CHICKENHALL EASTLEIGH WTW | Tower Lane | Solids Suspended 105 Degrees C | - | 400 | mg/l | 31.2 | Vehicle and plant washing (Low Impact) | Hampshire West | Automated bus washing and chassis washing process | Pre Market Reform | Consent | -
15002 | 1 | Low Risk Consent | Lookers Plc | Lookers House 3 | Etchells Road | West Timperley | Altrincham | - | WA14 5XS |  | Bircholt Road | Parkwood | Maidstone | Kent | ME15 4YN | 2010-11-01 | 0.8 | 0.046 | - | AYLESFORD WTW | Bircholt Road | - | - | - | - | 31.3 | Vehicle and plant washing (Low Impact) | Kent West | Pre Market Reform | Pre Market Reform | Consent | -
15006 | 3 | Low Risk Consent | Bluebell Railway Plc | Sheffield Park Station | - | - | Uckfield East | Sussex | TN22 3QL | SHEFFIELD PARK STATION | SHEFFIELD PARK | - | UCKFIELD | SE | TN22 3QL | 2010-12-23 | 18.2 | 3 | At all times | NEWICK WTW | Sheffield Park Station | Chemical Oxygen Demand Settled as 0 | - | 50 | mg/l | 39.2 | Boiler blowdown | Sussex East | Process Waters: Boiler Blowdown process | Pre Market Reform | Consent | -
15006 | 3 | Low Risk Consent | Bluebell Railway Plc | Sheffield Park Station | - | - | Uckfield East | Sussex | TN22 3QL | SHEFFIELD PARK STATION | SHEFFIELD PARK | - | UCKFIELD | SE | TN22 3QL | 2010-12-23 | 18.2 | 3 | At all times | NEWICK WTW | Sheffield Park Station | Chemical Oxygen Demand Shaken as 0 | - | 50 | mg/l | 39.2 | Boiler blowdown | Sussex East | Process Waters: Boiler Blowdown process | Pre Market Reform | Consent | -
15006 | 3 | Low Risk Consent | Bluebell Railway Plc | Sheffield Park Station | - | - | Uckfield East | Sussex | TN22 3QL | SHEFFIELD PARK STATION | SHEFFIELD PARK | - | UCKFIELD | SE | TN22 3QL | 2010-12-23 | 18.2 | 3 | At all times | NEWICK WTW | Sheffield Park Station | Chloride | - | 300 | mg/l | 39.2 | Boiler blowdown | Sussex East | Process Waters: Boiler Blowdown process | Pre Market Reform | Consent | -
15006 | 3 | Low Risk Consent | Bluebell Railway Plc | Sheffield Park Station | - | - | Uckfield East | Sussex | TN22 3QL | SHEFFIELD PARK STATION | SHEFFIELD PARK | - | UCKFIELD | SE | TN22 3QL | 2010-12-23 | 18.2 | 3 | At all times | NEWICK WTW | Sheffield Park Station | Iron Total | - | 2.5 | ug/l | 39.2 | Boiler blowdown | Sussex East | Process Waters: Boiler Blowdown process | Pre Market Reform | Consent | -
15006 | 3 | Low Risk Consent | Bluebell Railway Plc | Sheffield Park Station | - | - | Uckfield East | Sussex | TN22 3QL | SHEFFIELD PARK STATION | SHEFFIELD PARK | - | UCKFIELD | SE | TN22 3QL | 2010-12-23 | 18.2 | 3 | At all times | NEWICK WTW | Sheffield Park Station | Potassium Total | - | 60 | mg/l | 39.2 | Boiler blowdown | Sussex East | Process Waters: Boiler Blowdown process | Pre Market Reform | Consent | -
15006 | 3 | Low Risk Consent | Bluebell Railway Plc | Sheffield Park Station | - | - | Uckfield East | Sussex | TN22 3QL | SHEFFIELD PARK STATION | SHEFFIELD PARK | - | UCKFIELD | SE | TN22 3QL | 2010-12-23 | 18.2 | 3 | At all times | NEWICK WTW | Sheffield Park Station | Solids Suspended 105 Degrees C | - | 100 | mg/l | 39.2 | Boiler blowdown | Sussex East | Process Waters: Boiler Blowdown process | Pre Market Reform | Consent | -
15006 | 3 | Low Risk Consent | Bluebell Railway Plc | Sheffield Park Station | - | - | Uckfield East | Sussex | TN22 3QL | SHEFFIELD PARK STATION | SHEFFIELD PARK | - | UCKFIELD | SE | TN22 3QL | 2010-12-23 | 18.2 | 3 | At all times | NEWICK WTW | Sheffield Park Station | Solids Suspended 105C at pH7 | - | 100 | mg/l | 39.2 | Boiler blowdown | Sussex East | Process Waters: Boiler Blowdown process | Pre Market Reform | Consent | -
15006 | 3 | Low Risk Consent | Bluebell Railway Plc | Sheffield Park Station | - | - | Uckfield East | Sussex | TN22 3QL | SHEFFIELD PARK STATION | SHEFFIELD PARK | - | UCKFIELD | SE | TN22 3QL | 2010-12-23 | 18.2 | 3 | At all times | NEWICK WTW | Sheffield Park Station | Sulphate as S04 | - | 250 | mg/l | 39.2 | Boiler blowdown | Sussex East | Process Waters: Boiler Blowdown process | Pre Market Reform | Consent | -
15006 | 3 | Low Risk Consent | Bluebell Railway Plc | Sheffield Park Station | - | - | Uckfield East | Sussex | TN22 3QL | SHEFFIELD PARK STATION | SHEFFIELD PARK | - | UCKFIELD | SE | TN22 3QL | 2010-12-23 | 18.2 | 3 | At all times | NEWICK WTW | Sheffield Park Station | Total Organic and Ammoniacal N | - | 50 | mg/l | 39.2 | Boiler blowdown | Sussex East | Process Waters: Boiler Blowdown process | Pre Market Reform | Consent | -
15008 | 1 | Low Risk Consent | Ceres Power Limited | Viking House | Foundry Lane | - | Horsham | West Sussex | RH13 5PX | VIKING HOUSE | FOUNDRY LANE |  | HORSHAM | SW | RH13 5PX | 2010-11-05 | 3 | 1 | at all times | HORSHAM NEW WTW | Foundry Lane | Chemical Oxygen Demand Shaken as 0 | - | 800 | mg/l | 8.1 | Engineering (High risk) | Sussex West | Components cleaning during the manufacture and testing of fuel cells | Components cleaning during the manufacture and testing of fuel cells | Consent | FOUNDRY LANE HORSHAM WPS
15008 | 1 | Low Risk Consent | Ceres Power Limited | Viking House | Foundry Lane | - | Horsham | West Sussex | RH13 5PX | VIKING HOUSE | FOUNDRY LANE |  | HORSHAM | SW | RH13 5PX | 2010-11-05 | 3 | 1 | at all times | HORSHAM NEW WTW | Foundry Lane | Detergents Anionic | - | 50 | mg/l | 8.1 | Engineering (High risk) | Sussex West | Components cleaning during the manufacture and testing of fuel cells | Components cleaning during the manufacture and testing of fuel cells | Consent | FOUNDRY LANE HORSHAM WPS
15008 | 1 | Low Risk Consent | Ceres Power Limited | Viking House | Foundry Lane | - | Horsham | West Sussex | RH13 5PX | VIKING HOUSE | FOUNDRY LANE |  | HORSHAM | SW | RH13 5PX | 2010-11-05 | 3 | 1 | at all times | HORSHAM NEW WTW | Foundry Lane | Detergents Cationic | - | 50 | - | 8.1 | Engineering (High risk) | Sussex West | Components cleaning during the manufacture and testing of fuel cells | Components cleaning during the manufacture and testing of fuel cells | Consent | FOUNDRY LANE HORSHAM WPS
15008 | 1 | Low Risk Consent | Ceres Power Limited | Viking House | Foundry Lane | - | Horsham | West Sussex | RH13 5PX | VIKING HOUSE | FOUNDRY LANE |  | HORSHAM | SW | RH13 5PX | 2010-11-05 | 3 | 1 | at all times | HORSHAM NEW WTW | Foundry Lane | Detergents Non-Ionic | - | 50 | mg/l | 8.1 | Engineering (High risk) | Sussex West | Components cleaning during the manufacture and testing of fuel cells | Components cleaning during the manufacture and testing of fuel cells | Consent | FOUNDRY LANE HORSHAM WPS
15008 | 1 | Low Risk Consent | Ceres Power Limited | Viking House | Foundry Lane | - | Horsham | West Sussex | RH13 5PX | VIKING HOUSE | FOUNDRY LANE |  | HORSHAM | SW | RH13 5PX | 2010-11-05 | 3 | 1 | at all times | HORSHAM NEW WTW | Foundry Lane | Nitrogen Ammoniacal as N | - | 35 | mg/l | 8.1 | Engineering (High risk) | Sussex West | Components cleaning during the manufacture and testing of fuel cells | Components cleaning during the manufacture and testing of fuel cells | Consent | FOUNDRY LANE HORSHAM WPS
15008 | 1 | Low Risk Consent | Ceres Power Limited | Viking House | Foundry Lane | - | Horsham | West Sussex | RH13 5PX | VIKING HOUSE | FOUNDRY LANE |  | HORSHAM | SW | RH13 5PX | 2010-11-05 | 3 | 1 | at all times | HORSHAM NEW WTW | Foundry Lane | pH | 6 | 10 | pH Units | 8.1 | Engineering (High risk) | Sussex West | Components cleaning during the manufacture and testing of fuel cells | Components cleaning during the manufacture and testing of fuel cells | Consent | FOUNDRY LANE HORSHAM WPS
15008 | 1 | Low Risk Consent | Ceres Power Limited | Viking House | Foundry Lane | - | Horsham | West Sussex | RH13 5PX | VIKING HOUSE | FOUNDRY LANE |  | HORSHAM | SW | RH13 5PX | 2010-11-05 | 3 | 1 | at all times | HORSHAM NEW WTW | Foundry Lane | Solids Suspended 105 Degrees C | - | 400 | mg/l | 8.1 | Engineering (High risk) | Sussex West | Components cleaning during the manufacture and testing of fuel cells | Components cleaning during the manufacture and testing of fuel cells | Consent | FOUNDRY LANE HORSHAM WPS
15029 | 1 | Low Risk Consent | Park Holidays UK Limited | Glovers House | Glovers End | - | Bexhill-on-Sea | East Sussex | TN39 5ES | Seview Holiday Park | St Johns Road | - | Swalecliffe | Kent | CT5 2RY | 2011-01-26 | 1 | 5.25 | 2200-0600/1100-1600 | SWALECLIFFE WTW | St Johns Road | Chemical Oxygen Demand Shaken as 0 | - | 800 | mg/l | 32.1 | Leisure facilities | Kent East | Filter backwash water | Pre Market Reform | Consent | -
15029 | 1 | Low Risk Consent | Park Holidays UK Limited | Glovers House | Glovers End | - | Bexhill-on-Sea | East Sussex | TN39 5ES | Seview Holiday Park | St Johns Road | - | Swalecliffe | Kent | CT5 2RY | 2011-01-26 | 1 | 5.25 | 2200-0600/1100-1600 | SWALECLIFFE WTW | St Johns Road | pH | 6 | 10 | pH Units | 32.1 | Leisure facilities | Kent East | Filter backwash water | Pre Market Reform | Consent | -
15029 | 1 | Low Risk Consent | Park Holidays UK Limited | Glovers House | Glovers End | - | Bexhill-on-Sea | East Sussex | TN39 5ES | Seview Holiday Park | St Johns Road | - | Swalecliffe | Kent | CT5 2RY | 2011-01-26 | 1 | 5.25 | 2200-0600/1100-1600 | SWALECLIFFE WTW | St Johns Road | Solids Suspended 105 Degrees C | - | 400 | mg/l | 32.1 | Leisure facilities | Kent East | Filter backwash water | Pre Market Reform | Consent | -
15029 | 1 | Low Risk Consent | Park Holidays UK Limited | Glovers House | Glovers End | - | Bexhill-on-Sea | East Sussex | TN39 5ES | Seview Holiday Park | St Johns Road | - | Swalecliffe | Kent | CT5 2RY | 2011-01-26 | 1 | 5.25 | 2200-0600/1100-1600 | SWALECLIFFE WTW | St Johns Road | Sulphate as S04 | - | 500 | mg/l | 32.1 | Leisure facilities | Kent East | Filter backwash water | Pre Market Reform | Consent | -
15034 | 1 | Low Risk Consent | Wartsila UK Limited | Spinnaker House | Waterside Gardens | - | Fareham | - | PO16 8SD | 4 Marples Way |  | - | Havant | Hants | PO9 1NX | 2010-11-23 | 0.23 | 0.5 | - | BUDDS FARM HAVANT WTW | - | - | - | - | - | 9.3 | Food processing - fish prep/veg washing | Hampshire East | Pre Market Reform | Pre Market Reform | Consent | -
15044 | 1 | Low Risk Consent | Wartsila UK Limited | Spinnaker House | Waterside Gardens | - | Fareham | - | PO16 8SD | Unit 4 Kings Croft Ct |  | - | Havant | Hants | PO9 1LS | 2010-12-07 | 0.5 | 0.5 | - | BUDDS FARM HAVANT WTW | - | - | - | - | - | 37.4 | Liquid waste reception/oil recovery | Hampshire East | Pre Market Reform | Pre Market Reform | Consent | -
15051 | 1 | Low Risk Consent | Menzies Response Limited | Unit E | Twelvetrees Business Park | Twelvetrees Crescent | London | - | E3 3JG | 1 | ORBITAL PARK | - | ASHFORD | KE | TN24 0GA | 2010-12-20 | 0.001 | 1 | - | ASHFORD WTW | - | - | - | - | - | 39.3 | Cooling tower bleed | Kent East | Pre Market Reform | Pre Market Reform | Consent | -
15054 | 1 | Low Risk Consent | Screen Solutions Limited | Beaufort House | Greenwich Way | Newton Road | Peacehaven | East Sussex | BN10 8JQ | MERIDIAN INDUSTRIAL CENTRE UNIT A3 | NEWTON ROAD | - | PEACEHAVEN | ES | BN10 8JQ | 2011-06-24 | 8 | 0.7 | At all times | PEACEHAVEN WTW | Newton Road | Aluminium Total | - | 1 | ug/l | 8.1 | Engineering (High risk) | Sussex East | Component Cleaning: Equipment Cleaning process | Pre Market Reform | Consent | -
15054 | 1 | Low Risk Consent | Screen Solutions Limited | Beaufort House | Greenwich Way | Newton Road | Peacehaven | East Sussex | BN10 8JQ | MERIDIAN INDUSTRIAL CENTRE UNIT A3 | NEWTON ROAD | - | PEACEHAVEN | ES | BN10 8JQ | 2011-06-24 | 8 | 0.7 | At all times | PEACEHAVEN WTW | Newton Road | Chemical Oxygen Demand Settled as 0 | - | 200 | mg/l | 8.1 | Engineering (High risk) | Sussex East | Component Cleaning: Equipment Cleaning process | Pre Market Reform | Consent | -
15054 | 1 | Low Risk Consent | Screen Solutions Limited | Beaufort House | Greenwich Way | Newton Road | Peacehaven | East Sussex | BN10 8JQ | MERIDIAN INDUSTRIAL CENTRE UNIT A3 | NEWTON ROAD | - | PEACEHAVEN | ES | BN10 8JQ | 2011-06-24 | 8 | 0.7 | At all times | PEACEHAVEN WTW | Newton Road | Chemical Oxygen Demand Shaken as 0 | - | 200 | mg/l | 8.1 | Engineering (High risk) | Sussex East | Component Cleaning: Equipment Cleaning process | Pre Market Reform | Consent | -
15054 | 1 | Low Risk Consent | Screen Solutions Limited | Beaufort House | Greenwich Way | Newton Road | Peacehaven | East Sussex | BN10 8JQ | MERIDIAN INDUSTRIAL CENTRE UNIT A3 | NEWTON ROAD | - | PEACEHAVEN | ES | BN10 8JQ | 2011-06-24 | 8 | 0.7 | At all times | PEACEHAVEN WTW | Newton Road | Chloride | - | 150 | mg/l | 8.1 | Engineering (High risk) | Sussex East | Component Cleaning: Equipment Cleaning process | Pre Market Reform | Consent | -
15054 | 1 | Low Risk Consent | Screen Solutions Limited | Beaufort House | Greenwich Way | Newton Road | Peacehaven | East Sussex | BN10 8JQ | MERIDIAN INDUSTRIAL CENTRE UNIT A3 | NEWTON ROAD | - | PEACEHAVEN | ES | BN10 8JQ | 2011-06-24 | 8 | 0.7 | At all times | PEACEHAVEN WTW | Newton Road | Iron Total | - | 3 | ug/l | 8.1 | Engineering (High risk) | Sussex East | Component Cleaning: Equipment Cleaning process | Pre Market Reform | Consent | -
15054 | 1 | Low Risk Consent | Screen Solutions Limited | Beaufort House | Greenwich Way | Newton Road | Peacehaven | East Sussex | BN10 8JQ | MERIDIAN INDUSTRIAL CENTRE UNIT A3 | NEWTON ROAD | - | PEACEHAVEN | ES | BN10 8JQ | 2011-06-24 | 8 | 0.7 | At all times | PEACEHAVEN WTW | Newton Road | Oil and Grease | - | 50 | mg/l | 8.1 | Engineering (High risk) | Sussex East | Component Cleaning: Equipment Cleaning process | Pre Market Reform | Consent | -
15054 | 1 | Low Risk Consent | Screen Solutions Limited | Beaufort House | Greenwich Way | Newton Road | Peacehaven | East Sussex | BN10 8JQ | MERIDIAN INDUSTRIAL CENTRE UNIT A3 | NEWTON ROAD | - | PEACEHAVEN | ES | BN10 8JQ | 2011-06-24 | 8 | 0.7 | At all times | PEACEHAVEN WTW | Newton Road | pH | 5 | 11 | pH Units | 8.1 | Engineering (High risk) | Sussex East | Component Cleaning: Equipment Cleaning process | Pre Market Reform | Consent | -
15054 | 1 | Low Risk Consent | Screen Solutions Limited | Beaufort House | Greenwich Way | Newton Road | Peacehaven | East Sussex | BN10 8JQ | MERIDIAN INDUSTRIAL CENTRE UNIT A3 | NEWTON ROAD | - | PEACEHAVEN | ES | BN10 8JQ | 2011-06-24 | 8 | 0.7 | At all times | PEACEHAVEN WTW | Newton Road | Solids Suspended 105 Degrees C | - | 300 | mg/l | 8.1 | Engineering (High risk) | Sussex East | Component Cleaning: Equipment Cleaning process | Pre Market Reform | Consent | -
15054 | 1 | Low Risk Consent | Screen Solutions Limited | Beaufort House | Greenwich Way | Newton Road | Peacehaven | East Sussex | BN10 8JQ | MERIDIAN INDUSTRIAL CENTRE UNIT A3 | NEWTON ROAD | - | PEACEHAVEN | ES | BN10 8JQ | 2011-06-24 | 8 | 0.7 | At all times | PEACEHAVEN WTW | Newton Road | Solids Suspended 105C at pH7 | - | 300 | mg/l | 8.1 | Engineering (High risk) | Sussex East | Component Cleaning: Equipment Cleaning process | Pre Market Reform | Consent | -
15054 | 1 | Low Risk Consent | Screen Solutions Limited | Beaufort House | Greenwich Way | Newton Road | Peacehaven | East Sussex | BN10 8JQ | MERIDIAN INDUSTRIAL CENTRE UNIT A3 | NEWTON ROAD | - | PEACEHAVEN | ES | BN10 8JQ | 2011-06-24 | 8 | 0.7 | At all times | PEACEHAVEN WTW | Newton Road | Total Hydrocarbons | - | 20 | ug/l | 8.1 | Engineering (High risk) | Sussex East | Component Cleaning: Equipment Cleaning process | Pre Market Reform | Consent | -
15055 | 1 | Low Risk Consent | Hampshire County Council | Strategic Police Headquarters | Leigh Road | - | Eastleigh | Hampshire | SO50 9SJ | SOUTHERN SUPPORT & TRAINING HQ | HAMBLE LANE | - | NETLEY | HA | SO31 4TS | 2011-01-05 | 1 | 1 | At all times | PEEL COMMON WTW | Hamble Lane | Chemical Oxygen Demand Shaken as 0 | - | 800 | mg/l | 31.3 | Vehicle and plant washing (Low Impact) | Hampshire East | Vehicle Wash | Police location | Consent | INGLESIDE NETLEY WPS
15055 | 1 | Low Risk Consent | Hampshire County Council | Strategic Police Headquarters | Leigh Road | - | Eastleigh | Hampshire | SO50 9SJ | SOUTHERN SUPPORT & TRAINING HQ | HAMBLE LANE | - | NETLEY | HA | SO31 4TS | 2011-01-05 | 1 | 1 | At all times | PEEL COMMON WTW | Hamble Lane | Nitrogen Ammoniacal as N | - | 5 | mg/l | 31.3 | Vehicle and plant washing (Low Impact) | Hampshire East | Vehicle Wash | Police location | Consent | INGLESIDE NETLEY WPS
15055 | 1 | Low Risk Consent | Hampshire County Council | Strategic Police Headquarters | Leigh Road | - | Eastleigh | Hampshire | SO50 9SJ | SOUTHERN SUPPORT & TRAINING HQ | HAMBLE LANE | - | NETLEY | HA | SO31 4TS | 2011-01-05 | 1 | 1 | At all times | PEEL COMMON WTW | Hamble Lane | pH Limit | 6 | 10 |  | 31.3 | Vehicle and plant washing (Low Impact) | Hampshire East | Vehicle Wash | Police location | Consent | INGLESIDE NETLEY WPS
15055 | 1 | Low Risk Consent | Hampshire County Council | Strategic Police Headquarters | Leigh Road | - | Eastleigh | Hampshire | SO50 9SJ | SOUTHERN SUPPORT & TRAINING HQ | HAMBLE LANE | - | NETLEY | HA | SO31 4TS | 2011-01-05 | 1 | 1 | At all times | PEEL COMMON WTW | Hamble Lane | Solids Suspended 105C at pH7 | - | 400 | mg/l | 31.3 | Vehicle and plant washing (Low Impact) | Hampshire East | Vehicle Wash | Police location | Consent | INGLESIDE NETLEY WPS
15056 | 1 | Low Risk Consent | Hi-Tech Mouldings Limited | Tyak House | Silverthorne Way | - | Waterlooville | Hampshire | PO7 7XY | TYAK HOUSE-BRAMBLES INDUSTRIAL | SILVERTHORNE WAY | - | WATERLOOVILLE | HA | PO7 7XY | 2011-01-06 | 0.5 | 1 | - | BUDDS FARM HAVANT WTW | - | - | - | - | - | 11.1 | Glass making and products | Hampshire East | Pre Market Reform | Pre Market Reform | Consent | -
15057 | 1 | Low Risk Consent | Berkshire Foods Limited | 3 Field Court | Grays Inn | - | London | - | WC1R 5EF | Unit 210 Fareham Reach | 166 Fareham Rd | - | Gosport | Hants | PO13 0FW | 2011-01-11 | 3 | 3 | - | PEEL COMMON WTW | - | - | - | - | - | 9.2 | Food processing - General | Hampshire East | Pre Market Reform | Pre Market Reform | Consent | -
15058 | 1 | Low Risk Consent | Maybrays Limited | 24 Picton House | Hussar Court | - | Waterlooville | Hampshire | PO7 7SQ | THE BOATYARD UNIT 5 | MILL ROAD | - | FAREHAM | HA | PO16 0TA | 2011-01-12 | 1 | 2 | 06:00 - 18:00 | PEEL COMMON WTW | Mill Road | - | - | - | - | 15.3 | Sterilization/medical equipment cleaning, hygiene bin cleaning, low risk cleaning of items | Hampshire East | Washing out/off radiators, tanks kept for pressure testing rails when made | Pre Market Reform | Consent | -
15059 | 1 | Low Risk Consent | Community Products (UK) Limited | Darvell | Brightling Road | - | Robertsbridge | East Sussex | TN32 5DR | Community Playthings | Beech Grove Community | Sandwich Road | Nonington | Kent | CT15 4HH | 2011-01-21 | 0.05 | 1 | At all times | DAMBRIDGE WINGHAM WTW | Sandwich Road | Chemical Oxygen Demand Shaken as 0 | - | 800 | mg/l | 13.1 | General manufacturing-painting process | Kent East | Pre Market Reform | Pre Market Reform | Consent | -
15059 | 1 | Low Risk Consent | Community Products (UK) Limited | Darvell | Brightling Road | - | Robertsbridge | East Sussex | TN32 5DR | Community Playthings | Beech Grove Community | Sandwich Road | Nonington | Kent | CT15 4HH | 2011-01-21 | 0.05 | 1 | At all times | DAMBRIDGE WINGHAM WTW | Sandwich Road | Solids Suspended 105 Degrees C | - | 400 | mg/l | 13.1 | General manufacturing-painting process | Kent East | Pre Market Reform | Pre Market Reform | Consent | -
15060 | 1 | Low Risk Consent | SRCL Limited | Indigo House | Sussex Avenue |  | Leeds | West Yorkshire | LS10 2LF | UNIT 15 AND UNIT 16 | ARNDALE ROAD | - | LITTLEHAMPTON | SW | BN17 7HD | 2011-03-04 | 20 | 1 | at all times | FORD WTW | arndale Road | Chemical Oxygen Demand Settled as 0 | - | 800 | mg/l | 36.1 | Refuse containers (Wheelie bins / low risk commercial) | Sussex West | Miscellaneous: Tray/bin washing process | Pre Market Reform | Consent | -
15060 | 1 | Low Risk Consent | SRCL Limited | Indigo House | Sussex Avenue |  | Leeds | West Yorkshire | LS10 2LF | UNIT 15 AND UNIT 16 | ARNDALE ROAD | - | LITTLEHAMPTON | SW | BN17 7HD | 2011-03-04 | 20 | 1 | at all times | FORD WTW | arndale Road | Chemical Oxygen Demand Shaken as 0 | - | 800 | mg/l | 36.1 | Refuse containers (Wheelie bins / low risk commercial) | Sussex West | Miscellaneous: Tray/bin washing process | Pre Market Reform | Consent | -
15060 | 1 | Low Risk Consent | SRCL Limited | Indigo House | Sussex Avenue |  | Leeds | West Yorkshire | LS10 2LF | UNIT 15 AND UNIT 16 | ARNDALE ROAD | - | LITTLEHAMPTON | SW | BN17 7HD | 2011-03-04 | 20 | 1 | at all times | FORD WTW | arndale Road | pH | 6 | 10 | pH Units | 36.1 | Refuse containers (Wheelie bins / low risk commercial) | Sussex West | Miscellaneous: Tray/bin washing process | Pre Market Reform | Consent | -
15060 | 1 | Low Risk Consent | SRCL Limited | Indigo House | Sussex Avenue |  | Leeds | West Yorkshire | LS10 2LF | UNIT 15 AND UNIT 16 | ARNDALE ROAD | - | LITTLEHAMPTON | SW | BN17 7HD | 2011-03-04 | 20 | 1 | at all times | FORD WTW | arndale Road | Solids Suspended 105 Degrees C | - | 400 | mg/l | 36.1 | Refuse containers (Wheelie bins / low risk commercial) | Sussex West | Miscellaneous: Tray/bin washing process | Pre Market Reform | Consent | -
15060 | 1 | Low Risk Consent | SRCL Limited | Indigo House | Sussex Avenue |  | Leeds | West Yorkshire | LS10 2LF | UNIT 15 AND UNIT 16 | ARNDALE ROAD | - | LITTLEHAMPTON | SW | BN17 7HD | 2011-03-04 | 20 | 1 | at all times | FORD WTW | arndale Road | Solids Suspended 105C at pH7 | - | 400 | mg/l | 36.1 | Refuse containers (Wheelie bins / low risk commercial) | Sussex West | Miscellaneous: Tray/bin washing process | Pre Market Reform | Consent | -
15066 | 1 | Low Risk Consent | Ancala Water Services (Defence) Limited | Unit 1B, Redbrook Business Park | Wilthorpe Road |  | BARNSLEY | South Yorkshire | S75 1JN | . H M S SULTAN | MILITARY ROAD |  | GOSPORT | HA | PO12 3BY | 2011-02-02 | 1 | 1 |  | PEEL COMMON WTW | Military Road | Chemical Oxygen Demand Shaken as 0 | - | 800 | mg/l | 38.2 | Laboratory and research activities (Low Impact) | Hampshire East | Pre Market Reform | Pre Market Reform | Consent | -
15066 | 1 | Low Risk Consent | Ancala Water Services (Defence) Limited | Unit 1B, Redbrook Business Park | Wilthorpe Road |  | BARNSLEY | South Yorkshire | S75 1JN | . H M S SULTAN | MILITARY ROAD |  | GOSPORT | HA | PO12 3BY | 2011-02-02 | 1 | 1 |  | PEEL COMMON WTW | Military Road | Nitrogen Ammoniacal as N | - | 20 | mg/l | 38.2 | Laboratory and research activities (Low Impact) | Hampshire East | Pre Market Reform | Pre Market Reform | Consent | -
15066 | 1 | Low Risk Consent | Ancala Water Services (Defence) Limited | Unit 1B, Redbrook Business Park | Wilthorpe Road |  | BARNSLEY | South Yorkshire | S75 1JN | . H M S SULTAN | MILITARY ROAD |  | GOSPORT | HA | PO12 3BY | 2011-02-02 | 1 | 1 |  | PEEL COMMON WTW | Military Road | pH Limit | 6 | 10 |  | 38.2 | Laboratory and research activities (Low Impact) | Hampshire East | Pre Market Reform | Pre Market Reform | Consent | -
15066 | 1 | Low Risk Consent | Ancala Water Services (Defence) Limited | Unit 1B, Redbrook Business Park | Wilthorpe Road |  | BARNSLEY | South Yorkshire | S75 1JN | . H M S SULTAN | MILITARY ROAD |  | GOSPORT | HA | PO12 3BY | 2011-02-02 | 1 | 1 |  | PEEL COMMON WTW | Military Road | Solids Suspended 105 Degrees C | - | 400 | mg/l | 38.2 | Laboratory and research activities (Low Impact) | Hampshire East | Pre Market Reform | Pre Market Reform | Consent | -
15068 | 1 | Low Risk Consent | Veolia Environmental Services (UK) Plc | 210 | Pentonville Road |  | London |  | N1 9JY | TOWER HAMLETS DEPOT SOUTH | TOWER HAMLETS ROAD | - | DOVER | KE | CT17 0BL | 2011-02-10 | 1.6 | 0.5 | 0600-1600 | BROOMFIELD BANK WTW | Tower Hamlets Road | - | - | - | - | 31.3 | Vehicle and plant washing (Low Impact) | Kent East | Pre Market Reform | Pre Market Reform | Consent | -
15070 | 1 | Tier 2 Consent | The Laundry Room | Shop 2 Winstone Building | 367 Winchester Road | Bassett | Southampton | Hampshire | SO16 7DJ | 367 WINSTONE BUILDINGS 2 | WINCHESTER ROAD | - | SOUTHAMPTON | SP | SO16 7DJ | 2010-03-18 | 7 | 1 | At all times | MILLBROOK WTW | Winchester Road | Chemical Oxygen Demand Shaken as 0 | - | 2000 | mg/l | 15.2 | Laundering (Small-scale/Coin-Op) | Hampshire West | Launderettes: Launderettes process | Pre Market Reform | Consent | -
15070 | 1 | Tier 2 Consent | The Laundry Room | Shop 2 Winstone Building | 367 Winchester Road | Bassett | Southampton | Hampshire | SO16 7DJ | 367 WINSTONE BUILDINGS 2 | WINCHESTER ROAD | - | SOUTHAMPTON | SP | SO16 7DJ | 2010-03-18 | 7 | 1 | At all times | MILLBROOK WTW | Winchester Road | Oil and Grease | - | 200 | mg/l | 15.2 | Laundering (Small-scale/Coin-Op) | Hampshire West | Launderettes: Launderettes process | Pre Market Reform | Consent | -
15070 | 1 | Tier 2 Consent | The Laundry Room | Shop 2 Winstone Building | 367 Winchester Road | Bassett | Southampton | Hampshire | SO16 7DJ | 367 WINSTONE BUILDINGS 2 | WINCHESTER ROAD | - | SOUTHAMPTON | SP | SO16 7DJ | 2010-03-18 | 7 | 1 | At all times | MILLBROOK WTW | Winchester Road | pH | 5 | 11 | pH Units | 15.2 | Laundering (Small-scale/Coin-Op) | Hampshire West | Launderettes: Launderettes process | Pre Market Reform | Consent | -
15070 | 1 | Tier 2 Consent | The Laundry Room | Shop 2 Winstone Building | 367 Winchester Road | Bassett | Southampton | Hampshire | SO16 7DJ | 367 WINSTONE BUILDINGS 2 | WINCHESTER ROAD | - | SOUTHAMPTON | SP | SO16 7DJ | 2010-03-18 | 7 | 1 | At all times | MILLBROOK WTW | Winchester Road | Solids Suspended 105 Degrees C | - | 400 | mg/l | 15.2 | Laundering (Small-scale/Coin-Op) | Hampshire West | Launderettes: Launderettes process | Pre Market Reform | Consent | -
15072 | 5 | Tier 1 Consent | Natures Way Foods Ltd | Park Farm | Chichester Road |  | Selsey | West Sussex | PO20 9HP | CHICHESTER FOOD PARK | BOGNOR ROAD | - | CHICHESTER | SW | PO20 1NW | 2011-12-19 | 450 | 4.5 | at all times | CHICHESTER WTW | Vinnetrow Road | Chemical Oxygen Demand Shaken as 0 | - | 5000 | mg/l | 9.2 | Food processing - General | Sussex West | Food Processing - General | Pre Market Reform | Consent | -
15072 | 5 | Tier 1 Consent | Natures Way Foods Ltd | Park Farm | Chichester Road |  | Selsey | West Sussex | PO20 9HP | CHICHESTER FOOD PARK | BOGNOR ROAD | - | CHICHESTER | SW | PO20 1NW | 2011-12-19 | 450 | 4.5 | at all times | CHICHESTER WTW | Vinnetrow Road | Nitrogen Ammoniacal as N | 0 | 35 | mg/l | 9.2 | Food processing - General | Sussex West | Food Processing - General | Pre Market Reform | Consent | -
15072 | 5 | Tier 1 Consent | Natures Way Foods Ltd | Park Farm | Chichester Road |  | Selsey | West Sussex | PO20 9HP | CHICHESTER FOOD PARK | BOGNOR ROAD | - | CHICHESTER | SW | PO20 1NW | 2011-12-19 | 450 | 4.5 | at all times | CHICHESTER WTW | Vinnetrow Road | pH | 6 | 11 | pH Units | 9.2 | Food processing - General | Sussex West | Food Processing - General | Pre Market Reform | Consent | -
15072 | 5 | Tier 1 Consent | Natures Way Foods Ltd | Park Farm | Chichester Road |  | Selsey | West Sussex | PO20 9HP | CHICHESTER FOOD PARK | BOGNOR ROAD | - | CHICHESTER | SW | PO20 1NW | 2011-12-19 | 450 | 4.5 | at all times | CHICHESTER WTW | Vinnetrow Road | Solids Suspended 105 Degrees C | - | 1500 | mg/l | 9.2 | Food processing - General | Sussex West | Food Processing - General | Pre Market Reform | Consent | -
15073 | 1 | Low Risk Consent | Worthing Bin Cleaning | - | 21 Vale Road | Findon Valley | Worthing | West Sussex | BN14 0DD |  | 21 Vale Drive | Findon Valley | Worthing | West Sussex | Bn14 0DD | 2011-02-15 | 1 | 0.1 | at all times | EAST WORTHING WTW | - | - | - | - | - | 36.1 | Refuse containers (Wheelie bins / low risk commercial) | Sussex West | Pre Market Reform | Pre Market Reform | Consent | -
15074 | 1 | Low Risk Consent | Worthing Fire Station | - | 57 Ardsheal Road | - | Worthing | West Sussex | Bn14 7RN | 57 | ARDSHEAL ROAD | - | WORTHING | SW | BN14 7RN | 2011-02-15 | 0.9 | 4 | 09:00 - 17:00 | EAST WORTHING WTW | Ardsheal Road | - | - | - | - | 40.1 | Rainwater and surface water run-off (Medium Impact). Fire fighting foam training | Sussex West | Pre Market Reform | Pre Market Reform | Consent | -
15084 | 1 | Low Risk Consent | David Lloyd Leisure Limited | The Hanger | Mosquito Way | Hatfield Business Park | Hatfield | Hertfordshire | AL10 9AX | DAVID LLOYD LEISURE CENTRE | ROMANY ROAD | - | WORTHING | SW | BN13 3DL | 2011-02-28 | 0.1 | 0.1 | at all times | EAST WORTHING WTW | Romany Road | Chemical Oxygen Demand Shaken as 0 | - | 800 | mg/l | 31.2 | Vehicle and plant washing (Low Impact) | Sussex West | Vehicle Washing: General Wash process | Pre Market Reform | Consent | -
15084 | 1 | Low Risk Consent | David Lloyd Leisure Limited | The Hanger | Mosquito Way | Hatfield Business Park | Hatfield | Hertfordshire | AL10 9AX | DAVID LLOYD LEISURE CENTRE | ROMANY ROAD | - | WORTHING | SW | BN13 3DL | 2011-02-28 | 0.1 | 0.1 | at all times | EAST WORTHING WTW | Romany Road | pH | 6 | 10 | pH Units | 31.2 | Vehicle and plant washing (Low Impact) | Sussex West | Vehicle Washing: General Wash process | Pre Market Reform | Consent | -
15084 | 1 | Low Risk Consent | David Lloyd Leisure Limited | The Hanger | Mosquito Way | Hatfield Business Park | Hatfield | Hertfordshire | AL10 9AX | DAVID LLOYD LEISURE CENTRE | ROMANY ROAD | - | WORTHING | SW | BN13 3DL | 2011-02-28 | 0.1 | 0.1 | at all times | EAST WORTHING WTW | Romany Road | Solids Suspended 105 Degrees C | - | 400 | mg/l | 31.2 | Vehicle and plant washing (Low Impact) | Sussex West | Vehicle Washing: General Wash process | Pre Market Reform | Consent | -
15096 | 1 | Tier 2 Consent | T J Waste & Recycling Limited | Charity Farm | 127 Wickham Road | - | Fareham | Hampshire | PO17 5BP | WASTE TRANSFER STATION | QUARTREMAINE ROAD | - | PORTSMOUTH | HA | PO3 5QH | 2010-04-01 | 37 | 5 | At all times | BUDDS FARM HAVANT WTW | Quartremaine Road | Chemical Oxygen Demand Shaken as 0 | - | 500 | mg/l | 40.1 | Rainwater and surface water run-off (Medium Impact). Fire fighting foam training | Hampshire East | Surface Water | Pre Market Reform | Consent | -
15096 | 1 | Tier 2 Consent | T J Waste & Recycling Limited | Charity Farm | 127 Wickham Road | - | Fareham | Hampshire | PO17 5BP | WASTE TRANSFER STATION | QUARTREMAINE ROAD | - | PORTSMOUTH | HA | PO3 5QH | 2010-04-01 | 37 | 5 | At all times | BUDDS FARM HAVANT WTW | Quartremaine Road | pH | 6 | 10 | pH Units | 40.1 | Rainwater and surface water run-off (Medium Impact). Fire fighting foam training | Hampshire East | Surface Water | Pre Market Reform | Consent | -
15096 | 1 | Tier 2 Consent | T J Waste & Recycling Limited | Charity Farm | 127 Wickham Road | - | Fareham | Hampshire | PO17 5BP | WASTE TRANSFER STATION | QUARTREMAINE ROAD | - | PORTSMOUTH | HA | PO3 5QH | 2010-04-01 | 37 | 5 | At all times | BUDDS FARM HAVANT WTW | Quartremaine Road | Solids Suspended 105 Degrees C | - | 200 | mg/l | 40.1 | Rainwater and surface water run-off (Medium Impact). Fire fighting foam training | Hampshire East | Surface Water | Pre Market Reform | Consent | -
15099 | 1 | Low Risk Consent | Kingspan Waste Recycling | Former Bus Depot | Moulsecoomb Way | - | Brighton | East Sussex | BN2 4PB | WASTE TRANSFER STATION | MOULESCOOMB WAY | - | BRIGHTON | SE | BN2 4PB | 2011-03-09 | 3 | 0.04 | At all times | PEACEHAVEN WTW | Moulsecoomb Way | - | - | - | - | 40.1 | Rainwater and surface water run-off (Medium Impact). Fire fighting foam training | Sussex East | Waste processing | Pre Market Reform | Consent | -
15106 | 2 | Low Risk Consent | Bleangate Brewery | The Old Workshop | Bleangate House | Braggs Lane | Herne | Kent | CT6 7NP | BLEANGATE BREWERY | BRAGGS LANE |  | HERNE | KE | CT6 7NP | 2011-04-27 | 1 | 1 | 0800-200 | MAY STREET HERNE BAY WTW | Canterbury Road | Chemical Oxygen Demand Shaken as 0 | - | 4000 | mg/l | 1.3 | Alcoholic beverages (Low Impact) | Kent East | Pre Market Reform | Pre Market Reform | Consent | -
15106 | 2 | Low Risk Consent | Bleangate Brewery | The Old Workshop | Bleangate House | Braggs Lane | Herne | Kent | CT6 7NP | BLEANGATE BREWERY | BRAGGS LANE |  | HERNE | KE | CT6 7NP | 2011-04-27 | 1 | 1 | 0800-200 | MAY STREET HERNE BAY WTW | Canterbury Road | pH | 6 | 10 | pH Units | 1.3 | Alcoholic beverages (Low Impact) | Kent East | Pre Market Reform | Pre Market Reform | Consent | -
15106 | 2 | Low Risk Consent | Bleangate Brewery | The Old Workshop | Bleangate House | Braggs Lane | Herne | Kent | CT6 7NP | BLEANGATE BREWERY | BRAGGS LANE |  | HERNE | KE | CT6 7NP | 2011-04-27 | 1 | 1 | 0800-200 | MAY STREET HERNE BAY WTW | Canterbury Road | Solids Suspended 105 Degrees C | - | 400 | mg/l | 1.3 | Alcoholic beverages (Low Impact) | Kent East | Pre Market Reform | Pre Market Reform | Consent | -
15106 | 2 | Low Risk Consent | Bleangate Brewery | The Old Workshop | Bleangate House | Braggs Lane | Herne | Kent | CT6 7NP | BLEANGATE BREWERY | BRAGGS LANE |  | HERNE | KE | CT6 7NP | 2011-04-27 | 1 | 1 | 0800-200 | MAY STREET HERNE BAY WTW | Canterbury Road | Sulphate as S04 | - | 500 | mg/l | 1.3 | Alcoholic beverages (Low Impact) | Kent East | Pre Market Reform | Pre Market Reform | Consent | -
15110 | 1 | Tier 2 Consent | Portsmouth City Council | Sea Front Services | Civic Offices | Guildhall Square | Portsmouth | Hampshire | PO1 2AY | SOUTHSEA SPLASH POOL | CLARENCE ESPLANADE |  | SOUTHSEA | HA | PO5 3AA | 2011-04-18 | 20 | 9.5 | At any time except during heavy rainfall when the discharge can take place between 1100 hours and 1600 hours and between 2200 hours and 0600 hours | BUDDS FARM HAVANT WTW | Clarence Esplanade | Chemical Oxygen Demand Settled as 0 | - | 2000 | mg/l | 32.1 | Leisure facilities | Hampshire East | Swimming Pools: Filter Backwash Water process | Pre Market Reform | Consent | -
15110 | 1 | Tier 2 Consent | Portsmouth City Council | Sea Front Services | Civic Offices | Guildhall Square | Portsmouth | Hampshire | PO1 2AY | SOUTHSEA SPLASH POOL | CLARENCE ESPLANADE |  | SOUTHSEA | HA | PO5 3AA | 2011-04-18 | 20 | 9.5 | At any time except during heavy rainfall when the discharge can take place between 1100 hours and 1600 hours and between 2200 hours and 0600 hours | BUDDS FARM HAVANT WTW | Clarence Esplanade | Chlorine Free as Cl2 | - | 5 | mg/l | 32.1 | Leisure facilities | Hampshire East | Swimming Pools: Filter Backwash Water process | Pre Market Reform | Consent | -
15110 | 1 | Tier 2 Consent | Portsmouth City Council | Sea Front Services | Civic Offices | Guildhall Square | Portsmouth | Hampshire | PO1 2AY | SOUTHSEA SPLASH POOL | CLARENCE ESPLANADE |  | SOUTHSEA | HA | PO5 3AA | 2011-04-18 | 20 | 9.5 | At any time except during heavy rainfall when the discharge can take place between 1100 hours and 1600 hours and between 2200 hours and 0600 hours | BUDDS FARM HAVANT WTW | Clarence Esplanade | pH | 5 | 11 | pH Units | 32.1 | Leisure facilities | Hampshire East | Swimming Pools: Filter Backwash Water process | Pre Market Reform | Consent | -
15110 | 1 | Tier 2 Consent | Portsmouth City Council | Sea Front Services | Civic Offices | Guildhall Square | Portsmouth | Hampshire | PO1 2AY | SOUTHSEA SPLASH POOL | CLARENCE ESPLANADE |  | SOUTHSEA | HA | PO5 3AA | 2011-04-18 | 20 | 9.5 | At any time except during heavy rainfall when the discharge can take place between 1100 hours and 1600 hours and between 2200 hours and 0600 hours | BUDDS FARM HAVANT WTW | Clarence Esplanade | Solids Suspended 105C at pH7 | - | 400 | mg/l | 32.1 | Leisure facilities | Hampshire East | Swimming Pools: Filter Backwash Water process | Pre Market Reform | Consent | -
15111 | 1 | Low Risk Consent | Clee Hill Plant Limited | Mansfield Road | - | Hasland | Chesterfield | - | S41 OJW |  | Unit 3 Mitchell Close | West Portway Industrial Estate | Andover | Hampshire | SP10 3TJ | 2011-03-21 | 5 | 1 | n/a | FULLERTON WTW | Mitchell Close | - | - | - | - | 8.1 | Engineering (High risk) | Hampshire West | Pre Market Reform | Pre Market Reform | Consent | -
15128 | 1 | Low Risk Consent | Highways Agency | - | Federated House | London Road | Dorking | Surrey | PO15 6SA | SOUTHWICK TUNNEL SERVICE BUILDIN | MILEOAK ROAD | - | PORTSLADE | SW | BN41 2RF | 2011-04-18 | 2 | 2 | at all times | SHOREHAM WTW | - | - | - | - | - | 40.2 | Rainwater and surface water run-off (Low Impact) | Sussex West | Pre Market Reform | Pre Market Reform | Consent | -
15131 | 1 | Low Risk Consent | Veolia ES South Downs Ltd | 210 | Pentonville Road | - | London | - | N1 9JY | NEWHAVEN HWRS | NEW ROAD | - | NEWHAVEN | SE | BN9 0EH | 2011-04-20 | 2 | 3 | At all times | NEWHAVEN MAIN WTW | New Road | - | - | - | - | 40.1 | Rainwater and surface water run-off (Medium Impact). Fire fighting foam training | Sussex East | Surface Water run-off from waste storage and wash down of bin areas | Pre Market Reform | Consent | -
15137 | 4 | Tier 1 Consent | Charles Gordon Associates Ltd | 5230 Valiant Court | Delta Way |  | Brockworth | Gloucester | GL3 4FE | UNIT 2 | RELIANT CLOSE | - | EASTLEIGH | HA | SO53 4ND | 2011-04-01 | 60 | 4 | At all times | CHICKENHALL EASTLEIGH WTW | Reliant Close | Chemical Oxygen Demand Shaken as 0 | - | 14000 | mg/l | 9.3 | Food processing - fish prep/veg washing | Hampshire West | Effluent treatment plant from waste water arising from production of chutneys/sauces. | Manufacturer of chutneys/sauces/pickles. | Consent | TEMPLARS WAY CHANDLERS FORD WPS
15137 | 4 | Tier 1 Consent | Charles Gordon Associates Ltd | 5230 Valiant Court | Delta Way |  | Brockworth | Gloucester | GL3 4FE | UNIT 2 | RELIANT CLOSE | - | EASTLEIGH | HA | SO53 4ND | 2011-04-01 | 60 | 4 | At all times | CHICKENHALL EASTLEIGH WTW | Reliant Close | Oil and Grease | - | 500 | mg/l | 9.3 | Food processing - fish prep/veg washing | Hampshire West | Effluent treatment plant from waste water arising from production of chutneys/sauces. | Manufacturer of chutneys/sauces/pickles. | Consent | TEMPLARS WAY CHANDLERS FORD WPS
15137 | 4 | Tier 1 Consent | Charles Gordon Associates Ltd | 5230 Valiant Court | Delta Way |  | Brockworth | Gloucester | GL3 4FE | UNIT 2 | RELIANT CLOSE | - | EASTLEIGH | HA | SO53 4ND | 2011-04-01 | 60 | 4 | At all times | CHICKENHALL EASTLEIGH WTW | Reliant Close | pH | 6 | 10 | pH Units | 9.3 | Food processing - fish prep/veg washing | Hampshire West | Effluent treatment plant from waste water arising from production of chutneys/sauces. | Manufacturer of chutneys/sauces/pickles. | Consent | TEMPLARS WAY CHANDLERS FORD WPS
15137 | 4 | Tier 1 Consent | Charles Gordon Associates Ltd | 5230 Valiant Court | Delta Way |  | Brockworth | Gloucester | GL3 4FE | UNIT 2 | RELIANT CLOSE | - | EASTLEIGH | HA | SO53 4ND | 2011-04-01 | 60 | 4 | At all times | CHICKENHALL EASTLEIGH WTW | Reliant Close | Solids Suspended 105 Degrees C | - | 1200 | mg/l | 9.3 | Food processing - fish prep/veg washing | Hampshire West | Effluent treatment plant from waste water arising from production of chutneys/sauces. | Manufacturer of chutneys/sauces/pickles. | Consent | TEMPLARS WAY CHANDLERS FORD WPS
15139 | 1 | Tier 1 Consent | Wealden Leisure Ltd | The Paddock | 1-6 Carriers Way | East Hoathly | East Sussex | - | BN8 6AG | 140 TENPIN BOWLING ALLEY & PREMS | KINGSWAY | - | HOVE | SE | BN3 2WW | 2011-04-01 | 50 | 5 | 08:00 to 17:00 | PEACEHAVEN WTW | Kingsway | Chemical Oxygen Demand Shaken as 0 | - | 800 | mg/l | 32.1 | Leisure facilities | Sussex East | Swimming Pools: Filter Backwash Water process | Pre Market Reform | Consent | -
15139 | 1 | Tier 1 Consent | Wealden Leisure Ltd | The Paddock | 1-6 Carriers Way | East Hoathly | East Sussex | - | BN8 6AG | 140 TENPIN BOWLING ALLEY & PREMS | KINGSWAY | - | HOVE | SE | BN3 2WW | 2011-04-01 | 50 | 5 | 08:00 to 17:00 | PEACEHAVEN WTW | Kingsway | pH | 6 | 11 | pH Units | 32.1 | Leisure facilities | Sussex East | Swimming Pools: Filter Backwash Water process | Pre Market Reform | Consent | -
15139 | 1 | Tier 1 Consent | Wealden Leisure Ltd | The Paddock | 1-6 Carriers Way | East Hoathly | East Sussex | - | BN8 6AG | 140 TENPIN BOWLING ALLEY & PREMS | KINGSWAY | - | HOVE | SE | BN3 2WW | 2011-04-01 | 50 | 5 | 08:00 to 17:00 | PEACEHAVEN WTW | Kingsway | Solids Suspended 105C at pH7 | - | 400 | mg/l | 32.1 | Leisure facilities | Sussex East | Swimming Pools: Filter Backwash Water process | Pre Market Reform | Consent | -
15142 | 1 | Tier 1 Consent | Wealden Leisure Ltd | The Paddock | 1-6 Carriers Way | East Hoathly | East Sussex | - | BN8 6AG | SWIMMING POOL & PREMISES | CHURCH STREET | - | BRIGHTON | SE | BN1 1YA | 2011-04-01 | 50 | 5 | At all times | PEACEHAVEN WTW | Church Street | Chemical Oxygen Demand Shaken as 0 | - | 800 | mg/l | 32.1 | Leisure facilities | Sussex East | Swimming Pools: Filter Backwash Water process | Pre Market Reform | Consent | -
15142 | 1 | Tier 1 Consent | Wealden Leisure Ltd | The Paddock | 1-6 Carriers Way | East Hoathly | East Sussex | - | BN8 6AG | SWIMMING POOL & PREMISES | CHURCH STREET | - | BRIGHTON | SE | BN1 1YA | 2011-04-01 | 50 | 5 | At all times | PEACEHAVEN WTW | Church Street | pH | 6 | 11 | pH Units | 32.1 | Leisure facilities | Sussex East | Swimming Pools: Filter Backwash Water process | Pre Market Reform | Consent | -
15142 | 1 | Tier 1 Consent | Wealden Leisure Ltd | The Paddock | 1-6 Carriers Way | East Hoathly | East Sussex | - | BN8 6AG | SWIMMING POOL & PREMISES | CHURCH STREET | - | BRIGHTON | SE | BN1 1YA | 2011-04-01 | 50 | 5 | At all times | PEACEHAVEN WTW | Church Street | Solids Suspended 105 Degrees C | - | 400 | mg/l | 32.1 | Leisure facilities | Sussex East | Swimming Pools: Filter Backwash Water process | Pre Market Reform | Consent | -
15149 | 3 | Tier 2 Consent | Fujifilm Speciality Ink Systems Ltd | Unit 21 & 22 | Patricia Way | Pyson Road Industrial Estate | Broadstairs | Kent | CT10 2LE | Patricia Way | Pyson Road Industrial Estate | - | BROADSTAIRS | KE | CT10 2LE | 2011-04-01 | 5 | 4 | At all times | WEATHERLEES HILL B (MGATE &amp; BSTAIRS) WTW | Patricia Way | Chemical Oxygen Demand Shaken as 0 | - | 10000 | mg/l | 24.1 | Printing and related activities (High impact) | Kent East | Cleaning of vessels from the manufacture of emulsions for screen printing | Manufacture of inks and emulsions | Consent | THE PINES BROADSTAIRS WPS
15149 | 3 | Tier 2 Consent | Fujifilm Speciality Ink Systems Ltd | Unit 21 & 22 | Patricia Way | Pyson Road Industrial Estate | Broadstairs | Kent | CT10 2LE | Patricia Way | Pyson Road Industrial Estate | - | BROADSTAIRS | KE | CT10 2LE | 2011-04-01 | 5 | 4 | At all times | WEATHERLEES HILL B (MGATE &amp; BSTAIRS) WTW | Patricia Way | pH | 5 | 9 | pH Units | 24.1 | Printing and related activities (High impact) | Kent East | Cleaning of vessels from the manufacture of emulsions for screen printing | Manufacture of inks and emulsions | Consent | THE PINES BROADSTAIRS WPS
15149 | 3 | Tier 2 Consent | Fujifilm Speciality Ink Systems Ltd | Unit 21 & 22 | Patricia Way | Pyson Road Industrial Estate | Broadstairs | Kent | CT10 2LE | Patricia Way | Pyson Road Industrial Estate | - | BROADSTAIRS | KE | CT10 2LE | 2011-04-01 | 5 | 4 | At all times | WEATHERLEES HILL B (MGATE &amp; BSTAIRS) WTW | Patricia Way | Solids Suspended 105 Degrees C | - | 5000 | mg/l | 24.1 | Printing and related activities (High impact) | Kent East | Cleaning of vessels from the manufacture of emulsions for screen printing | Manufacture of inks and emulsions | Consent | THE PINES BROADSTAIRS WPS
15149 | 3 | Tier 2 Consent | Fujifilm Speciality Ink Systems Ltd | Unit 21 & 22 | Patricia Way | Pyson Road Industrial Estate | Broadstairs | Kent | CT10 2LE | Patricia Way | Pyson Road Industrial Estate | - | BROADSTAIRS | KE | CT10 2LE | 2011-04-01 | 5 | 4 | At all times | WEATHERLEES HILL B (MGATE &amp; BSTAIRS) WTW | Patricia Way | Sulphate as S04 | - | 1000 | mg/l | 24.1 | Printing and related activities (High impact) | Kent East | Cleaning of vessels from the manufacture of emulsions for screen printing | Manufacture of inks and emulsions | Consent | THE PINES BROADSTAIRS WPS
15152 | 1 | Low Risk Consent | CDS Group Services Limited | 15 | William Prance Road | - | Plymouth | - | PL6 5ZD | THE QUADRANGLE | PREMIER WAY |  | ROMSEY | HA | SO51 9DL | 2011-05-25 | 3 | 1.6 | n/a | ROMSEY WTW | Premier Way | - | - | - | - | 22.3 | Plating and metal finishing (Low Impact) | Hampshire West | Pre Market Reform | Pre Market Reform | Consent | -
15156 | 1 | Low Risk Consent | Applied Kilovolts Ltd | - | Woods Way | Goring By Sea | Worthing | West Sussex | BN12 4QY | APPLIED KILOVOLTS LTD | WOODS WAY | - | WORTHING | SW | BN12 4QY | 2011-06-02 | 0.1 | 5 | at all times | EAST WORTHING WTW | woods Way Goring by Sea | - | - | - | - | 8.2 | Engineering (Low risk) | Sussex West | Pre Market Reform | Pre Market Reform | Consent | -
15165 | 1 | Tier 1 Consent | Thanet Earth Limited | The Packhouse | Barrow Man Road | - | Birchington | Kent | CT7 0AX | THANET GROWERS 8 | BARROW MAN ROAD | - | BIRCHINGTON | KE | CT7 0AX | 2011-06-01 | 5 | 0.5 | At all times | WEATHERLEES HILL B (MGATE &amp; BSTAIRS) WTW | MH 5303 | Chemical Oxygen Demand Shaken as 0 | - | 800 | mg/l | 36.2 | Refuse Containers (Industrial) | Kent East | Miscellaneous: Tray/bin washing process | Pre Market Reform | Consent | GORE END BIRCHINGTON WPS
15165 | 1 | Tier 1 Consent | Thanet Earth Limited | The Packhouse | Barrow Man Road | - | Birchington | Kent | CT7 0AX | THANET GROWERS 8 | BARROW MAN ROAD | - | BIRCHINGTON | KE | CT7 0AX | 2011-06-01 | 5 | 0.5 | At all times | WEATHERLEES HILL B (MGATE &amp; BSTAIRS) WTW | MH 5303 | pH | 6 | 11 | pH Units | 36.2 | Refuse Containers (Industrial) | Kent East | Miscellaneous: Tray/bin washing process | Pre Market Reform | Consent | GORE END BIRCHINGTON WPS
15165 | 1 | Tier 1 Consent | Thanet Earth Limited | The Packhouse | Barrow Man Road | - | Birchington | Kent | CT7 0AX | THANET GROWERS 8 | BARROW MAN ROAD | - | BIRCHINGTON | KE | CT7 0AX | 2011-06-01 | 5 | 0.5 | At all times | WEATHERLEES HILL B (MGATE &amp; BSTAIRS) WTW | MH 5303 | Solids Suspended 105 Degrees C | - | 400 | mg/l | 36.2 | Refuse Containers (Industrial) | Kent East | Miscellaneous: Tray/bin washing process | Pre Market Reform | Consent | GORE END BIRCHINGTON WPS
15165 | 1 | Tier 1 Consent | Thanet Earth Limited | The Packhouse | Barrow Man Road | - | Birchington | Kent | CT7 0AX | THANET GROWERS 8 | BARROW MAN ROAD | - | BIRCHINGTON | KE | CT7 0AX | 2011-06-01 | 5 | 0.5 | At all times | WEATHERLEES HILL B (MGATE &amp; BSTAIRS) WTW | MH 5303 | Sulphate as S04 | - | 500 | mg/l | 36.2 | Refuse Containers (Industrial) | Kent East | Miscellaneous: Tray/bin washing process | Pre Market Reform | Consent | GORE END BIRCHINGTON WPS
15166 | 1 | Low Risk Consent | Mr Fatmir Sinani | Budgens | White City | - | Midhurst | West Sussex | GU29 9NA | BUDGENS | WHITE CITY |  | MIDHURST | SW | GU29 9NA | 2011-06-10 | 1 | 0.1 | at all times | PETWORTH WTW | - | - | - | - | - | 31.2 | Vehicle and plant washing (Low Impact) | Sussex West | Pre Market Reform | Pre Market Reform | Consent | -
15173 | 3 | Low Risk Consent | Plumpton College Winery |  | Ditchling Road |  | Plumpton | East Sussex | Bn2 3AE |  | PLUMPTON COLLEGE | - | LEWES | SE | BN7 3AE | 2011-06-20 | 1 | 5 | 08:00-21:00 | PLUMPTON WTW | Ditchling Road | - | - | - | - | 1.3 | Alcoholic beverages (Low Impact) | Sussex East | Pre Market Reform | Pre Market Reform | Consent | Pre Market Reform
15177 | 1 | Low Risk Consent | University of Greenwich | Medway Campus | Central Avenue | Chatham Maritime | - | Kent | ME4 4TB | UNIVERSITY OF GREENWICH | CENTRAL AVENUE | - | CHATHAM | KE | ME4 4TB | 2011-06-27 | 5 | 1 | - | MOTNEY HILL WTW | Central Avenue | - | - | - | - | 38.2 | Laboratory and research activities (Low Impact) | Kent West | Pre Market Reform | Pre Market Reform | Consent | -
15178 | 1 | Low Risk Consent | South East Coast Ambulance NHS Foundation | The Horseshoe | - | - | Banstead | Surrey | SM7 2AB |  | Mall Avenue | Orbital Park | Ashford | Kent | TN24 OGN | 2011-06-27 | 1 | 0.2 | At all times | ASHFORD WTW | Hall Avenue | Chemical Oxygen Demand Shaken as 0 | - | 800 | mg/l | 31.3 | Vehicle and plant washing (Low Impact) | Kent East | Pre Market Reform | Pre Market Reform | Consent | -
15178 | 1 | Low Risk Consent | South East Coast Ambulance NHS Foundation | The Horseshoe | - | - | Banstead | Surrey | SM7 2AB |  | Mall Avenue | Orbital Park | Ashford | Kent | TN24 OGN | 2011-06-27 | 1 | 0.2 | At all times | ASHFORD WTW | Hall Avenue | Solids Suspended 105 Degrees C | - | 400 | mg/l | 31.3 | Vehicle and plant washing (Low Impact) | Kent East | Pre Market Reform | Pre Market Reform | Consent | -
15186 | 1 | Low Risk Consent | Malthurst Petroleum Limited | Gladstone Place | 36-38 Upper Marlborough Road | - | St. Albans | Hertfordshire | AL1 3UU | 137 | DOVER ROAD | - | DEAL | KE | CT14 7JH | 2011-07-01 | 4 | 0.56 | 0000-2359 | WEATHERLEES HILL A WTW | Dover Road | - | - | - | - | 31.3 | Vehicle and plant washing (Low Impact) | Kent East | Pre Market Reform | Pre Market Reform | Consent | -
15191 | 1 | Low Risk Consent | Leonard Gould & Co. ltd | Union Park | Bircholt Road | Parkwood | Maidstone | Kent | ME15 9XT | FACTORY UNIT 1 | BIRCHOLT ROAD | - | MAIDSTONE | KE | ME15 9XT | 2011-07-10 | 5 | - | - | AYLESFORD WTW | Bircholt Road | Chemical Oxygen Demand Shaken as 0 | - | 800 | mg/l | 24.2 | Printing and related activities (Low impact) | Kent West | Pre Market Reform | Pre Market Reform | Consent | -
15191 | 1 | Low Risk Consent | Leonard Gould & Co. ltd | Union Park | Bircholt Road | Parkwood | Maidstone | Kent | ME15 9XT | FACTORY UNIT 1 | BIRCHOLT ROAD | - | MAIDSTONE | KE | ME15 9XT | 2011-07-10 | 5 | - | - | AYLESFORD WTW | Bircholt Road | Solids Suspended 105 Degrees C | - | 400 | mg/l | 24.2 | Printing and related activities (Low impact) | Kent West | Pre Market Reform | Pre Market Reform | Consent | -
15197 | 1 | Low Risk Consent | Mr Barry Hopwood | Tilly's Cottage | Agars Lane | - | Hordle | Hampshire | SO41 0FL | 8 SHOP | OLD MILTON GREEN PARADE | - | NEW MILTON | HA | BH25 6QA | 2011-07-19 | 5 | 1 | At all times | MILFORD ROAD PENNINGTON WTW | Christchurch Road | - | - | - | - | 15.2 | Laundering (Small-scale/Coin-Op) | Hampshire West | Launderettes | Pre Market Reform | Consent | -
15198 | 1 | Low Risk Consent | Associated British Ports | - | Aldwych House | 71-91 Aldwych | London | - | WC2B 4HN | Waste Handling Facility | Off West Bay Road | Western Docks | Southampton | Hampshire | SO15 1HF | 2011-07-19 | 6 | 20 | At any time | MILLBROOK WTW | Millbrook WTW | - | - | - | - | 40.1 | Rainwater and surface water run-off (Medium Impact). Fire fighting foam training | Hampshire West | Pre Market Reform | Pre Market Reform | Consent | -
15211 | 1 | Low Risk Consent | GB Oils Ltd t/a CPL | Belvidere Road | - | - | Southampton | Hampshire | SO14 5AF |  | Belvidere Road | - | Southampton | Hampshire | SO14 5AF | 2011-08-12 | 1 | 1 | n/a | MILLBROOK WTW | Belvidere Road | - | - | - | - | 31.2 | Vehicle and plant washing (Low Impact) | Hampshire West | Pre Market Reform | Pre Market Reform | Consent | -
15226 | 1 | Tier 2 Consent | Cemex UK Operations Limited | Cemex House Binley Business Park | Harry Weston Road | - | Coventry | - | CV3 2TY | . | RMC BELLBROOK INDUSTRIAL EST | - | UCKFIELD | SE | TN22 1QL | 2011-07-11 | 9 | 1 | At all times | UCKFIELD WTW |  | Chemical Oxygen Demand Settled as 0 | - | 800 | mg/l | 3.2 | Concrete batching yard | Sussex East | Miscellaneous: Concrete Production process | Pre Market Reform | Consent | -
15226 | 1 | Tier 2 Consent | Cemex UK Operations Limited | Cemex House Binley Business Park | Harry Weston Road | - | Coventry | - | CV3 2TY | . | RMC BELLBROOK INDUSTRIAL EST | - | UCKFIELD | SE | TN22 1QL | 2011-07-11 | 9 | 1 | At all times | UCKFIELD WTW |  | Chemical Oxygen Demand Shaken as 0 | - | 800 | mg/l | 3.2 | Concrete batching yard | Sussex East | Miscellaneous: Concrete Production process | Pre Market Reform | Consent | -
15226 | 1 | Tier 2 Consent | Cemex UK Operations Limited | Cemex House Binley Business Park | Harry Weston Road | - | Coventry | - | CV3 2TY | . | RMC BELLBROOK INDUSTRIAL EST | - | UCKFIELD | SE | TN22 1QL | 2011-07-11 | 9 | 1 | At all times | UCKFIELD WTW |  | Oil and Grease | - | 200 | mg/l | 3.2 | Concrete batching yard | Sussex East | Miscellaneous: Concrete Production process | Pre Market Reform | Consent | -
15226 | 1 | Tier 2 Consent | Cemex UK Operations Limited | Cemex House Binley Business Park | Harry Weston Road | - | Coventry | - | CV3 2TY | . | RMC BELLBROOK INDUSTRIAL EST | - | UCKFIELD | SE | TN22 1QL | 2011-07-11 | 9 | 1 | At all times | UCKFIELD WTW |  | pH | 5 | 11 | pH Units | 3.2 | Concrete batching yard | Sussex East | Miscellaneous: Concrete Production process | Pre Market Reform | Consent | -
15226 | 1 | Tier 2 Consent | Cemex UK Operations Limited | Cemex House Binley Business Park | Harry Weston Road | - | Coventry | - | CV3 2TY | . | RMC BELLBROOK INDUSTRIAL EST | - | UCKFIELD | SE | TN22 1QL | 2011-07-11 | 9 | 1 | At all times | UCKFIELD WTW |  | Solids Suspended 105 Degrees C | - | 400 | mg/l | 3.2 | Concrete batching yard | Sussex East | Miscellaneous: Concrete Production process | Pre Market Reform | Consent | -
15226 | 1 | Tier 2 Consent | Cemex UK Operations Limited | Cemex House Binley Business Park | Harry Weston Road | - | Coventry | - | CV3 2TY | . | RMC BELLBROOK INDUSTRIAL EST | - | UCKFIELD | SE | TN22 1QL | 2011-07-11 | 9 | 1 | At all times | UCKFIELD WTW |  | Solids Suspended 105C at pH7 | - | 400 | mg/l | 3.2 | Concrete batching yard | Sussex East | Miscellaneous: Concrete Production process | Pre Market Reform | Consent | -
15226 | 1 | Tier 2 Consent | Cemex UK Operations Limited | Cemex House Binley Business Park | Harry Weston Road | - | Coventry | - | CV3 2TY | . | RMC BELLBROOK INDUSTRIAL EST | - | UCKFIELD | SE | TN22 1QL | 2011-07-11 | 9 | 1 | At all times | UCKFIELD WTW |  | Sulphate as S04 | - | 500 | mg/l | 3.2 | Concrete batching yard | Sussex East | Miscellaneous: Concrete Production process | Pre Market Reform | Consent | -
15228 | 1 | Tier 2 Consent | Cemex UK Operations Limited | Cemex House Binley Business Park | Harry Weston Road | - | Coventry | - | CV3 2TY | READY MIXED CONCRETE | HAMMONDS DRIVE | - | EASTBOURNE | SE | BN23 6PW | 2011-07-11 | 5 | 2 | At all times | EASTBOURNE WTW | Hammonds Drive | Chemical Oxygen Demand Shaken as 0 | - | 200 | mg/l | 3.2 | Concrete batching yard | Sussex East | Miscellaneous: Concrete Production process | Pre Market Reform | Consent | Pre Market Reform
15228 | 1 | Tier 2 Consent | Cemex UK Operations Limited | Cemex House Binley Business Park | Harry Weston Road | - | Coventry | - | CV3 2TY | READY MIXED CONCRETE | HAMMONDS DRIVE | - | EASTBOURNE | SE | BN23 6PW | 2011-07-11 | 5 | 2 | At all times | EASTBOURNE WTW | Hammonds Drive | Oil and Grease | - | 200 | mg/l | 3.2 | Concrete batching yard | Sussex East | Miscellaneous: Concrete Production process | Pre Market Reform | Consent | Pre Market Reform
15228 | 1 | Tier 2 Consent | Cemex UK Operations Limited | Cemex House Binley Business Park | Harry Weston Road | - | Coventry | - | CV3 2TY | READY MIXED CONCRETE | HAMMONDS DRIVE | - | EASTBOURNE | SE | BN23 6PW | 2011-07-11 | 5 | 2 | At all times | EASTBOURNE WTW | Hammonds Drive | pH | 6 | 11 | pH Units | 3.2 | Concrete batching yard | Sussex East | Miscellaneous: Concrete Production process | Pre Market Reform | Consent | Pre Market Reform
15228 | 1 | Tier 2 Consent | Cemex UK Operations Limited | Cemex House Binley Business Park | Harry Weston Road | - | Coventry | - | CV3 2TY | READY MIXED CONCRETE | HAMMONDS DRIVE | - | EASTBOURNE | SE | BN23 6PW | 2011-07-11 | 5 | 2 | At all times | EASTBOURNE WTW | Hammonds Drive | Solids Suspended 105 Degrees C | - | 200 | mg/l | 3.2 | Concrete batching yard | Sussex East | Miscellaneous: Concrete Production process | Pre Market Reform | Consent | Pre Market Reform
15228 | 1 | Tier 2 Consent | Cemex UK Operations Limited | Cemex House Binley Business Park | Harry Weston Road | - | Coventry | - | CV3 2TY | READY MIXED CONCRETE | HAMMONDS DRIVE | - | EASTBOURNE | SE | BN23 6PW | 2011-07-11 | 5 | 2 | At all times | EASTBOURNE WTW | Hammonds Drive | Sulphate as S04 | - | 500 | mg/l | 3.2 | Concrete batching yard | Sussex East | Miscellaneous: Concrete Production process | Pre Market Reform | Consent | Pre Market Reform
15231 | 1 | Low Risk Consent | SEI Identification Solutions Ltd | - | Hornet Close | Pysons Road Ind Est | Broadstairs | Kent | CT10 2LQ | HORNET CLOSE | PYSONS ROAD INDUSTRIAL ESTATE | - | BROADSTAIRS | KE | CT10 2LQ | 2011-09-09 | 1 | 1 | - | WEATHERLEES HILL B (MGATE &amp; BSTAIRS) WTW | Pyson Road | - | - | - | - | 8.2 | Engineering (Low risk) | Kent East | Pre Market Reform | Pre Market Reform | Consent | -
15234 | 1 | Low Risk Consent | Ancala Water Services (Defence) Limited | Unit 1B, Redbrook Business Park | Wilthorpe Road |  | BARNSLEY | South Yorkshire | S75 1JN | HMS COLLINGWOOD | NEWGATE LANE | - | FAREHAM | HA | PO14 1AS | 2011-02-20 | 1.3 | 1.3 | any time | PEEL COMMON WTW | newgate Lane | - | - | - | - | 33.1 | Photographic and X-ray film processing COPPICE | Hampshire East | Medical equipment | Pre Market Reform | Consent | -
15237 | 1 | Tier 2 Consent | Park Garage Group Plc | 1-3 | Station Approach | Hayes | Bromley | - | BR2 7EQ | STROOD SERVICE STATION | LONDON ROAD | - | ROCHESTER | KE | ME2 3HX | 2011-04-01 | 10 | 0.87 | - | MOTNEY HILL WTW | London Road | Chemical Oxygen Demand Shaken as 0 | - | 800 | mg/l | 31.2 | Vehicle and plant washing (Low Impact) | Kent West | Pre Market Reform | Pre Market Reform | Consent | -
15237 | 1 | Tier 2 Consent | Park Garage Group Plc | 1-3 | Station Approach | Hayes | Bromley | - | BR2 7EQ | STROOD SERVICE STATION | LONDON ROAD | - | ROCHESTER | KE | ME2 3HX | 2011-04-01 | 10 | 0.87 | - | MOTNEY HILL WTW | London Road | pH | 5 | 11 | pH Units | 31.2 | Vehicle and plant washing (Low Impact) | Kent West | Pre Market Reform | Pre Market Reform | Consent | -
15237 | 1 | Tier 2 Consent | Park Garage Group Plc | 1-3 | Station Approach | Hayes | Bromley | - | BR2 7EQ | STROOD SERVICE STATION | LONDON ROAD | - | ROCHESTER | KE | ME2 3HX | 2011-04-01 | 10 | 0.87 | - | MOTNEY HILL WTW | London Road | Solids Suspended 105 Degrees C | - | 400 | mg/l | 31.2 | Vehicle and plant washing (Low Impact) | Kent West | Pre Market Reform | Pre Market Reform | Consent | -
15238 | 1 | Tier 2 Consent | Kent Police | - | Thames Way | Northfleet | Gravesend | Kent | DA11 8BD | NORTH KENT POLICE STATION | THAMES WAY | - | NORTHFLEET | KE | DA11 8BD | 2011-09-12 | 15 | 0.25 | 09:00 - 16:30 | NORTHFLEET WTW | Thames Way | Chemical Oxygen Demand Settled as 0 | - | 800 | mg/l | 31.2 | Vehicle and plant washing (Low Impact) | Kent West | Vehicle washing: Jet Wash process | Pre Market Reform | Consent | -
15238 | 1 | Tier 2 Consent | Kent Police | - | Thames Way | Northfleet | Gravesend | Kent | DA11 8BD | NORTH KENT POLICE STATION | THAMES WAY | - | NORTHFLEET | KE | DA11 8BD | 2011-09-12 | 15 | 0.25 | 09:00 - 16:30 | NORTHFLEET WTW | Thames Way | pH | 5 | 11 | pH Units | 31.2 | Vehicle and plant washing (Low Impact) | Kent West | Vehicle washing: Jet Wash process | Pre Market Reform | Consent | -
15238 | 1 | Tier 2 Consent | Kent Police | - | Thames Way | Northfleet | Gravesend | Kent | DA11 8BD | NORTH KENT POLICE STATION | THAMES WAY | - | NORTHFLEET | KE | DA11 8BD | 2011-09-12 | 15 | 0.25 | 09:00 - 16:30 | NORTHFLEET WTW | Thames Way | Solids Suspended 105 Degrees C | - | 400 | mg/l | 31.2 | Vehicle and plant washing (Low Impact) | Kent West | Vehicle washing: Jet Wash process | Pre Market Reform | Consent | -
15245 | 1 | Low Risk Consent | Hope Technical Developments Limited | Cloudsley | High Street | - | Ascot | Berks | SL5 7HP | UNIT 2 | THORGATE ROAD |  | LITTLEHAMPTON | SW | BN17 7LU | 2011-09-30 | 1 | 2 | at all times | FORD WTW | Thorgate Road | - | - | - | - | 22.3 | Plating and metal finishing (Low Impact) | Sussex West | Pre Market Reform | Pre Market Reform | Consent | -
15246 | 2 | Low Risk Consent | The Grange Leisure Centre | - | Bepton Road | - | Midhurst | West Sussex | GU29 9HD | THE GRANGE LEISURE CENTRE | BEPTON ROAD | - | MIDHURST | SW | GU29 9HD | 2011-09-20 | 4 | 5 | 00:00 - 05:00 | PETWORTH WTW | bepton Road | - | - | - | - | 32.1 | Leisure facilities | Sussex West | Pre Market Reform | Pre Market Reform | Consent | -
15260 | 1 | Tier 2 Consent | GB Oils Ltd | 1st Floor Allday House | Warrington Road | - | Birchwood | - | WA3 6GR | SOUTHERN COUNTIES FUELS | ORBITAL PARK | - | ASHFORD | KE | TN24 0GP | 2011-12-19 | 15 | 1 | 0800-1700 | ASHFORD WTW | The Long Barrow | Chemical Oxygen Demand Shaken as 0 | - | 800 | mg/l | 31.2 | Vehicle and plant washing (Low Impact) | Kent East | Pre Market Reform | Pre Market Reform | Consent | -
15260 | 1 | Tier 2 Consent | GB Oils Ltd | 1st Floor Allday House | Warrington Road | - | Birchwood | - | WA3 6GR | SOUTHERN COUNTIES FUELS | ORBITAL PARK | - | ASHFORD | KE | TN24 0GP | 2011-12-19 | 15 | 1 | 0800-1700 | ASHFORD WTW | The Long Barrow | pH | 6 | 10 | pH Units | 31.2 | Vehicle and plant washing (Low Impact) | Kent East | Pre Market Reform | Pre Market Reform | Consent | -
15260 | 1 | Tier 2 Consent | GB Oils Ltd | 1st Floor Allday House | Warrington Road | - | Birchwood | - | WA3 6GR | SOUTHERN COUNTIES FUELS | ORBITAL PARK | - | ASHFORD | KE | TN24 0GP | 2011-12-19 | 15 | 1 | 0800-1700 | ASHFORD WTW | The Long Barrow | Solids Suspended 105 Degrees C | - | 400 | mg/l | 31.2 | Vehicle and plant washing (Low Impact) | Kent East | Pre Market Reform | Pre Market Reform | Consent | -
15260 | 1 | Tier 2 Consent | GB Oils Ltd | 1st Floor Allday House | Warrington Road | - | Birchwood | - | WA3 6GR | SOUTHERN COUNTIES FUELS | ORBITAL PARK | - | ASHFORD | KE | TN24 0GP | 2011-12-19 | 15 | 1 | 0800-1700 | ASHFORD WTW | The Long Barrow | Sulphate as S04 | - | 500 | mg/l | 31.2 | Vehicle and plant washing (Low Impact) | Kent East | Pre Market Reform | Pre Market Reform | Consent | -
15260 | 1 | Tier 2 Consent | GB Oils Ltd | 1st Floor Allday House | Warrington Road | - | Birchwood | - | WA3 6GR | SOUTHERN COUNTIES FUELS | ORBITAL PARK | - | ASHFORD | KE | TN24 0GP | 2011-12-19 | 15 | 1 | 0800-1700 | ASHFORD WTW | The Long Barrow | Total Hydrocarbons | - | 0.05 | ug/l | 31.2 | Vehicle and plant washing (Low Impact) | Kent East | Pre Market Reform | Pre Market Reform | Consent | -
15272 | 1 | Low Risk Consent | Royal Mail Group Limited | 185 | Farringdon Road |  | London |  | EC1A 1AA | Unit H3 | Knights Road | - | Strood | Kent | ME2 2LS | 2011-10-19 | 5 | - | - | MOTNEY HILL WTW | Knights Road | - | - | - | - | 31.3 | Vehicle and plant washing (Low Impact) | Kent West | Pre Market Reform | Pre Market Reform | Consent | -
15275 | 1 | Low Risk Consent | Brighton & Sussex Hospitals NHS Trust | Cellular Pathology, B Block | Royal Sussex County Hospital | Eastern Road | Brighton | East Sussex | BN2 5BE | ROYAL SUSSEX COUNTY HOSPITAL | EASTERN ROAD | - | BRIGHTON | SE | BN2 5BE | 2011-10-25 | 1 | 0 | 8:30 to 17 | PEACEHAVEN WTW | Eastern Road | - | - | - | - | 15.3 | Sterilization/medical equipment cleaning, hygiene bin cleaning, low risk cleaning of items | Sussex East | The practice of tissue processing and staining | Pre Market Reform | Consent | -
15284 | 1 | Low Risk Consent | The Island Wide Bin Cleaning Company | 152 Whitecross Lane | - | Shanklin | - | IOW | PO37 7EJ |  | 152 Whitecross Lane | - | Shanklin | IOW | PO37 7EJ | 2011-11-04 | 0.5 | 1 | 0600-2200 | SANDOWN NEW WTW | Whitecross Lane | - | - | - | - | 36.1 | Refuse containers (Wheelie bins / low risk commercial) | Hampshire East | Pre Market Reform | Pre Market Reform | Consent | -
15287 | 1 | Tier 2 Consent | Wealden Leisure Ltd | The Paddock | 1-6 Carriers Way | East Hoathly | East Sussex | - | BN8 6AG | LAGOON LEISURE CENTRE | VICARAGE LANE | - | HAILSHAM | SE | BN27 1BA | 2011-11-11 | 7 | 3 | At all times | HAILSHAM SOUTH WTW | Vicarage Lane | Chemical Oxygen Demand Shaken as 0 | - | 800 | mg/l | 32.1 | Leisure facilities | Sussex East | Swimming Pools: Commercial Swimming Pools process | Pre Market Reform | Consent | -
15287 | 1 | Tier 2 Consent | Wealden Leisure Ltd | The Paddock | 1-6 Carriers Way | East Hoathly | East Sussex | - | BN8 6AG | LAGOON LEISURE CENTRE | VICARAGE LANE | - | HAILSHAM | SE | BN27 1BA | 2011-11-11 | 7 | 3 | At all times | HAILSHAM SOUTH WTW | Vicarage Lane | pH | 6 | 11 | pH Units | 32.1 | Leisure facilities | Sussex East | Swimming Pools: Commercial Swimming Pools process | Pre Market Reform | Consent | -
15287 | 1 | Tier 2 Consent | Wealden Leisure Ltd | The Paddock | 1-6 Carriers Way | East Hoathly | East Sussex | - | BN8 6AG | LAGOON LEISURE CENTRE | VICARAGE LANE | - | HAILSHAM | SE | BN27 1BA | 2011-11-11 | 7 | 3 | At all times | HAILSHAM SOUTH WTW | Vicarage Lane | Solids Suspended 105 Degrees C | - | 400 | mg/l | 32.1 | Leisure facilities | Sussex East | Swimming Pools: Commercial Swimming Pools process | Pre Market Reform | Consent | -
15290 | 1 | Low Risk Consent | Rontec Watford Services Limited | Acre House | 11-15 William Road |  | London |  | NW1 3ER | 14-16 PANTILES SERVICE STATION | ERIDGE ROAD | - | TUNBRIDGE WELLS | KE | TN4 8HJ | 2011-11-18 | 1.5 | 0.5 | - | TUNBRIDGE WELLS NORTH WTW | - | - | - | - | - | 31.3 | Vehicle and plant washing (Low Impact) | Sussex East | Pre Market Reform | Pre Market Reform | Consent | -
15292 | 1 | Low Risk Consent | Rontec Watford Services Limited | Acre House | 11-15 William Road |  | London |  | NW1 3ER | ELF PETROL STATION | HIGH STREET | - | OXTED | SY | RH8 9LN | 2011-11-21 | 1.5 | 0.5 | At any time | OXTED WTW | foul | - | - | - | - | 31.2 | Vehicle and plant washing (Low Impact) | Kent West | Pre Market Reform | Pre Market Reform | Consent | -
15300 | 1 | Low Risk Consent | Rontec Watford Services Limited | Acre House | 11-15 William Road |  | London |  | NW1 3ER | TCS PADDOCK | SELSEY ROAD |  | CHICHESTER | SW | PO20 7QX | 2011-11-01 | 3 | 1 | at all times | SIDLESHAM WTW | - | - | - | - | - | 31.2 | Vehicle and plant washing (Low Impact) | Sussex West | Pre Market Reform | Pre Market Reform | Consent | -
15301 | 1 | Tier 2 Consent | The Shell Transport And Trading Company Limited | Shell Centre | - | - | London | - | SE1 7NA | BIRDHAM SERVICE STATION | MAIN ROAD |  | CHICHESTER | SW | PO20 7HU | 2012-09-25 | 9 | 2 | at all times | CHICHESTER WTW | - | Chemical Oxygen Demand Shaken as 0 | - | 800 | mg/l | 31.2 | Vehicle and plant washing (Low Impact) | Sussex West | Pre Market Reform | Pre Market Reform | Consent | -
15301 | 1 | Tier 2 Consent | The Shell Transport And Trading Company Limited | Shell Centre | - | - | London | - | SE1 7NA | BIRDHAM SERVICE STATION | MAIN ROAD |  | CHICHESTER | SW | PO20 7HU | 2012-09-25 | 9 | 2 | at all times | CHICHESTER WTW | - | Oil and Grease | - | 200 | mg/l | 31.2 | Vehicle and plant washing (Low Impact) | Sussex West | Pre Market Reform | Pre Market Reform | Consent | -
15301 | 1 | Tier 2 Consent | The Shell Transport And Trading Company Limited | Shell Centre | - | - | London | - | SE1 7NA | BIRDHAM SERVICE STATION | MAIN ROAD |  | CHICHESTER | SW | PO20 7HU | 2012-09-25 | 9 | 2 | at all times | CHICHESTER WTW | - | pH | 5 | 11 | pH Units | 31.2 | Vehicle and plant washing (Low Impact) | Sussex West | Pre Market Reform | Pre Market Reform | Consent | -
15301 | 1 | Tier 2 Consent | The Shell Transport And Trading Company Limited | Shell Centre | - | - | London | - | SE1 7NA | BIRDHAM SERVICE STATION | MAIN ROAD |  | CHICHESTER | SW | PO20 7HU | 2012-09-25 | 9 | 2 | at all times | CHICHESTER WTW | - | Solids Suspended 105 Degrees C | - | 400 | mg/l | 31.2 | Vehicle and plant washing (Low Impact) | Sussex West | Pre Market Reform | Pre Market Reform | Consent | -
15305 | 2 | Tier 2 Consent | Rontec Watford Services Limited | Acre House | 11-15 William Road |  | London |  | NW1 3ER | IDEN PARK SERVICE STN | CRANBROOK ROAD | - | TONBRIDGE | KE | TN12 0EJ | 2011-11-01 | 6 | 2 | - | STAPLEHURST WTW | - | Chemical Oxygen Demand Shaken as 0 | - | 800 | mg/l | 31.2 | Vehicle and plant washing (Low Impact) | Kent East | Pre Market Reform | Pre Market Reform | Consent | -
15305 | 2 | Tier 2 Consent | Rontec Watford Services Limited | Acre House | 11-15 William Road |  | London |  | NW1 3ER | IDEN PARK SERVICE STN | CRANBROOK ROAD | - | TONBRIDGE | KE | TN12 0EJ | 2011-11-01 | 6 | 2 | - | STAPLEHURST WTW | - | pH | 6 | 10 | pH Units | 31.2 | Vehicle and plant washing (Low Impact) | Kent East | Pre Market Reform | Pre Market Reform | Consent | -
15305 | 2 | Tier 2 Consent | Rontec Watford Services Limited | Acre House | 11-15 William Road |  | London |  | NW1 3ER | IDEN PARK SERVICE STN | CRANBROOK ROAD | - | TONBRIDGE | KE | TN12 0EJ | 2011-11-01 | 6 | 2 | - | STAPLEHURST WTW | - | Solids Suspended 105 Degrees C | - | 400 | mg/l | 31.2 | Vehicle and plant washing (Low Impact) | Kent East | Pre Market Reform | Pre Market Reform | Consent | -
15307 | 1 | Low Risk Consent | Howard Bros Joinery Ltd | Station Approach | - | - | Battle | - | TN33 0DE | WORKSHOP OFFICES & PREMS | STATION ROAD | - | BATTLE | SE | TN33 0DE | 2011-11-24 | 0.41 | 0.4 | - | BATTLE WTW | - | - | - | - | - | 36.1 | Refuse containers (Wheelie bins / low risk commercial) | Sussex East | Pre Market Reform | Pre Market Reform | Consent | -
15308 | 1 | Tier 2 Consent | Rick Connell Ltd | Lyndum House | 12 High Street |  | Petersfield |  | GU32 3JG | UNIT 14 | CLAYBANK ROAD | - | PORTSMOUTH | HA | PO3 5NH | 2012-04-01 | 14.5 | 0.6 | At all times | BUDDS FARM HAVANT WTW | Burrfields Road | Aluminium Total | - | 20 | ug/l | 22.2 | Plating and metal finishing (Medium Impact) | Hampshire East | Plating and metal finishing (Medium Impact) | Plating and metal finishing (Medium Impact) | Consent | COPNOR WPS
15308 | 1 | Tier 2 Consent | Rick Connell Ltd | Lyndum House | 12 High Street |  | Petersfield |  | GU32 3JG | UNIT 14 | CLAYBANK ROAD | - | PORTSMOUTH | HA | PO3 5NH | 2012-04-01 | 14.5 | 0.6 | At all times | BUDDS FARM HAVANT WTW | Burrfields Road | Chemical Oxygen Demand Settled as 0 | - | 800 | mg/l | 22.2 | Plating and metal finishing (Medium Impact) | Hampshire East | Plating and metal finishing (Medium Impact) | Plating and metal finishing (Medium Impact) | Consent | COPNOR WPS
15308 | 1 | Tier 2 Consent | Rick Connell Ltd | Lyndum House | 12 High Street |  | Petersfield |  | GU32 3JG | UNIT 14 | CLAYBANK ROAD | - | PORTSMOUTH | HA | PO3 5NH | 2012-04-01 | 14.5 | 0.6 | At all times | BUDDS FARM HAVANT WTW | Burrfields Road | Chemical Oxygen Demand Shaken as 0 | - | 800 | mg/l | 22.2 | Plating and metal finishing (Medium Impact) | Hampshire East | Plating and metal finishing (Medium Impact) | Plating and metal finishing (Medium Impact) | Consent | COPNOR WPS
15308 | 1 | Tier 2 Consent | Rick Connell Ltd | Lyndum House | 12 High Street |  | Petersfield |  | GU32 3JG | UNIT 14 | CLAYBANK ROAD | - | PORTSMOUTH | HA | PO3 5NH | 2012-04-01 | 14.5 | 0.6 | At all times | BUDDS FARM HAVANT WTW | Burrfields Road | Chromium Total mg/l | - | 3 | ug/l | 22.2 | Plating and metal finishing (Medium Impact) | Hampshire East | Plating and metal finishing (Medium Impact) | Plating and metal finishing (Medium Impact) | Consent | COPNOR WPS
15308 | 1 | Tier 2 Consent | Rick Connell Ltd | Lyndum House | 12 High Street |  | Petersfield |  | GU32 3JG | UNIT 14 | CLAYBANK ROAD | - | PORTSMOUTH | HA | PO3 5NH | 2012-04-01 | 14.5 | 0.6 | At all times | BUDDS FARM HAVANT WTW | Burrfields Road | Copper Total | - | 3 | ug/l | 22.2 | Plating and metal finishing (Medium Impact) | Hampshire East | Plating and metal finishing (Medium Impact) | Plating and metal finishing (Medium Impact) | Consent | COPNOR WPS
15308 | 1 | Tier 2 Consent | Rick Connell Ltd | Lyndum House | 12 High Street |  | Petersfield |  | GU32 3JG | UNIT 14 | CLAYBANK ROAD | - | PORTSMOUTH | HA | PO3 5NH | 2012-04-01 | 14.5 | 0.6 | At all times | BUDDS FARM HAVANT WTW | Burrfields Road | Lead Total | - | 1 | ug/l | 22.2 | Plating and metal finishing (Medium Impact) | Hampshire East | Plating and metal finishing (Medium Impact) | Plating and metal finishing (Medium Impact) | Consent | COPNOR WPS
15308 | 1 | Tier 2 Consent | Rick Connell Ltd | Lyndum House | 12 High Street |  | Petersfield |  | GU32 3JG | UNIT 14 | CLAYBANK ROAD | - | PORTSMOUTH | HA | PO3 5NH | 2012-04-01 | 14.5 | 0.6 | At all times | BUDDS FARM HAVANT WTW | Burrfields Road | Nickel Total | - | 3 | ug/l | 22.2 | Plating and metal finishing (Medium Impact) | Hampshire East | Plating and metal finishing (Medium Impact) | Plating and metal finishing (Medium Impact) | Consent | COPNOR WPS
15308 | 1 | Tier 2 Consent | Rick Connell Ltd | Lyndum House | 12 High Street |  | Petersfield |  | GU32 3JG | UNIT 14 | CLAYBANK ROAD | - | PORTSMOUTH | HA | PO3 5NH | 2012-04-01 | 14.5 | 0.6 | At all times | BUDDS FARM HAVANT WTW | Burrfields Road | Nitrogen Ammoniacal as N | - | 10 | mg/l | 22.2 | Plating and metal finishing (Medium Impact) | Hampshire East | Plating and metal finishing (Medium Impact) | Plating and metal finishing (Medium Impact) | Consent | COPNOR WPS
15308 | 1 | Tier 2 Consent | Rick Connell Ltd | Lyndum House | 12 High Street |  | Petersfield |  | GU32 3JG | UNIT 14 | CLAYBANK ROAD | - | PORTSMOUTH | HA | PO3 5NH | 2012-04-01 | 14.5 | 0.6 | At all times | BUDDS FARM HAVANT WTW | Burrfields Road | pH | 5 | 11 | pH Units | 22.2 | Plating and metal finishing (Medium Impact) | Hampshire East | Plating and metal finishing (Medium Impact) | Plating and metal finishing (Medium Impact) | Consent | COPNOR WPS
15308 | 1 | Tier 2 Consent | Rick Connell Ltd | Lyndum House | 12 High Street |  | Petersfield |  | GU32 3JG | UNIT 14 | CLAYBANK ROAD | - | PORTSMOUTH | HA | PO3 5NH | 2012-04-01 | 14.5 | 0.6 | At all times | BUDDS FARM HAVANT WTW | Burrfields Road | Solids Suspended 105 Degrees C | - | 400 | mg/l | 22.2 | Plating and metal finishing (Medium Impact) | Hampshire East | Plating and metal finishing (Medium Impact) | Plating and metal finishing (Medium Impact) | Consent | COPNOR WPS
15308 | 1 | Tier 2 Consent | Rick Connell Ltd | Lyndum House | 12 High Street |  | Petersfield |  | GU32 3JG | UNIT 14 | CLAYBANK ROAD | - | PORTSMOUTH | HA | PO3 5NH | 2012-04-01 | 14.5 | 0.6 | At all times | BUDDS FARM HAVANT WTW | Burrfields Road | Solids Suspended 105C at pH7 | - | 400 | mg/l | 22.2 | Plating and metal finishing (Medium Impact) | Hampshire East | Plating and metal finishing (Medium Impact) | Plating and metal finishing (Medium Impact) | Consent | COPNOR WPS
15308 | 1 | Tier 2 Consent | Rick Connell Ltd | Lyndum House | 12 High Street |  | Petersfield |  | GU32 3JG | UNIT 14 | CLAYBANK ROAD | - | PORTSMOUTH | HA | PO3 5NH | 2012-04-01 | 14.5 | 0.6 | At all times | BUDDS FARM HAVANT WTW | Burrfields Road | Tin Total | - | 1000 | ug/l | 22.2 | Plating and metal finishing (Medium Impact) | Hampshire East | Plating and metal finishing (Medium Impact) | Plating and metal finishing (Medium Impact) | Consent | COPNOR WPS
15308 | 1 | Tier 2 Consent | Rick Connell Ltd | Lyndum House | 12 High Street |  | Petersfield |  | GU32 3JG | UNIT 14 | CLAYBANK ROAD | - | PORTSMOUTH | HA | PO3 5NH | 2012-04-01 | 14.5 | 0.6 | At all times | BUDDS FARM HAVANT WTW | Burrfields Road | Zinc Total mg/l | - | 3 | ug/l | 22.2 | Plating and metal finishing (Medium Impact) | Hampshire East | Plating and metal finishing (Medium Impact) | Plating and metal finishing (Medium Impact) | Consent | COPNOR WPS
15309 | 2 | Tier 2 Consent | Rontec Watford Services Limited | Acre House | 11-15 William Road |  | London |  | NW1 3ER | ST MICHAELS GARAGE | ASHFORD ROAD | - | TENTERDEN | KE | TN30 6PT | 2011-11-01 | 7.5 | 2 | 0700-2300 | TENTERDEN WTW | Ashford Road (A28) MH6002 | Chemical Oxygen Demand Shaken as 0 | - | 800 | mg/l | 31.2 | Vehicle and plant washing (Low Impact) | Kent East | Pre Market Reform | Pre Market Reform | Consent | -
15309 | 2 | Tier 2 Consent | Rontec Watford Services Limited | Acre House | 11-15 William Road |  | London |  | NW1 3ER | ST MICHAELS GARAGE | ASHFORD ROAD | - | TENTERDEN | KE | TN30 6PT | 2011-11-01 | 7.5 | 2 | 0700-2300 | TENTERDEN WTW | Ashford Road (A28) MH6002 | pH | 6 | 10 | pH Units | 31.2 | Vehicle and plant washing (Low Impact) | Kent East | Pre Market Reform | Pre Market Reform | Consent | -
15309 | 2 | Tier 2 Consent | Rontec Watford Services Limited | Acre House | 11-15 William Road |  | London |  | NW1 3ER | ST MICHAELS GARAGE | ASHFORD ROAD | - | TENTERDEN | KE | TN30 6PT | 2011-11-01 | 7.5 | 2 | 0700-2300 | TENTERDEN WTW | Ashford Road (A28) MH6002 | Solids Suspended 105 Degrees C | - | 400 | mg/l | 31.2 | Vehicle and plant washing (Low Impact) | Kent East | Pre Market Reform | Pre Market Reform | Consent | -
15309 | 2 | Tier 2 Consent | Rontec Watford Services Limited | Acre House | 11-15 William Road |  | London |  | NW1 3ER | ST MICHAELS GARAGE | ASHFORD ROAD | - | TENTERDEN | KE | TN30 6PT | 2011-11-01 | 7.5 | 2 | 0700-2300 | TENTERDEN WTW | Ashford Road (A28) MH6002 | Sulphate as S04 | - | 500 | mg/l | 31.2 | Vehicle and plant washing (Low Impact) | Kent East | Pre Market Reform | Pre Market Reform | Consent | -
15310 | 1 | Low Risk Consent | Rontec Watford Services Limited | Acre House | 11-15 William Road |  | London |  | NW1 3ER | ELF SERVICE STATION | BROAD OAK ROAD | - | CANTERBURY | KE | CT2 7PX | 2011-11-25 | 3 | 1.5 | 0650-2359 | CANTERBURY WTW | Broadoak Road | Chemical Oxygen Demand Shaken as 0 | - | 800 | mg/l | 31.3 | Vehicle and plant washing (Low Impact) | Kent East | Pre Market Reform | Pre Market Reform | Consent | -
15310 | 1 | Low Risk Consent | Rontec Watford Services Limited | Acre House | 11-15 William Road |  | London |  | NW1 3ER | ELF SERVICE STATION | BROAD OAK ROAD | - | CANTERBURY | KE | CT2 7PX | 2011-11-25 | 3 | 1.5 | 0650-2359 | CANTERBURY WTW | Broadoak Road | pH | 6 | 10 | pH Units | 31.3 | Vehicle and plant washing (Low Impact) | Kent East | Pre Market Reform | Pre Market Reform | Consent | -
15310 | 1 | Low Risk Consent | Rontec Watford Services Limited | Acre House | 11-15 William Road |  | London |  | NW1 3ER | ELF SERVICE STATION | BROAD OAK ROAD | - | CANTERBURY | KE | CT2 7PX | 2011-11-25 | 3 | 1.5 | 0650-2359 | CANTERBURY WTW | Broadoak Road | Solids Suspended 105 Degrees C | - | 400 | mg/l | 31.3 | Vehicle and plant washing (Low Impact) | Kent East | Pre Market Reform | Pre Market Reform | Consent | -
15328 | 1 | Low Risk Consent | Jennychem Limited | Canada House | 20/20 Business Park | - | Maidstone | Kent | ME16 0LS | MID KENT BUSINESS PARK AREA 4 | ROCFORT ROAD | - | SNODLAND | KE | ME6 5UA | 2011-12-21 | 1 | 0.1 |  | HAM HILL WTW | Sort Mill Road | Chemical Oxygen Demand Shaken as 0 | - | 800 | mg/l | 4.2 | Chemical and pharmaceutical manufacture (Low Impact) | Kent West | washing of pre cleaning plastic drums | Pre Market Reform | Consent | -
15328 | 1 | Low Risk Consent | Jennychem Limited | Canada House | 20/20 Business Park | - | Maidstone | Kent | ME16 0LS | MID KENT BUSINESS PARK AREA 4 | ROCFORT ROAD | - | SNODLAND | KE | ME6 5UA | 2011-12-21 | 1 | 0.1 |  | HAM HILL WTW | Sort Mill Road | Solids Suspended 105 Degrees C | - | 400 | mg/l | 4.2 | Chemical and pharmaceutical manufacture (Low Impact) | Kent West | washing of pre cleaning plastic drums | Pre Market Reform | Consent | -
15330 | 1 | Tier 2 Consent | Rontec Watford Services Limited | Acre House | 11-15 William Road |  | London |  | NW1 3ER | 144-160 | MILTON ROAD | - | SOUTHSEA | HA | PO4 8PN | 2011-12-01 | 9 | 2 | At all times | BUDDS FARM HAVANT WTW | Milton Road | Chemical Oxygen Demand Shaken as 0 | - | 800 | mg/l | 31.2 | Vehicle and plant washing (Low Impact) | Hampshire East | Vehicle Washing: Automatic Vehicle Washing process | Pre Market Reform | Consent | -
15330 | 1 | Tier 2 Consent | Rontec Watford Services Limited | Acre House | 11-15 William Road |  | London |  | NW1 3ER | 144-160 | MILTON ROAD | - | SOUTHSEA | HA | PO4 8PN | 2011-12-01 | 9 | 2 | At all times | BUDDS FARM HAVANT WTW | Milton Road | pH | 6 | 10 | pH Units | 31.2 | Vehicle and plant washing (Low Impact) | Hampshire East | Vehicle Washing: Automatic Vehicle Washing process | Pre Market Reform | Consent | -
15330 | 1 | Tier 2 Consent | Rontec Watford Services Limited | Acre House | 11-15 William Road |  | London |  | NW1 3ER | 144-160 | MILTON ROAD | - | SOUTHSEA | HA | PO4 8PN | 2011-12-01 | 9 | 2 | At all times | BUDDS FARM HAVANT WTW | Milton Road | Solids Suspended 105 Degrees C | - | 400 | mg/l | 31.2 | Vehicle and plant washing (Low Impact) | Hampshire East | Vehicle Washing: Automatic Vehicle Washing process | Pre Market Reform | Consent | -
15335 | 1 | Low Risk Consent | Cambridge Garage (Portsmouth) Limited | 23 | Bedhampton Road | - | Havant | Hampshire | PO9 3ES | Cambridge Garage | 23 Bedhampton Road | - | Havant | Hampshire | PO9 3ES | 2011-12-01 | 2 | 2 | - | BUDDS FARM HAVANT WTW | Brunswick Gardens | - | - | - | - | 31.3 | Vehicle and plant washing (Low Impact) | Hampshire East | Pre Market Reform | Pre Market Reform | Consent | -
15339 | 1 | Tier 2 Consent | Anduff Car Wash Limited | 35-37 | Amersham Hill |  | High Wycombe | Buckinghamshire | HP13 6NU | SAINSBURYS | TOLLBAR WAY | - | SOUTHAMPTON | HA | SO30 2UH | 2011-11-16 | 20 | 2 | At all times | PEEL COMMON WTW | Tollbar Way | Chemical Oxygen Demand Shaken as 0 | - | 1000 | mg/l | 31.2 | Vehicle and plant washing (Low Impact) | Hampshire East | Vehicle Washing: General Wash process | Pre Market Reform | Consent | -
15339 | 1 | Tier 2 Consent | Anduff Car Wash Limited | 35-37 | Amersham Hill |  | High Wycombe | Buckinghamshire | HP13 6NU | SAINSBURYS | TOLLBAR WAY | - | SOUTHAMPTON | HA | SO30 2UH | 2011-11-16 | 20 | 2 | At all times | PEEL COMMON WTW | Tollbar Way | Oil and Grease | - | 200 | mg/l | 31.2 | Vehicle and plant washing (Low Impact) | Hampshire East | Vehicle Washing: General Wash process | Pre Market Reform | Consent | -
15339 | 1 | Tier 2 Consent | Anduff Car Wash Limited | 35-37 | Amersham Hill |  | High Wycombe | Buckinghamshire | HP13 6NU | SAINSBURYS | TOLLBAR WAY | - | SOUTHAMPTON | HA | SO30 2UH | 2011-11-16 | 20 | 2 | At all times | PEEL COMMON WTW | Tollbar Way | pH | 6 | 10 | pH Units | 31.2 | Vehicle and plant washing (Low Impact) | Hampshire East | Vehicle Washing: General Wash process | Pre Market Reform | Consent | -
15339 | 1 | Tier 2 Consent | Anduff Car Wash Limited | 35-37 | Amersham Hill |  | High Wycombe | Buckinghamshire | HP13 6NU | SAINSBURYS | TOLLBAR WAY | - | SOUTHAMPTON | HA | SO30 2UH | 2011-11-16 | 20 | 2 | At all times | PEEL COMMON WTW | Tollbar Way | Solids Suspended 105 Degrees C | - | 400 | mg/l | 31.2 | Vehicle and plant washing (Low Impact) | Hampshire East | Vehicle Washing: General Wash process | Pre Market Reform | Consent | -
15340 | 1 | Low Risk Consent | I.C.E.E. Managed Services Limited | 28 | Warfield Avenue | Waterlooville | Portsmouth | Hampshire | PO7 7JN | . FACTORY UNIT 21 | ARNSIDE ROAD | - | WATERLOOVILLE | HA | PO7 7UP | 2011-12-29 | 4.9 | 0.08 | 0730-1630 | BUDDS FARM HAVANT WTW | Arnside Road | - | - | - | - | 8.2 | Engineering (Low risk) | Hampshire East | Pre Market Reform | Pre Market Reform | Consent | -
15342 | 1 | Low Risk Consent | The Shell Transport And Trading Company Limited | Shell Centre | York Road | - | London | - | SE1 7NA | 54-56 | BOTLEY ROAD |  | SOUTHAMPTON | HA | SO52 9DU | 2012-01-04 | 5 | 1 | n/a | ROMSEY WTW | Botley Road | - | - | - | - | 31.2 | Vehicle and plant washing (Low Impact) | Hampshire West | Pre Market Reform | Pre Market Reform | Consent | -
15346 | 1 | Low Risk Consent | Drytec Spray Drying Limited | 73 | Henwood Green Road | Pembury | Tunbridge Wells | Kent | TN2 4LW | 42 | MORLEY ROAD | - | TONBRIDGE | KE | TN9 1RA | 2012-01-10 | 0.5 | 1 | At all times | TONBRIDGE WTW |  | - | - | - | - | 4.2 | Chemical and pharmaceutical manufacture (Low Impact) | Kent West | Pre Market Reform | Pre Market Reform | Consent | -
15352 | 1 | Low Risk Consent | Rontec Watford Services Limited | Acre House | 11-15 William Road |  | London |  | NW1 3ER | Chatham SS | Dock Road | - | Chatham | Kent | ME4 4SU | 2012-01-01 | 5 | 0.06 | - | MOTNEY HILL WTW | Dock Road | - | - | - | - | 31.3 | Vehicle and plant washing (Low Impact) | Kent West | Pre Market Reform | Pre Market Reform | Consent | -
15353 | 1 | Low Risk Consent | Rontec Watford Services Limited | Acre House | 11-15 William Road |  | London |  | NW1 3ER | Sittingbourne SS | London Road | - | Sittingbourne | Kent | ME10 1NL | 2012-01-01 | 4.5 | 1.5 | - | SITTINGBOURNE WTW | London Road | - | - | - | - | 31.3 | Vehicle and plant washing (Low Impact) | Kent West | Pre Market Reform | Pre Market Reform | Consent | -
15367 | 1 | Low Risk Consent | Royal Mail Group Limited | 185 | Farringdon Road |  | London |  | EC1A 1AA | ROYAL MAIL SORTING OFFICE | WIDE LANE |  | EASTLEIGH | HA | SO50 5NT | 2012-01-06 | 5 | 1 | 24 hours | PORTSWOOD WTW | Mitchell Way | Chemical Oxygen Demand Shaken as 0 | - | 800 | mg/l | 31.2 | Vehicle and plant washing (Low Impact) | Hampshire West | Vehicle Wash | Royal Mail Group Ltd | Consent | MONKEY COURT FARM BLEAN WPS
15367 | 1 | Low Risk Consent | Royal Mail Group Limited | 185 | Farringdon Road |  | London |  | EC1A 1AA | ROYAL MAIL SORTING OFFICE | WIDE LANE |  | EASTLEIGH | HA | SO50 5NT | 2012-01-06 | 5 | 1 | 24 hours | PORTSWOOD WTW | Mitchell Way | Oil and Grease | - | 200 | mg/l | 31.2 | Vehicle and plant washing (Low Impact) | Hampshire West | Vehicle Wash | Royal Mail Group Ltd | Consent | MONKEY COURT FARM BLEAN WPS
15367 | 1 | Low Risk Consent | Royal Mail Group Limited | 185 | Farringdon Road |  | London |  | EC1A 1AA | ROYAL MAIL SORTING OFFICE | WIDE LANE |  | EASTLEIGH | HA | SO50 5NT | 2012-01-06 | 5 | 1 | 24 hours | PORTSWOOD WTW | Mitchell Way | pH | 6 | 10 | pH Units | 31.2 | Vehicle and plant washing (Low Impact) | Hampshire West | Vehicle Wash | Royal Mail Group Ltd | Consent | MONKEY COURT FARM BLEAN WPS
15367 | 1 | Low Risk Consent | Royal Mail Group Limited | 185 | Farringdon Road |  | London |  | EC1A 1AA | ROYAL MAIL SORTING OFFICE | WIDE LANE |  | EASTLEIGH | HA | SO50 5NT | 2012-01-06 | 5 | 1 | 24 hours | PORTSWOOD WTW | Mitchell Way | Solids Suspended 105 Degrees C | - | 400 | mg/l | 31.2 | Vehicle and plant washing (Low Impact) | Hampshire West | Vehicle Wash | Royal Mail Group Ltd | Consent | MONKEY COURT FARM BLEAN WPS
15368 | 1 | Low Risk Consent | Royal Mail Group Limited | 185 | Farringdon Road |  | London |  | EC1A 1AA | Royal Mail | 35 Palmerstone Business Park | Palmerstone Drive | Fareham | Hampshire | PO14 1RH | 2012-01-26 | 0.9 | 0.25 | 0001-2359 | PEEL COMMON WTW | Palmerstone Drive | - | - | - | - | 31.3 | Vehicle and plant washing (Low Impact) | Hampshire East | Pre Market Reform | Pre Market Reform | Consent | -
15370 | 1 | Low Risk Consent | Royal Mail Group Limited | 185 | Farringdon Road |  | London |  | EC1A 1AA | Cranbrook Delivery Office | High St | - | Cranbrook | - | TN17 3RB | 2012-01-26 | 0.8 | 0.1 | - | CRANBROOK WTW | - | - | - | - | - | 31.3 | Vehicle and plant washing (Low Impact) | Sussex East | Pre Market Reform | Pre Market Reform | Consent | -
15384 | 1 | Low Risk Consent | University of Portsmouth | University House | Winston Churchill Avenue |  | Portsmouth | Hampshire | PO1 2UP | ST MICHAELS BUILDING | WHITE SWAN ROAD | - | CHARLES DICKENS | HA | PO1 2DT | 2012-02-20 | 4 | 1 | 0800-1800 | BUDDS FARM HAVANT WTW | High Street | - | - | - | - | 38.2 | Laboratory and research activities (Low Impact) | Hampshire East | Pre Market Reform | Pre Market Reform | Consent | -
15385 | 1 | Low Risk Consent | University of Portsmouth | University House | Winston Churchill Avenue |  | Portsmouth | Hampshire | PO1 2UP | University of Portsmouth | Eldon Building | Winstone Churchill Avenue | Portsmouth | Hampshire | PO1 2DJ | 2012-02-20 | 1 | 1 | - | BUDDS FARM HAVANT WTW | Winstone Churchill Avenue | - | - | - | - | 33.3 | Photographic and X-ray film processing Non COPPICE | Hampshire East | Pre Market Reform | Pre Market Reform | Consent | -
15386 | 1 | Low Risk Consent | University of Portsmouth | University House | Winston Churchill Avenue |  | Portsmouth | Hampshire | PO1 2UP | University of Portsmouth | Burnaby Building | Burnaby Road | Portsmouth | Hampshire | PO1 3LJ | 2012-02-20 | 1 | 1 | 0800-1800 | BUDDS FARM HAVANT WTW | Burnaby Road | - | - | - | - | 38.1 | Laboratory and research activities (High Impact) | Hampshire East | Pre Market Reform | Pre Market Reform | Consent | -
15388 | 1 | Low Risk Consent | University of Portsmouth | University House | Winston Churchill Avenue |  | Portsmouth | Hampshire | PO1 2UP | University of Portsmouth | King Henry Building | King Henry 1st Street | Portsmouth | hampshire | PO1 2FR | 2012-02-20 | 0.1 | 0.1 | 0800-1800 | BUDDS FARM HAVANT WTW | King Henry 1st Street | - | - | - | - | 38.1 | Laboratory and research activities (High Impact) | Hampshire East | Pre Market Reform | Pre Market Reform | Consent | -
15404 | 2 | Low Risk Consent | Kent Community Health NHS Trust | Sittingbourne Hospital | Bell Road | - | Sittingbourne | Kent | ME10 4DT | SITTINGBOURNE MEMORIAL HOSPITAL | BELL ROAD | - | SITTINGBOURNE | KE | ME10 4DT | 2012-03-07 | 0 | 0 |  | SITTINGBOURNE WTW |  | - | - | - | - | 31.3 | Vehicle and plant washing (Low Impact) | Kent West | Podiatry Clinics | Pre Market Reform | Consent | -
15417 | 1 | Tier 2 Consent | Impulse Leisure | Blackshots Leisure Centre | Blackshots Lane | - | Grays | Essex | RM16 2JU | ADUR COMMUNITY POOL | KINGSTON BROADWAY | - | SHOREHAM-BY-SEA | SW | BN43 6TE | 2012-04-01 | 5 | 2 | at all times | SHOREHAM WTW |  | Chemical Oxygen Demand Shaken as 0 | - | 800 | mg/l | 32.1 | Leisure facilities | Sussex West | Swimming Pools: Commercial Swimming Pools process | Pre Market Reform | Consent | -
15417 | 1 | Tier 2 Consent | Impulse Leisure | Blackshots Leisure Centre | Blackshots Lane | - | Grays | Essex | RM16 2JU | ADUR COMMUNITY POOL | KINGSTON BROADWAY | - | SHOREHAM-BY-SEA | SW | BN43 6TE | 2012-04-01 | 5 | 2 | at all times | SHOREHAM WTW |  | pH | 6 | 10 | pH Units | 32.1 | Leisure facilities | Sussex West | Swimming Pools: Commercial Swimming Pools process | Pre Market Reform | Consent | -
15417 | 1 | Tier 2 Consent | Impulse Leisure | Blackshots Leisure Centre | Blackshots Lane | - | Grays | Essex | RM16 2JU | ADUR COMMUNITY POOL | KINGSTON BROADWAY | - | SHOREHAM-BY-SEA | SW | BN43 6TE | 2012-04-01 | 5 | 2 | at all times | SHOREHAM WTW |  | Solids Suspended 105 Degrees C | - | 400 | mg/l | 32.1 | Leisure facilities | Sussex West | Swimming Pools: Commercial Swimming Pools process | Pre Market Reform | Consent | -
15424 | 2 | Low Risk Consent | Grafise Limited | 178 | Buckingham Avenue | - | Slough | Berkshire | SL1 4RD |  | High St |  | Ticehurst | SE | TN5 7BE | 2012-03-30 | 1.84 | 3 | At all times | TICEHURST WTW |  | Chemical Oxygen Demand Shaken as 0 | - | 800 | mg/l | 31.3 | Vehicle and plant washing (Low Impact) | Sussex East | Pre Market Reform | Pre Market Reform | Consent | -
15424 | 2 | Low Risk Consent | Grafise Limited | 178 | Buckingham Avenue | - | Slough | Berkshire | SL1 4RD |  | High St |  | Ticehurst | SE | TN5 7BE | 2012-03-30 | 1.84 | 3 | At all times | TICEHURST WTW |  | Detergents Anionic | - | 50 | mg/l | 31.3 | Vehicle and plant washing (Low Impact) | Sussex East | Pre Market Reform | Pre Market Reform | Consent | -
15424 | 2 | Low Risk Consent | Grafise Limited | 178 | Buckingham Avenue | - | Slough | Berkshire | SL1 4RD |  | High St |  | Ticehurst | SE | TN5 7BE | 2012-03-30 | 1.84 | 3 | At all times | TICEHURST WTW |  | Detergents Cationic | - | 50 | - | 31.3 | Vehicle and plant washing (Low Impact) | Sussex East | Pre Market Reform | Pre Market Reform | Consent | -
15424 | 2 | Low Risk Consent | Grafise Limited | 178 | Buckingham Avenue | - | Slough | Berkshire | SL1 4RD |  | High St |  | Ticehurst | SE | TN5 7BE | 2012-03-30 | 1.84 | 3 | At all times | TICEHURST WTW |  | Detergents Non-Ionic | - | 50 | mg/l | 31.3 | Vehicle and plant washing (Low Impact) | Sussex East | Pre Market Reform | Pre Market Reform | Consent | -
15424 | 2 | Low Risk Consent | Grafise Limited | 178 | Buckingham Avenue | - | Slough | Berkshire | SL1 4RD |  | High St |  | Ticehurst | SE | TN5 7BE | 2012-03-30 | 1.84 | 3 | At all times | TICEHURST WTW |  | Oil and Grease | - | 200 | mg/l | 31.3 | Vehicle and plant washing (Low Impact) | Sussex East | Pre Market Reform | Pre Market Reform | Consent | -
15424 | 2 | Low Risk Consent | Grafise Limited | 178 | Buckingham Avenue | - | Slough | Berkshire | SL1 4RD |  | High St |  | Ticehurst | SE | TN5 7BE | 2012-03-30 | 1.84 | 3 | At all times | TICEHURST WTW |  | pH | 6 | 10 | pH Units | 31.3 | Vehicle and plant washing (Low Impact) | Sussex East | Pre Market Reform | Pre Market Reform | Consent | -
15424 | 2 | Low Risk Consent | Grafise Limited | 178 | Buckingham Avenue | - | Slough | Berkshire | SL1 4RD |  | High St |  | Ticehurst | SE | TN5 7BE | 2012-03-30 | 1.84 | 3 | At all times | TICEHURST WTW |  | Solids Suspended 105 Degrees C | - | 400 | mg/l | 31.3 | Vehicle and plant washing (Low Impact) | Sussex East | Pre Market Reform | Pre Market Reform | Consent | -
15429 | 1 | Low Risk Consent | Capitol Car Wash Limited | Rourke House | The Causeway | - | Staines-Upon-Thames | - | TW18 3BA | Capitol Car Wash | The Graden Centre | Bartons Road | Havant | Hampshire | PO9 5NA | 2012-04-20 | 1 | 0.1 | 0900 - 1700 | BUDDS FARM HAVANT WTW | Bartons Road | - | - | - | - | 31.3 | Vehicle and plant washing (Low Impact) | Hampshire East | Vehicle wash | Pre Market Reform | Consent | -
15432 | 1 | Low Risk Consent | Vp plc | Central House | Beckwith Knowle | Otley Road | Harrogate | North Yorkshire | HG3 1UD | GORDLETON INDUSTRIAL ESTATE UNIT 2 | HANNAH WAY | - | LYMINGTON | HA | SO41 8JD | 2012-04-25 | 5 | 1 | n/a | MILFORD ROAD PENNINGTON WTW | Hannah Way | - | - | - | - | 31.2 | Vehicle and plant washing (Low Impact) | Hampshire West | Pressure washing of hire equipment | Pre Market Reform | Consent | -
15434 | 2 | Tier 1 Consent | Weightwash Limited | Weightwash Limited | First Avenue |  | Southampton |  | SO15 0LJ | FIRST AVENUE WAREHOUSE | MILLBROOK INDUSTRIAL ESTATE |  | SOUTHAMPTON | HA | SO15 0LJ | 2012-04-26 | 15 | 0.5 | At all times | MILLBROOK WTW | First Avenue | Chemical Oxygen Demand Shaken as 0 | - | 2000 | mg/l | 15.1 | Laundering (Large-scale) | Hampshire West | Commercial Laundry: Commercial Laundry process | commercial laundry | Consent | WATERHOUSE WAY SHIRLEY WPS
15434 | 2 | Tier 1 Consent | Weightwash Limited | Weightwash Limited | First Avenue |  | Southampton |  | SO15 0LJ | FIRST AVENUE WAREHOUSE | MILLBROOK INDUSTRIAL ESTATE |  | SOUTHAMPTON | HA | SO15 0LJ | 2012-04-26 | 15 | 0.5 | At all times | MILLBROOK WTW | First Avenue | Oil and Grease | - | 200 | mg/l | 15.1 | Laundering (Large-scale) | Hampshire West | Commercial Laundry: Commercial Laundry process | commercial laundry | Consent | WATERHOUSE WAY SHIRLEY WPS
15434 | 2 | Tier 1 Consent | Weightwash Limited | Weightwash Limited | First Avenue |  | Southampton |  | SO15 0LJ | FIRST AVENUE WAREHOUSE | MILLBROOK INDUSTRIAL ESTATE |  | SOUTHAMPTON | HA | SO15 0LJ | 2012-04-26 | 15 | 0.5 | At all times | MILLBROOK WTW | First Avenue | pH | 6 | 11 | pH Units | 15.1 | Laundering (Large-scale) | Hampshire West | Commercial Laundry: Commercial Laundry process | commercial laundry | Consent | WATERHOUSE WAY SHIRLEY WPS
15434 | 2 | Tier 1 Consent | Weightwash Limited | Weightwash Limited | First Avenue |  | Southampton |  | SO15 0LJ | FIRST AVENUE WAREHOUSE | MILLBROOK INDUSTRIAL ESTATE |  | SOUTHAMPTON | HA | SO15 0LJ | 2012-04-26 | 15 | 0.5 | At all times | MILLBROOK WTW | First Avenue | Solids Suspended 105 Degrees C | - | 400 | mg/l | 15.1 | Laundering (Large-scale) | Hampshire West | Commercial Laundry: Commercial Laundry process | commercial laundry | Consent | WATERHOUSE WAY SHIRLEY WPS
15446 | 1 | Low Risk Consent | New Forest Ice Cream Limited | New Forest Ice Cream Ltd Ampress Lane | Ampress Industrial Park | - | Lymington | Hampshire | SO41 8LW | 630 | AMPRESS LANE | - | LYMINGTON | HA | SO41 8LW | 2012-05-04 | 5 | 5 | At all times | MILFORD ROAD PENNINGTON WTW | Ampress Lane | - | - | - | - | 9.4 | Food processing - liquid dairy products | Hampshire West | Ice Cream Production | Pre Market Reform | Consent | -
15448 | 1 | Low Risk Consent | Speedy Asset Services Limited | Chase House | 16 The Parks | Newton Le Willows | Merseyside | - | WA12 0JQ | Bay 10 Unit 1 | Rodney Road | - | Portsmouth | Hampshire | PO4 8SP | 2012-05-04 | 0.5 | 1 | 0700-1800 | BUDDS FARM HAVANT WTW | Rodney Road | - | - | - | - | 31.3 | Vehicle and plant washing (Low Impact) | Hampshire East | Pre Market Reform | Pre Market Reform | Consent | -
15457 | 1 | Low Risk Consent | Bourne Practice Ltd | The Chocolate Factory | - | Keynsham | Bristol | - | BS31 2AU | UNIT 5 CHALKPIT FARM | ADISHAM ROAD | - | CANTERBURY | KE | CT4 5EU | 2012-05-21 | 1 | 1 | - | NEWNHAM VALLEY PRESTON WTW | Chalkpit Hill | - | - | - | - | 33.3 | Photographic and X-ray film processing Non COPPICE | Kent East | Pre Market Reform | Pre Market Reform | Consent | -
15460 | 1 | Low Risk Consent | Express Hand Car Wash Limited | Garden Centre - Carpark Findon Garden Centre Car Park | Rogers Lane | - | - | West Sussex | BN14 0RE | GARDEN CENTRE | ROGERS LANE | - | WORTHING | SW | BN14 0RE | 2012-05-24 | 1.2 | 0.1 | at all times | EAST WORTHING WTW | Rogers Lane | - | - | - | - | 31.2 | Vehicle and plant washing (Low Impact) | Sussex West | Pre Market Reform | Pre Market Reform | Consent | -
15480 | 1 | Tier 2 Consent | Rontec Watford Services Limited | Acre House | 11-15 William Road |  | London |  | NW1 3ER | NUTBOURNE SERVICE STATION | MAIN ROAD | - | NUTBOURNE | SW | PO18 8RX | 2012-04-01 | 6 | 2 | At all times | THORNHAM WTW | Chichester Road | Chemical Oxygen Demand Settled as 0 | - | 800 | mg/l | 31.2 | Vehicle and plant washing (Low Impact) | Hampshire East | Vehicle Washing: Automatic Vehicle Washing process | Pre Market Reform | Consent | -
15480 | 1 | Tier 2 Consent | Rontec Watford Services Limited | Acre House | 11-15 William Road |  | London |  | NW1 3ER | NUTBOURNE SERVICE STATION | MAIN ROAD | - | NUTBOURNE | SW | PO18 8RX | 2012-04-01 | 6 | 2 | At all times | THORNHAM WTW | Chichester Road | Chemical Oxygen Demand Shaken as 0 | - | 800 | mg/l | 31.2 | Vehicle and plant washing (Low Impact) | Hampshire East | Vehicle Washing: Automatic Vehicle Washing process | Pre Market Reform | Consent | -
15480 | 1 | Tier 2 Consent | Rontec Watford Services Limited | Acre House | 11-15 William Road |  | London |  | NW1 3ER | NUTBOURNE SERVICE STATION | MAIN ROAD | - | NUTBOURNE | SW | PO18 8RX | 2012-04-01 | 6 | 2 | At all times | THORNHAM WTW | Chichester Road | Detergents Anionic | - | 100 | mg/l | 31.2 | Vehicle and plant washing (Low Impact) | Hampshire East | Vehicle Washing: Automatic Vehicle Washing process | Pre Market Reform | Consent | -
15480 | 1 | Tier 2 Consent | Rontec Watford Services Limited | Acre House | 11-15 William Road |  | London |  | NW1 3ER | NUTBOURNE SERVICE STATION | MAIN ROAD | - | NUTBOURNE | SW | PO18 8RX | 2012-04-01 | 6 | 2 | At all times | THORNHAM WTW | Chichester Road | pH | 6 | 10 | pH Units | 31.2 | Vehicle and plant washing (Low Impact) | Hampshire East | Vehicle Washing: Automatic Vehicle Washing process | Pre Market Reform | Consent | -
15480 | 1 | Tier 2 Consent | Rontec Watford Services Limited | Acre House | 11-15 William Road |  | London |  | NW1 3ER | NUTBOURNE SERVICE STATION | MAIN ROAD | - | NUTBOURNE | SW | PO18 8RX | 2012-04-01 | 6 | 2 | At all times | THORNHAM WTW | Chichester Road | Solids Suspended 105 Degrees C | - | 400 | mg/l | 31.2 | Vehicle and plant washing (Low Impact) | Hampshire East | Vehicle Washing: Automatic Vehicle Washing process | Pre Market Reform | Consent | -
15480 | 1 | Tier 2 Consent | Rontec Watford Services Limited | Acre House | 11-15 William Road |  | London |  | NW1 3ER | NUTBOURNE SERVICE STATION | MAIN ROAD | - | NUTBOURNE | SW | PO18 8RX | 2012-04-01 | 6 | 2 | At all times | THORNHAM WTW | Chichester Road | Solids Suspended 105C at pH7 | - | 400 | mg/l | 31.2 | Vehicle and plant washing (Low Impact) | Hampshire East | Vehicle Washing: Automatic Vehicle Washing process | Pre Market Reform | Consent | -
15484 | 1 | Low Risk Consent | Nordell Ltd | 4 & 5 Teville Industrials | Dominion Way | - | Worthing | West Sussex | BN14 8NW | UNIT 4-5 | DOMINION WAY | - | WORTHING | SW | BN14 8NW | 2012-06-25 | 1 | 1 | at all times | EAST WORTHING WTW | Dominion Way | - | - | - | - | 8.2 | Engineering (Low risk) | Sussex West | Pre Market Reform | Pre Market Reform | Consent | -
15487 | 1 | Low Risk Consent | UK Truck Clean Limited | 4 | Linden Close | Lymm | - | Cheshire | WA13 9PH | MOTOR WAY SERVICE STATION | ROWNHAMS LANE | - | SOUTHAMPTON | HA | SO16 8AP | 2012-06-28 | 3 | 1 | n/a | MILLBROOK WTW | motorway service area | - | - | - | - | 31.2 | Vehicle and plant washing (Low Impact) | Hampshire West | The mobile brush wash facility | Pre Market Reform | Consent | -
15495 | 2 | Tier 2 Consent | Veolia ES (UK) Limited |  | 210 Pentonville Road |  | London |  | N1 9JY | MEDWAY CITY ESTATE | GEORGE SUMMERS CLOSE |  | CHATHAM | KE | ME2 4NS | 2012-08-30 | 20 | 0.25 | - | WHITEWALL CREEK WTW | Anthony's Way | Chemical Oxygen Demand Shaken as 0 | - | 1500 | mg/l | 31.2 | Vehicle and plant washing (Low Impact) | Kent West | Pre Market Reform | Pre Market Reform | Consent | -
15495 | 2 | Tier 2 Consent | Veolia ES (UK) Limited |  | 210 Pentonville Road |  | London |  | N1 9JY | MEDWAY CITY ESTATE | GEORGE SUMMERS CLOSE |  | CHATHAM | KE | ME2 4NS | 2012-08-30 | 20 | 0.25 | - | WHITEWALL CREEK WTW | Anthony's Way | pH | 6 | 10 | pH Units | 31.2 | Vehicle and plant washing (Low Impact) | Kent West | Pre Market Reform | Pre Market Reform | Consent | -
15495 | 2 | Tier 2 Consent | Veolia ES (UK) Limited |  | 210 Pentonville Road |  | London |  | N1 9JY | MEDWAY CITY ESTATE | GEORGE SUMMERS CLOSE |  | CHATHAM | KE | ME2 4NS | 2012-08-30 | 20 | 0.25 | - | WHITEWALL CREEK WTW | Anthony's Way | Solids Suspended 105 Degrees C | - | 800 | mg/l | 31.2 | Vehicle and plant washing (Low Impact) | Kent West | Pre Market Reform | Pre Market Reform | Consent | -
15497 | 1 | Low Risk Consent | Blin Pro t/a Shiny hand Car Wash | - | 30 Verona Road | - | Chandlers Ford | Hampshire | SO53 2AG | 28 | SOUTHAMPTON ROAD | - | LYMINGTON | HA | SO41 8PT | 2012-07-03 | 5 | 3 | n/a | MILFORD ROAD PENNINGTON WTW | Southampton Road | - | - | - | - | 31.2 | Vehicle and plant washing (Low Impact) | Hampshire West | Vehicle wash | Pre Market Reform | Consent | -
15499 | 1 | Low Risk Consent | Darvell Community | - | Brightling Rd | - | Robertsbridge | - | TN32 5DR |  | Brightling Rd | - | Robertsbridge | - | TN32 5DR | 2012-07-03 | 0.5 | 1 | - | ROBERTSBRIDGE WTW | - | - | - | - | - | 40.1 | Rainwater and surface water run-off (Medium Impact). Fire fighting foam training | Sussex East | Pre Market Reform | Pre Market Reform | Consent | -
15500 | 1 | Low Risk Consent | Ocado Retail Limited | Apollo Court 2 | Bishop Square | Hatfield Business Park | Hatfield | Hertfordshire | AL10 9NE | Unit B5 & Unit B4 | East Road | Marchwood Industrial Estate | Marchwood | Hampshire | SO40 4BX | 2012-07-03 | 5 | 0.39 | n/a | SLOWHILL COPSE MARCHWOOD WTW | East Road | - | - | - | - | 31.2 | Vehicle and plant washing (Low Impact) | Hampshire East | Pre Market Reform | Pre Market Reform | Consent | -
15501 | 1 | Tier 2 Consent | Veolia Environmental Services (UK) Ltd | Kingswood House | Kingswood Crescent | - | Cannock | Staffs | WS11 8JP | PEBSHAM LANDFILL SITE | BEXHILL ROAD | - | ST LEONARD ON SEA | SE | TN40 2SA | 2012-07-23 | 10 | 5 |  | BEXHILL & HASTINGS WTW |  | Chemical Oxygen Demand Shaken as 0 | - | 800 | mg/l | 40.1 | Rainwater and surface water run-off (Medium Impact). Fire fighting foam training | Sussex East | Pre Market Reform | Pre Market Reform | Consent | -
15501 | 1 | Tier 2 Consent | Veolia Environmental Services (UK) Ltd | Kingswood House | Kingswood Crescent | - | Cannock | Staffs | WS11 8JP | PEBSHAM LANDFILL SITE | BEXHILL ROAD | - | ST LEONARD ON SEA | SE | TN40 2SA | 2012-07-23 | 10 | 5 |  | BEXHILL & HASTINGS WTW |  | pH | 6 | 10 | pH Units | 40.1 | Rainwater and surface water run-off (Medium Impact). Fire fighting foam training | Sussex East | Pre Market Reform | Pre Market Reform | Consent | -
15501 | 1 | Tier 2 Consent | Veolia Environmental Services (UK) Ltd | Kingswood House | Kingswood Crescent | - | Cannock | Staffs | WS11 8JP | PEBSHAM LANDFILL SITE | BEXHILL ROAD | - | ST LEONARD ON SEA | SE | TN40 2SA | 2012-07-23 | 10 | 5 |  | BEXHILL & HASTINGS WTW |  | Solids Suspended 105 Degrees C | - | 400 | mg/l | 40.1 | Rainwater and surface water run-off (Medium Impact). Fire fighting foam training | Sussex East | Pre Market Reform | Pre Market Reform | Consent | -
15509 | 1 | Low Risk Consent | Wheelie Clean Bins | - | 42 Pentland Road | - | Worthing | West Sussex | BN13 2PR |  | 42 Pentlands Road | - | Worthing | West Sussex | BN13 2PR | 2012-07-19 | 0.1 | - | at all times | EAST WORTHING WTW | - | - | - | - | - | 36.1 | Refuse containers (Wheelie bins / low risk commercial) | Sussex West | Pre Market Reform | Pre Market Reform | Consent | -
15510 | 1 | Low Risk Consent | Petrocell Holdings Limited | 274 - 278 Wickham Rd |  | Shirley | Croydon | Surrey | CR0 8BJ | PETROL STATION | MILL HILL | - | EDENBRIDGE | KE | TN8 5DA | 2012-07-23 | 4 | 0.5 | 08:00 am to 8:00 pm | EDENBRIDGE WTW | Mill Hill | Chemical Oxygen Demand Shaken as 0 | - | 800 | mg/l | 31.2 | Vehicle and plant washing (Low Impact) | Kent West | Vehicle washing: Jet wash process | Pre Market Reform | Consent | -
15510 | 1 | Low Risk Consent | Petrocell Holdings Limited | 274 - 278 Wickham Rd |  | Shirley | Croydon | Surrey | CR0 8BJ | PETROL STATION | MILL HILL | - | EDENBRIDGE | KE | TN8 5DA | 2012-07-23 | 4 | 0.5 | 08:00 am to 8:00 pm | EDENBRIDGE WTW | Mill Hill | Detergents Anionic | - | 50 | mg/l | 31.2 | Vehicle and plant washing (Low Impact) | Kent West | Vehicle washing: Jet wash process | Pre Market Reform | Consent | -
15510 | 1 | Low Risk Consent | Petrocell Holdings Limited | 274 - 278 Wickham Rd |  | Shirley | Croydon | Surrey | CR0 8BJ | PETROL STATION | MILL HILL | - | EDENBRIDGE | KE | TN8 5DA | 2012-07-23 | 4 | 0.5 | 08:00 am to 8:00 pm | EDENBRIDGE WTW | Mill Hill | Detergents Non-Ionic | - | 50 | mg/l | 31.2 | Vehicle and plant washing (Low Impact) | Kent West | Vehicle washing: Jet wash process | Pre Market Reform | Consent | -
15510 | 1 | Low Risk Consent | Petrocell Holdings Limited | 274 - 278 Wickham Rd |  | Shirley | Croydon | Surrey | CR0 8BJ | PETROL STATION | MILL HILL | - | EDENBRIDGE | KE | TN8 5DA | 2012-07-23 | 4 | 0.5 | 08:00 am to 8:00 pm | EDENBRIDGE WTW | Mill Hill | Oil and Grease | - | 200 | mg/l | 31.2 | Vehicle and plant washing (Low Impact) | Kent West | Vehicle washing: Jet wash process | Pre Market Reform | Consent | -
15510 | 1 | Low Risk Consent | Petrocell Holdings Limited | 274 - 278 Wickham Rd |  | Shirley | Croydon | Surrey | CR0 8BJ | PETROL STATION | MILL HILL | - | EDENBRIDGE | KE | TN8 5DA | 2012-07-23 | 4 | 0.5 | 08:00 am to 8:00 pm | EDENBRIDGE WTW | Mill Hill | pH | 6 | 10 | pH Units | 31.2 | Vehicle and plant washing (Low Impact) | Kent West | Vehicle washing: Jet wash process | Pre Market Reform | Consent | -
15510 | 1 | Low Risk Consent | Petrocell Holdings Limited | 274 - 278 Wickham Rd |  | Shirley | Croydon | Surrey | CR0 8BJ | PETROL STATION | MILL HILL | - | EDENBRIDGE | KE | TN8 5DA | 2012-07-23 | 4 | 0.5 | 08:00 am to 8:00 pm | EDENBRIDGE WTW | Mill Hill | Solids Suspended 105 Degrees C | - | 400 | mg/l | 31.2 | Vehicle and plant washing (Low Impact) | Kent West | Vehicle washing: Jet wash process | Pre Market Reform | Consent | -
15510 | 1 | Low Risk Consent | Petrocell Holdings Limited | 274 - 278 Wickham Rd |  | Shirley | Croydon | Surrey | CR0 8BJ | PETROL STATION | MILL HILL | - | EDENBRIDGE | KE | TN8 5DA | 2012-07-23 | 4 | 0.5 | 08:00 am to 8:00 pm | EDENBRIDGE WTW | Mill Hill | Sulphate as S04 | - | 500 | mg/l | 31.2 | Vehicle and plant washing (Low Impact) | Kent West | Vehicle washing: Jet wash process | Pre Market Reform | Consent | -
15513 | 1 | Low Risk Consent | Obart Pumps Limited | Obart House | Liphook Way | 20/20 Industrial Estate | Maidstone | Kent | ME16 0FZ | Obart House | Liphook Way | 20/20 Business Park | Maidstone |  | ME16 0FZ | 2012-07-26 | 1.5 | 0 | 0800 - 1730 | AYLESFORD WTW | Liphook Way | Chemical Oxygen Demand Shaken as 0 | - | 800 | mg/l | 39.1 | Air compressor condensate | Kent West | The discharge is nominal at no more than 0.50 litres (500 millilitres) per year. The water is condensation that builds up in the air-tank during use. They drain the tank of air after each use and they get a discharge of about 0.15 litres of water during the process. They use the compressor about 20 to 30 times per year. | Pre Market Reform | Consent | -
15513 | 1 | Low Risk Consent | Obart Pumps Limited | Obart House | Liphook Way | 20/20 Industrial Estate | Maidstone | Kent | ME16 0FZ | Obart House | Liphook Way | 20/20 Business Park | Maidstone |  | ME16 0FZ | 2012-07-26 | 1.5 | 0 | 0800 - 1730 | AYLESFORD WTW | Liphook Way | Solids Suspended 105 Degrees C | - | 400 | mg/l | 39.1 | Air compressor condensate | Kent West | The discharge is nominal at no more than 0.50 litres (500 millilitres) per year. The water is condensation that builds up in the air-tank during use. They drain the tank of air after each use and they get a discharge of about 0.15 litres of water during the process. They use the compressor about 20 to 30 times per year. | Pre Market Reform | Consent | -
15518 | 1 | Low Risk Consent | Waves Consultancy Ltd | 55 | Church Road | - | London | - | BN41 1LB | TESCO DOVER EXTRA | WHITE CLIFFS PARK | - | DOVER | KE | CT16 3EH | 2011-10-01 | 1 | 8 | 0800-1900 | BROOMFIELD BANK WTW | Honeywood Parkway | - | - | - | - | 31.3 | Vehicle and plant washing (Low Impact) | Kent East | Pre Market Reform | Pre Market Reform | Consent | -
15519 | 1 | Low Risk Consent | Waves Consultancy Ltd | 55 | Church Road | - | London | - | BN41 1LB | TESCO STORES LTD | MILLSTROOD ROAD | - | WHITSTABLE | KE | CT5 3EE | 2011-10-01 | 1 | 8 | 0800-1900 | SWALECLIFFE WTW | Millstrood Road | - | - | - | - | 31.3 | Vehicle and plant washing (Low Impact) | Kent East | Pre Market Reform | Pre Market Reform | Consent | -
15520 | 1 | Low Risk Consent | Caffyns Public Limited Company | - | Meads Road | - | Eastbourne | Sussex | BN20 7DR |  | Victoria Rd | - | Portslade | - | BN41 1YD | 2012-07-30 | 1.2 | 0.5 | - | SHOREHAM WTW | - | - | - | - | - | 31.2 | Vehicle and plant washing (Low Impact) | Sussex West | Pre Market Reform | Pre Market Reform | Consent | -
15526 | 2 | Low Risk Consent | Volker Highways | - | Hertford Road | - | Hoddesdon | Hertfordshire | EN11 9BX |  | Sir Thomas Longley Road | Medway City Estate | Rochester | Kent | ME24QW | 2012-11-23 | 16.9 | 108 | 24hours | WHITEWALL CREEK WTW | Sir Thomas Longley Road | Chemical Oxygen Demand Shaken as 0 | - | 800 | mg/l | 31.3 | Vehicle and plant washing (Low Impact) | Kent West | Pre Market Reform | Pre Market Reform | Consent | -
15526 | 2 | Low Risk Consent | Volker Highways | - | Hertford Road | - | Hoddesdon | Hertfordshire | EN11 9BX |  | Sir Thomas Longley Road | Medway City Estate | Rochester | Kent | ME24QW | 2012-11-23 | 16.9 | 108 | 24hours | WHITEWALL CREEK WTW | Sir Thomas Longley Road | pH | 6 | 10 | pH Units | 31.3 | Vehicle and plant washing (Low Impact) | Kent West | Pre Market Reform | Pre Market Reform | Consent | -
15526 | 2 | Low Risk Consent | Volker Highways | - | Hertford Road | - | Hoddesdon | Hertfordshire | EN11 9BX |  | Sir Thomas Longley Road | Medway City Estate | Rochester | Kent | ME24QW | 2012-11-23 | 16.9 | 108 | 24hours | WHITEWALL CREEK WTW | Sir Thomas Longley Road | Solids Suspended 105 Degrees C | - | 400 | mg/l | 31.3 | Vehicle and plant washing (Low Impact) | Kent West | Pre Market Reform | Pre Market Reform | Consent | -
15527 | 1 | Low Risk Consent | UK Truck Clean Limited | 4 | Linden Close | Lymm | - | Cheshire | WA13 9PH | Clacket Lane Services Ltd |  | - |  | Kent | TN16 2ER | 2012-08-02 | 5 | 1 | - | LINGFIELD WTW | - | - | - | - | - | 31.3 | Vehicle and plant washing (Low Impact) | Kent West | Pre Market Reform | Pre Market Reform | Consent | -
15530 | 1 | Low Risk Consent | Royal Mail Group Limited | 185 | Farringdon Road |  | London |  | EC1A 1AA | PARCELFORCE WORLDWIDE UNIT 4 | KITES CROFT BUSINESS PARK | - | FAREHAM | HA | PO14 4LW | 2012-08-02 | 1 | 0.2 | 0001- 2359 | PEEL COMMON WTW | Warsash Road | - | - | - | - | 31.3 | Vehicle and plant washing (Low Impact) | Hampshire East | Pre Market Reform | Pre Market Reform | Consent | -
15531 | 1 | Low Risk Consent | Lowford Car Wash | Lowford Garage | Portsmouth Road | Lowford | Portsmouth | Hampshire | SO31 8EQ | WORKSHOP AT LOWFORD GARAGE | PORTSMOUTH ROAD | - | SOUTHAMPTON |  | SO31 8EQ | 2012-08-01 | 4 | 1 | 0001 - 2359 | PEEL COMMON WTW | School Road | - | - | - | - | 31.3 | Vehicle and plant washing (Low Impact) | Hampshire East | Pre Market Reform | Pre Market Reform | Consent | -
15532 | 1 | Low Risk Consent | Tarkett Limited | - | Dickley Lane | Lenham | Maidstone | Kent | ME17 2QX |  | Dickley Lane | - | Lenham | Kent | ME17 2QX | 2012-08-10 | 2 | 0.5 | 0900-1700 | HARRIETSHAM WTW |  | - | - | - | - | 40.2 | Rainwater and surface water run-off (Low Impact) | Kent East | Bund Water | Pre Market Reform | Consent | -
15533 | 1 | Tier 2 Consent | Mad Cat Brewery Limited | Unit M Brogdale Farm | Brogdale Road | Ospringe | Faversham | - | ME13 8XU | BROGDALE FARM | BROGDALE ROAD | - | FAVERSHAM | KE | ME13 8XU | 2012-08-10 | 1.4 | 0.113 | At all times | FAVERSHAM WTW | Brogdale Road | Chemical Oxygen Demand Shaken as 0 | - | 1000 | mg/l | 1.3 | Alcoholic beverages (Low Impact) | Kent West | Drink Production: Brewery process | Pre Market Reform | Consent | -
15533 | 1 | Tier 2 Consent | Mad Cat Brewery Limited | Unit M Brogdale Farm | Brogdale Road | Ospringe | Faversham | - | ME13 8XU | BROGDALE FARM | BROGDALE ROAD | - | FAVERSHAM | KE | ME13 8XU | 2012-08-10 | 1.4 | 0.113 | At all times | FAVERSHAM WTW | Brogdale Road | pH | 6 | 10 | pH Units | 1.3 | Alcoholic beverages (Low Impact) | Kent West | Drink Production: Brewery process | Pre Market Reform | Consent | -
15533 | 1 | Tier 2 Consent | Mad Cat Brewery Limited | Unit M Brogdale Farm | Brogdale Road | Ospringe | Faversham | - | ME13 8XU | BROGDALE FARM | BROGDALE ROAD | - | FAVERSHAM | KE | ME13 8XU | 2012-08-10 | 1.4 | 0.113 | At all times | FAVERSHAM WTW | Brogdale Road | Solids Suspended 105 Degrees C | - | 500 | mg/l | 1.3 | Alcoholic beverages (Low Impact) | Kent West | Drink Production: Brewery process | Pre Market Reform | Consent | -
15535 | 1 | Low Risk Consent | Western Sussex Hospitals NHS Trust | St Richards Hospital | Spitalfield Lane |  | Chichester | West Sussex | PO19 6SE | ST RICHARDS HOSPITAL | SPITALFIELD LANE | - | CHICHESTER | SW | PO19 6SE | 2012-08-16 | 0.1 | 0.1 | at all times | CHICHESTER WTW | Spitalfield Road | - | - | - | - | 38.2 | Laboratory and research activities (Low Impact) | Sussex West | Pre Market Reform | Pre Market Reform | Consent | -
15537 | 1 | Low Risk Consent | Brake Bros Foodservice Limited | Enterprise House |  | Eureka Business Park | Ashford | Kent | TN25 4AG | UNIT 41 | PARHAM DRIVE | - | EASTLEIGH | HA | SO50 4NU | 2012-08-21 | 5 | 1 | At all times | CHICKENHALL EASTLEIGH WTW | Parham Drive | Chemical Oxygen Demand Shaken as 0 | - | 800 | mg/l | 31.2 | Vehicle and plant washing (Low Impact) | Hampshire West | Vehicle washing | Pre Market Reform | Consent | -
15537 | 1 | Low Risk Consent | Brake Bros Foodservice Limited | Enterprise House |  | Eureka Business Park | Ashford | Kent | TN25 4AG | UNIT 41 | PARHAM DRIVE | - | EASTLEIGH | HA | SO50 4NU | 2012-08-21 | 5 | 1 | At all times | CHICKENHALL EASTLEIGH WTW | Parham Drive | Nitrogen Ammoniacal as N | - | 35 | mg/l | 31.2 | Vehicle and plant washing (Low Impact) | Hampshire West | Vehicle washing | Pre Market Reform | Consent | -
15537 | 1 | Low Risk Consent | Brake Bros Foodservice Limited | Enterprise House |  | Eureka Business Park | Ashford | Kent | TN25 4AG | UNIT 41 | PARHAM DRIVE | - | EASTLEIGH | HA | SO50 4NU | 2012-08-21 | 5 | 1 | At all times | CHICKENHALL EASTLEIGH WTW | Parham Drive | Oil and Grease | - | 200 | mg/l | 31.2 | Vehicle and plant washing (Low Impact) | Hampshire West | Vehicle washing | Pre Market Reform | Consent | -
15537 | 1 | Low Risk Consent | Brake Bros Foodservice Limited | Enterprise House |  | Eureka Business Park | Ashford | Kent | TN25 4AG | UNIT 41 | PARHAM DRIVE | - | EASTLEIGH | HA | SO50 4NU | 2012-08-21 | 5 | 1 | At all times | CHICKENHALL EASTLEIGH WTW | Parham Drive | pH Limit | 6 | 10 |  | 31.2 | Vehicle and plant washing (Low Impact) | Hampshire West | Vehicle washing | Pre Market Reform | Consent | -
15537 | 1 | Low Risk Consent | Brake Bros Foodservice Limited | Enterprise House |  | Eureka Business Park | Ashford | Kent | TN25 4AG | UNIT 41 | PARHAM DRIVE | - | EASTLEIGH | HA | SO50 4NU | 2012-08-21 | 5 | 1 | At all times | CHICKENHALL EASTLEIGH WTW | Parham Drive | Solids Suspended 105 Degrees C | - | 400 | mg/l | 31.2 | Vehicle and plant washing (Low Impact) | Hampshire West | Vehicle washing | Pre Market Reform | Consent | -
15538 | 1 | Low Risk Consent | Alfred's Brewery Ltd | 86 | Lovedon Lane | Kings Worthy | Winchester | Hampshire | SO23 7NS | UNIT 5B | SCYLLA INUDSTRIAL ESTATE | - | WINCHESTER | HA | SO23 0LD | 2012-08-22 | 1 | 5 | n/a | MORESTEAD ROAD WINCHESTER WTW | Winnall Valley Road | - | - | - | - | 1.3 | Alcoholic beverages (Low Impact) | Hampshire West | General Wash | Pre Market Reform | Consent | -
15541 | 1 | Low Risk Consent | L & S Printing Company Limited | Amelia House | Crescent Road | - | Worthing | West Sussex | BN11 1QR | UNIT 9 | HAZELWOOD CLOSE |  | WORTHING | SW | BN14 8NP | 2012-08-23 | 0.1 | 2 | at all times | EAST WORTHING WTW | - | - | - | - | - | 24.2 | Printing and related activities (Low impact) | Sussex West | Pre Market Reform | Pre Market Reform | Consent | -
15554 | 1 | Low Risk Consent | Unique Seaflex Limited | Unique Seaflex | Seaview Road | Cowes |  | Isle Of Wight | PO31 7US | SEAFLEX BUILDING WATER AT | SEAVIEW ROAD |  | COWES | IW | PO31 7US | 2012-08-30 | 1 | 1 | 0700-1900 | SANDOWN NEW WTW | seaview road | - | - | - | - | 8.2 | Engineering (Low risk) | Hampshire East | Pre Market Reform | Pre Market Reform | Consent | -
15559 | 1 | Low Risk Consent | Deltex Medical Limited |  | Terminus Road |  | Chichester | West Sussex | PO19 8TX | DELTEX MEDICAL LTD | TERMINUS ROAD | - | CHICHESTER | SW | PO19 8TX | 2012-09-17 | 0.1 | 1 | at all times | CHICHESTER WTW | Terminus Road | - | - | - | - | 24.2 | Printing and related activities (Low impact) | Sussex West | Pre Market Reform | Pre Market Reform | Consent | -
15560 | 1 | Tier 2 Consent | Lantern Launderette | - | 9 The Old High Street | - | Folkestone | Kent | CT20 1RJ | 9 | OLD HIGH STREET | - | FOLKESTONE | KE | CT20 1RJ | 2012-09-21 | 7.4 | 3.2 | 0830-2100 | BROOMFIELD BANK WTW | The Old High Street | Chemical Oxygen Demand Shaken as 0 | - | 800 | mg/l | 15.2 | Laundering (Small-scale/Coin-Op) | Kent East | Pre Market Reform | Pre Market Reform | Consent | -
15560 | 1 | Tier 2 Consent | Lantern Launderette | - | 9 The Old High Street | - | Folkestone | Kent | CT20 1RJ | 9 | OLD HIGH STREET | - | FOLKESTONE | KE | CT20 1RJ | 2012-09-21 | 7.4 | 3.2 | 0830-2100 | BROOMFIELD BANK WTW | The Old High Street | pH | 6 | 10 | pH Units | 15.2 | Laundering (Small-scale/Coin-Op) | Kent East | Pre Market Reform | Pre Market Reform | Consent | -
15560 | 1 | Tier 2 Consent | Lantern Launderette | - | 9 The Old High Street | - | Folkestone | Kent | CT20 1RJ | 9 | OLD HIGH STREET | - | FOLKESTONE | KE | CT20 1RJ | 2012-09-21 | 7.4 | 3.2 | 0830-2100 | BROOMFIELD BANK WTW | The Old High Street | Solids Suspended 105 Degrees C | - | 400 | mg/l | 15.2 | Laundering (Small-scale/Coin-Op) | Kent East | Pre Market Reform | Pre Market Reform | Consent | -
15560 | 1 | Tier 2 Consent | Lantern Launderette | - | 9 The Old High Street | - | Folkestone | Kent | CT20 1RJ | 9 | OLD HIGH STREET | - | FOLKESTONE | KE | CT20 1RJ | 2012-09-21 | 7.4 | 3.2 | 0830-2100 | BROOMFIELD BANK WTW | The Old High Street | Sulphate as S04 | - | 500 | mg/l | 15.2 | Laundering (Small-scale/Coin-Op) | Kent East | Pre Market Reform | Pre Market Reform | Consent | -
15572 | 1 | Low Risk Consent | Royal Mail Group Limited | 185 | Farringdon Road |  | London |  | EC1A 1AA | Rochester Stremline Hub |  | Maidstone Road | Rochester | Kent | ME1 3AU | 2012-10-04 | 1.5 | 2 | - | MOTNEY HILL WTW | Maidstone Road | - | - | - | - | 31.3 | Vehicle and plant washing (Low Impact) | Kent West | Pre Market Reform | Pre Market Reform | Consent | -
15575 | 1 | Low Risk Consent | Chailey Heritage Foundation | Chailey Heritage Foundation | Haywards Heath Road | North Chailey | Nr Lewes | East Sussex | BN8 4EF | CHAILEY HERITAGE SCHOOL | HAYWARDS HEATH ROAD | - | NORTH CHAILEY | SE | BN8 4EF | 2012-10-10 | 4 | 2 | at all times | NEWICK WTW | Chailey | - | - | - | - | 15.3 | Sterilization/medical equipment cleaning, hygiene bin cleaning, low risk cleaning of items | Sussex East | Container washing with medication residue | Pre Market Reform | Consent | -
15577 | 1 | Low Risk Consent | Ancala Water Services (Defence) Limited | Unit 1B, Redbrook Business Park | Wilthorpe Road |  | BARNSLEY | South Yorkshire | S75 1JN | HMS COLLINGWOOD TRNG ESTABMNT | NEWGATE LANE | - | FAREHAM | HA | PO14 1AS | 2012-11-11 | 5 | 1 | At all times | PEEL COMMON WTW | Newgate Lane | Chemical Oxygen Demand Shaken as 0 | - | 800 | mg/l | 31.3 | Vehicle and plant washing (Low Impact) | Hampshire East | Vehicle Wash | Vehicle Wash | Consent | Low Risk Consent - Unknown
15577 | 1 | Low Risk Consent | Ancala Water Services (Defence) Limited | Unit 1B, Redbrook Business Park | Wilthorpe Road |  | BARNSLEY | South Yorkshire | S75 1JN | HMS COLLINGWOOD TRNG ESTABMNT | NEWGATE LANE | - | FAREHAM | HA | PO14 1AS | 2012-11-11 | 5 | 1 | At all times | PEEL COMMON WTW | Newgate Lane | Nitrogen Ammoniacal as N | - | 20 | mg/l | 31.3 | Vehicle and plant washing (Low Impact) | Hampshire East | Vehicle Wash | Vehicle Wash | Consent | Low Risk Consent - Unknown
15577 | 1 | Low Risk Consent | Ancala Water Services (Defence) Limited | Unit 1B, Redbrook Business Park | Wilthorpe Road |  | BARNSLEY | South Yorkshire | S75 1JN | HMS COLLINGWOOD TRNG ESTABMNT | NEWGATE LANE | - | FAREHAM | HA | PO14 1AS | 2012-11-11 | 5 | 1 | At all times | PEEL COMMON WTW | Newgate Lane | pH Limit | 6 | 10 |  | 31.3 | Vehicle and plant washing (Low Impact) | Hampshire East | Vehicle Wash | Vehicle Wash | Consent | Low Risk Consent - Unknown
15577 | 1 | Low Risk Consent | Ancala Water Services (Defence) Limited | Unit 1B, Redbrook Business Park | Wilthorpe Road |  | BARNSLEY | South Yorkshire | S75 1JN | HMS COLLINGWOOD TRNG ESTABMNT | NEWGATE LANE | - | FAREHAM | HA | PO14 1AS | 2012-11-11 | 5 | 1 | At all times | PEEL COMMON WTW | Newgate Lane | Solids Suspended 105C at pH7 | - | 400 | mg/l | 31.3 | Vehicle and plant washing (Low Impact) | Hampshire East | Vehicle Wash | Vehicle Wash | Consent | Low Risk Consent - Unknown
15580 | 1 | Low Risk Consent | Cohline (U.K.) Limited | Camburgh House | 27 New Dover Road | - | Canterbury | Kent | CT1 3DN | COHLINE (UK) LTD | THE LOOP | - | RAMSGATE | KE | CT12 5DE | 2012-10-16 | 0.2 | 1 | - | WEATHERLEES HILL B (MGATE &amp; BSTAIRS) WTW | - | - | - | - | - | 36.1 | Refuse containers (Wheelie bins / low risk commercial) | Kent East | Pre Market Reform | Pre Market Reform | Consent | -
15582 | 1 | Low Risk Consent | Sulzer Dowding & Mills | Unit A | Centurion Industrial Park | Bitterne Road West | Southampton | Hampshire | SO18 1ZA | CENTURION INDUSTRIAL PARK UNIT A | BITTERNE ROAD WEST | - | SOUTHAMPTON | SP | SO18 1ZA | 2012-10-17 | 5 | 1 | n/a | PORTSWOOD WTW | Bitterne Road West | Chemical Oxygen Demand Shaken as 0 | - | 800 | mg/l | 8.1 | Engineering (High risk) | Hampshire West | Component cleaning | Pre Market Reform | Consent | -
15582 | 1 | Low Risk Consent | Sulzer Dowding & Mills | Unit A | Centurion Industrial Park | Bitterne Road West | Southampton | Hampshire | SO18 1ZA | CENTURION INDUSTRIAL PARK UNIT A | BITTERNE ROAD WEST | - | SOUTHAMPTON | SP | SO18 1ZA | 2012-10-17 | 5 | 1 | n/a | PORTSWOOD WTW | Bitterne Road West | Nitrogen Ammoniacal as N | - | 35 | mg/l | 8.1 | Engineering (High risk) | Hampshire West | Component cleaning | Pre Market Reform | Consent | -
15582 | 1 | Low Risk Consent | Sulzer Dowding & Mills | Unit A | Centurion Industrial Park | Bitterne Road West | Southampton | Hampshire | SO18 1ZA | CENTURION INDUSTRIAL PARK UNIT A | BITTERNE ROAD WEST | - | SOUTHAMPTON | SP | SO18 1ZA | 2012-10-17 | 5 | 1 | n/a | PORTSWOOD WTW | Bitterne Road West | pH Limit | 6 | 10 |  | 8.1 | Engineering (High risk) | Hampshire West | Component cleaning | Pre Market Reform | Consent | -
15582 | 1 | Low Risk Consent | Sulzer Dowding & Mills | Unit A | Centurion Industrial Park | Bitterne Road West | Southampton | Hampshire | SO18 1ZA | CENTURION INDUSTRIAL PARK UNIT A | BITTERNE ROAD WEST | - | SOUTHAMPTON | SP | SO18 1ZA | 2012-10-17 | 5 | 1 | n/a | PORTSWOOD WTW | Bitterne Road West | Solids Suspended 105 Degrees C | - | 400 | mg/l | 8.1 | Engineering (High risk) | Hampshire West | Component cleaning | Pre Market Reform | Consent | -
15584 | 1 | Low Risk Consent | Culverden Veterinary Group | Beechview Veterinary Surgery | Walshes Road |  | Crowborough | East Sussex | TN6 3RA | 4 BEECHVIEW PARADE | WALSHES ROAD |  | CROWBOROUGH | SE | TN6 3RA | 2012-10-18 | 0.003 | - | - | REDGATE MILL CROWBOROUGH WTW | Walshes Road | - | - | - | - | 33.3 | Photographic and X-ray film processing Non COPPICE | Sussex East | Pre Market Reform | Pre Market Reform | Consent | -
15594 | 1 | Low Risk Consent | DPDGroup UK Ltd | - | Roebuck Lane | - | Smethwick | West Midlands | B66 1BY | GeoPost UK Ltd / DPD | Unit D1 | Hamilton Business Park | Hedge End | Southampton | SO302JR | 2012-10-26 | 3.24 | 0.15 | 0001 - 2359 | PEEL COMMON WTW | - | - | - | - | - | 31.3 | Vehicle and plant washing (Low Impact) | Hampshire East | Pre Market Reform | Pre Market Reform | Consent | -
15602 | 1 | Low Risk Consent | Ashurst Car Care | 5 Devonshire House | - | 582 Honeypot Lane | Stanmore | - | HA7 1JS | 128 | LYNDHURST ROAD | - | SOUTHAMPTON | HA | SO40 7AR | 2012-11-07 | 5 | 1 | any time. | BROCKENHURST WTW | Lyndhurst Road | - | - | - | - | 31.2 | Vehicle and plant washing (Low Impact) | Hampshire West | Pre Market Reform | Pre Market Reform | Consent | -
15608 | 1 | Low Risk Consent | Clean A Bin | - | 2 St Nicholas Close | Sturry | Canterbury | Kent | CT2 0NT |  | 6 Shaftesbury Road | Hersden | Canterbury | Kent | CT3 4HS | 2012-11-09 | 0.4 | 1 | 1600-1800 | CANTERBURY WTW | Shalloak Road | - | - | - | - | 36.1 | Refuse containers (Wheelie bins / low risk commercial) | Kent East | Pre Market Reform | Pre Market Reform | Consent | -
15612 | 1 | Low Risk Consent | Quintessence Fragrances Limited | 5 Elstree Gate | Elstree Way | - | Borehamwood | Hertfordshire | WD6 1JD | Quintessence Fragrances Ltd | Unit 2A Hawthorn Estate | Avis Way | Newhaven | East Sussex | BN9 0DJ | 2012-11-07 | 0.025 | 0.4 | 08:30-17:00 | NEWHAVEN MAIN WTW | Avis Way | - | - | - | - | 27.1 | Soap, detergents, toiletries and cleaning products | Sussex East | Fragrance Laboratory | Pre Market Reform | Consent | -
15617 | 1 | Low Risk Consent | Solartron metrology | - | Steyning Way | - | Bognor regis | West Sussex | Po22 9ST | 1 | STEYNING WAY | - | BOGNOR REGIS | SW | PO22 9ST | 2012-11-20 | 0.1 | 0.25 | at all times | FORD WTW | - | - | - | - | - | 8.1 | Engineering (High risk) | Sussex West | Pre Market Reform | Pre Market Reform | Consent | -
15620 | 1 | Low Risk Consent | Inn Brighton | The North Laine | 27 Gloucester Place | - | Brighton | East Sussex | BN1 4AA | 27 THE NORTH LAINES | GLOUCESTER PLACE | - | BRIGHTON | SE | BN1 4AA | 2012-10-29 | 0.5 | 0.5 | 09:00 - 17:00 | PEACEHAVEN WTW | Gloucester Place | - | - | - | - | 1.3 | Alcoholic beverages (Low Impact) | Sussex East | Pre Market Reform | Pre Market Reform | Consent | -
15622 | 1 | Tier 1 Consent | Thanet Growers One Limited | 2 | Barrow Man Road | - | Birchington | Kent | CT7 0AX | TG1 | BARROW MAN ROAD | - | BIRCHINGTON | KE | CT7 0AX | 2013-02-01 | 36 | 3.5 | At all times | WEATHERLEES HILL B (MGATE &amp; BSTAIRS) WTW | Gore End Pumping Stn MH 5303 | Boron Total | - | 500 | ug/l | 39.4 | Water treatment; softener plants; heating system flushing | Kent East | Miscellaneous: CHP/Boiler & Sand Filter Backwash process | Pre Market Reform | Consent | GORE END BIRCHINGTON WPS
15622 | 1 | Tier 1 Consent | Thanet Growers One Limited | 2 | Barrow Man Road | - | Birchington | Kent | CT7 0AX | TG1 | BARROW MAN ROAD | - | BIRCHINGTON | KE | CT7 0AX | 2013-02-01 | 36 | 3.5 | At all times | WEATHERLEES HILL B (MGATE &amp; BSTAIRS) WTW | Gore End Pumping Stn MH 5303 | Chemical Oxygen Demand Shaken as 0 | - | 400 | mg/l | 39.4 | Water treatment; softener plants; heating system flushing | Kent East | Miscellaneous: CHP/Boiler & Sand Filter Backwash process | Pre Market Reform | Consent | GORE END BIRCHINGTON WPS
15622 | 1 | Tier 1 Consent | Thanet Growers One Limited | 2 | Barrow Man Road | - | Birchington | Kent | CT7 0AX | TG1 | BARROW MAN ROAD | - | BIRCHINGTON | KE | CT7 0AX | 2013-02-01 | 36 | 3.5 | At all times | WEATHERLEES HILL B (MGATE &amp; BSTAIRS) WTW | Gore End Pumping Stn MH 5303 | Iron Total | - | 5 | ug/l | 39.4 | Water treatment; softener plants; heating system flushing | Kent East | Miscellaneous: CHP/Boiler & Sand Filter Backwash process | Pre Market Reform | Consent | GORE END BIRCHINGTON WPS
15622 | 1 | Tier 1 Consent | Thanet Growers One Limited | 2 | Barrow Man Road | - | Birchington | Kent | CT7 0AX | TG1 | BARROW MAN ROAD | - | BIRCHINGTON | KE | CT7 0AX | 2013-02-01 | 36 | 3.5 | At all times | WEATHERLEES HILL B (MGATE &amp; BSTAIRS) WTW | Gore End Pumping Stn MH 5303 | Manganese Total | - | 2 | ug/l | 39.4 | Water treatment; softener plants; heating system flushing | Kent East | Miscellaneous: CHP/Boiler & Sand Filter Backwash process | Pre Market Reform | Consent | GORE END BIRCHINGTON WPS
15622 | 1 | Tier 1 Consent | Thanet Growers One Limited | 2 | Barrow Man Road | - | Birchington | Kent | CT7 0AX | TG1 | BARROW MAN ROAD | - | BIRCHINGTON | KE | CT7 0AX | 2013-02-01 | 36 | 3.5 | At all times | WEATHERLEES HILL B (MGATE &amp; BSTAIRS) WTW | Gore End Pumping Stn MH 5303 | Nitrogen Ammoniacal as N | - | 40 | mg/l | 39.4 | Water treatment; softener plants; heating system flushing | Kent East | Miscellaneous: CHP/Boiler & Sand Filter Backwash process | Pre Market Reform | Consent | GORE END BIRCHINGTON WPS
15622 | 1 | Tier 1 Consent | Thanet Growers One Limited | 2 | Barrow Man Road | - | Birchington | Kent | CT7 0AX | TG1 | BARROW MAN ROAD | - | BIRCHINGTON | KE | CT7 0AX | 2013-02-01 | 36 | 3.5 | At all times | WEATHERLEES HILL B (MGATE &amp; BSTAIRS) WTW | Gore End Pumping Stn MH 5303 | pH | 6 | 10 | pH Units | 39.4 | Water treatment; softener plants; heating system flushing | Kent East | Miscellaneous: CHP/Boiler & Sand Filter Backwash process | Pre Market Reform | Consent | GORE END BIRCHINGTON WPS
15622 | 1 | Tier 1 Consent | Thanet Growers One Limited | 2 | Barrow Man Road | - | Birchington | Kent | CT7 0AX | TG1 | BARROW MAN ROAD | - | BIRCHINGTON | KE | CT7 0AX | 2013-02-01 | 36 | 3.5 | At all times | WEATHERLEES HILL B (MGATE &amp; BSTAIRS) WTW | Gore End Pumping Stn MH 5303 | Solids Suspended 105 Degrees C | - | 200 | mg/l | 39.4 | Water treatment; softener plants; heating system flushing | Kent East | Miscellaneous: CHP/Boiler & Sand Filter Backwash process | Pre Market Reform | Consent | GORE END BIRCHINGTON WPS
15622 | 1 | Tier 1 Consent | Thanet Growers One Limited | 2 | Barrow Man Road | - | Birchington | Kent | CT7 0AX | TG1 | BARROW MAN ROAD | - | BIRCHINGTON | KE | CT7 0AX | 2013-02-01 | 36 | 3.5 | At all times | WEATHERLEES HILL B (MGATE &amp; BSTAIRS) WTW | Gore End Pumping Stn MH 5303 | Sulphate as S04 | - | 500 | mg/l | 39.4 | Water treatment; softener plants; heating system flushing | Kent East | Miscellaneous: CHP/Boiler & Sand Filter Backwash process | Pre Market Reform | Consent | GORE END BIRCHINGTON WPS
15622 | 1 | Tier 1 Consent | Thanet Growers One Limited | 2 | Barrow Man Road | - | Birchington | Kent | CT7 0AX | TG1 | BARROW MAN ROAD | - | BIRCHINGTON | KE | CT7 0AX | 2013-02-01 | 36 | 3.5 | At all times | WEATHERLEES HILL B (MGATE &amp; BSTAIRS) WTW | Gore End Pumping Stn MH 5303 | Zinc Total mg/l | - | 8 | ug/l | 39.4 | Water treatment; softener plants; heating system flushing | Kent East | Miscellaneous: CHP/Boiler & Sand Filter Backwash process | Pre Market Reform | Consent | GORE END BIRCHINGTON WPS
15625 | 1 | Low Risk Consent | Ancala Water Services (Defence) Limited | Unit 1B, Redbrook Business Park | Wilthorpe Road |  | BARNSLEY | South Yorkshire | S75 1JN | APPLE PIE BARRACKS | LONGMOOR ROAD |  | LISS | HA | GU33 6EF | 2012-11-19 | 1 | 11 | 0001 - 2359 | LISS WTW | Longmoor Road | - | - | - | - | 31.3 | Vehicle and plant washing (Low Impact) | Hampshire East | Pre Market Reform | Pre Market Reform | Consent | -
15631 | 1 | Low Risk Consent | Medway Council | Gun Wharf | - | - | Chatham | Kent | ME4 4TR | "MAINTENANCE BUILDING, CREMATORIU" | ROBIN HOOD LANE | - | CHATHAM | KE | ME5 9QU | 2012-12-10 | 2 | 0.73 | 0900-2100 | MOTNEY HILL WTW | Robin Hood Lane | Chemical Oxygen Demand Shaken as 0 | - | 1500 | mg/l | 42.1 | Funeral Directors and Morticians (High Impact) | Kent West | Pre Market Reform | Pre Market Reform | Consent | -
15631 | 1 | Low Risk Consent | Medway Council | Gun Wharf | - | - | Chatham | Kent | ME4 4TR | "MAINTENANCE BUILDING, CREMATORIU" | ROBIN HOOD LANE | - | CHATHAM | KE | ME5 9QU | 2012-12-10 | 2 | 0.73 | 0900-2100 | MOTNEY HILL WTW | Robin Hood Lane | pH | 6 | 10 | pH Units | 42.1 | Funeral Directors and Morticians (High Impact) | Kent West | Pre Market Reform | Pre Market Reform | Consent | -
15631 | 1 | Low Risk Consent | Medway Council | Gun Wharf | - | - | Chatham | Kent | ME4 4TR | "MAINTENANCE BUILDING, CREMATORIU" | ROBIN HOOD LANE | - | CHATHAM | KE | ME5 9QU | 2012-12-10 | 2 | 0.73 | 0900-2100 | MOTNEY HILL WTW | Robin Hood Lane | Solids Suspended 105 Degrees C | - | 400 | mg/l | 42.1 | Funeral Directors and Morticians (High Impact) | Kent West | Pre Market Reform | Pre Market Reform | Consent | -
15638 | 3 | Tier 2 Consent | Gilhams Service Station |  | Easebourne Lane | Easebourne | Midhurst | West Sussex | GU29 9AZ | GILLHAMS SERVICE STATION | EASEBOURNE |  | MIDHURST | SW | GU29 9AZ | 2013-01-21 | 15 | 1 | at all times | PETWORTH WTW | Easebourne Lane | Chemical Oxygen Demand Shaken as 0 | - | 800 | mg/l | 31.2 | Vehicle and plant washing (Low Impact) | Sussex West | Vehicle washing: Jet wash process | Pre Market Reform | Consent | -
15638 | 3 | Tier 2 Consent | Gilhams Service Station |  | Easebourne Lane | Easebourne | Midhurst | West Sussex | GU29 9AZ | GILLHAMS SERVICE STATION | EASEBOURNE |  | MIDHURST | SW | GU29 9AZ | 2013-01-21 | 15 | 1 | at all times | PETWORTH WTW | Easebourne Lane | pH | 6 | 10 | pH Units | 31.2 | Vehicle and plant washing (Low Impact) | Sussex West | Vehicle washing: Jet wash process | Pre Market Reform | Consent | -
15638 | 3 | Tier 2 Consent | Gilhams Service Station |  | Easebourne Lane | Easebourne | Midhurst | West Sussex | GU29 9AZ | GILLHAMS SERVICE STATION | EASEBOURNE |  | MIDHURST | SW | GU29 9AZ | 2013-01-21 | 15 | 1 | at all times | PETWORTH WTW | Easebourne Lane | Solids Suspended 105 Degrees C | - | 400 | mg/l | 31.2 | Vehicle and plant washing (Low Impact) | Sussex West | Vehicle washing: Jet wash process | Pre Market Reform | Consent | -
15641 | 1 | Low Risk Consent | Park Holidays UK Limited | Glovers House | Glovers End | - | Bexhill-on-Sea | East Sussex | TN39 5ES | ALBERTA CARAVAN PARK | FAVERSHAM ROAD | - | WHITSTABLE | KE | CT5 4BJ | 2016-06-01 | 0.5 | 5.25 | 1000-1700 | SWALECLIFFE WTW | Faversham Road | Chemical Oxygen Demand Shaken as 0 | - | 800 | mg/l | 32.1 | Leisure facilities | Kent East | Swimming Pools: Filter backwash water process | Pre Market Reform | Consent | -
15641 | 1 | Low Risk Consent | Park Holidays UK Limited | Glovers House | Glovers End | - | Bexhill-on-Sea | East Sussex | TN39 5ES | ALBERTA CARAVAN PARK | FAVERSHAM ROAD | - | WHITSTABLE | KE | CT5 4BJ | 2016-06-01 | 0.5 | 5.25 | 1000-1700 | SWALECLIFFE WTW | Faversham Road | pH | 6 | 10 | pH Units | 32.1 | Leisure facilities | Kent East | Swimming Pools: Filter backwash water process | Pre Market Reform | Consent | -
15641 | 1 | Low Risk Consent | Park Holidays UK Limited | Glovers House | Glovers End | - | Bexhill-on-Sea | East Sussex | TN39 5ES | ALBERTA CARAVAN PARK | FAVERSHAM ROAD | - | WHITSTABLE | KE | CT5 4BJ | 2016-06-01 | 0.5 | 5.25 | 1000-1700 | SWALECLIFFE WTW | Faversham Road | Solids Suspended 105 Degrees C | - | 400 | mg/l | 32.1 | Leisure facilities | Kent East | Swimming Pools: Filter backwash water process | Pre Market Reform | Consent | -
15641 | 1 | Low Risk Consent | Park Holidays UK Limited | Glovers House | Glovers End | - | Bexhill-on-Sea | East Sussex | TN39 5ES | ALBERTA CARAVAN PARK | FAVERSHAM ROAD | - | WHITSTABLE | KE | CT5 4BJ | 2016-06-01 | 0.5 | 5.25 | 1000-1700 | SWALECLIFFE WTW | Faversham Road | Sulphate as S04 | - | 500 | mg/l | 32.1 | Leisure facilities | Kent East | Swimming Pools: Filter backwash water process | Pre Market Reform | Consent | -
15642 | 1 | Low Risk Consent | TWC Group Limited | Ency Associates | Printware Court | Cumberland Business Park | Portsmouth | Hampshire | PO5 1DS | Moneyfields Sports and Social Cl | Moneyfields Avenue | Copnor | Portsmouth | Hampshire | PO3 6LA | 2013-01-08 | 2 | 1 | At all times | BUDDS FARM HAVANT WTW | Moneyfields Avenue | Chemical Oxygen Demand Shaken as 0 | - | 800 | mg/l | 36.1 | Refuse containers (Wheelie bins / low risk commercial) | Hampshire East | Miscellaneous: Tray/bin washing process | Pre Market Reform | Consent | -
15642 | 1 | Low Risk Consent | TWC Group Limited | Ency Associates | Printware Court | Cumberland Business Park | Portsmouth | Hampshire | PO5 1DS | Moneyfields Sports and Social Cl | Moneyfields Avenue | Copnor | Portsmouth | Hampshire | PO3 6LA | 2013-01-08 | 2 | 1 | At all times | BUDDS FARM HAVANT WTW | Moneyfields Avenue | pH | 6 | 10 | pH Units | 36.1 | Refuse containers (Wheelie bins / low risk commercial) | Hampshire East | Miscellaneous: Tray/bin washing process | Pre Market Reform | Consent | -
15642 | 1 | Low Risk Consent | TWC Group Limited | Ency Associates | Printware Court | Cumberland Business Park | Portsmouth | Hampshire | PO5 1DS | Moneyfields Sports and Social Cl | Moneyfields Avenue | Copnor | Portsmouth | Hampshire | PO3 6LA | 2013-01-08 | 2 | 1 | At all times | BUDDS FARM HAVANT WTW | Moneyfields Avenue | Solids Suspended 105 Degrees C | - | 400 | mg/l | 36.1 | Refuse containers (Wheelie bins / low risk commercial) | Hampshire East | Miscellaneous: Tray/bin washing process | Pre Market Reform | Consent | -
15646 | 1 | Low Risk Consent | Sussex Police (Rye) | Rye Police Station | Cinque Ports St | - | Rye | East Sussex | TN31 7AS | POLICE STATION | CINQUE PORTS STREET | - | RYE | SE | TN31 7AS | 2013-01-07 | 0.1 | 0.05 | 08:00 - 18:00 | RYE WTW | Cinque Ports Street | - | - | - | - | 31.3 | Vehicle and plant washing (Low Impact) | Sussex East | General Wash | Pre Market Reform | Consent | -
15647 | 1 | Low Risk Consent | CVS (UK) Limited | Cvs House | Owen Road | - | Diss | Norfolk | IP22 4ER | P.R. Cooper & Assocs (Vets) | 309 The Ridge | - | Hastings | East Sussex | TN34 2RA | 2013-01-14 | 0.0002 | - | 08:30 - 18:30 | BEXHILL & HASTINGS WTW | The Ridge | - | - | - | - | 33.3 | Photographic and X-ray film processing Non COPPICE | Sussex East | Pre Market Reform | Pre Market Reform | Consent | -
15649 | 1 | Low Risk Consent | Brewhouse & Kitchen Limited | Office Above The Brewpub | 2a Corsica Street | - | London | - | N5 1JJ | 26 WHITE SWAN (6156401) | GUILDHALL WALK |  | PORTSMOUTH | HA | PO1 2DD | 2013-01-24 | 0.5 | 0.5 | 0700-0001 | BUDDS FARM HAVANT WTW | Guildhall Walk | - | - | - | - | 1.3 | Alcoholic beverages (Low Impact) | Hampshire East | Pre Market Reform | Pre Market Reform | Consent | -
15653 | 1 | Low Risk Consent | Speedy Asset Services Limited | Chase House | 16 The Parks | Newton Le Willows | Merseyside | - | WA12 0JQ | 56 PLOT 2 | NEWTOWN ROAD | - | HOVE | SE | BN3 7BA | 2013-01-30 | 4.99 | 1 | n/a | PEACEHAVEN WTW | Newtown Road | - | - | - | - | 31.3 | Vehicle and plant washing (Low Impact) | Sussex East | Wash down of vehicles and small construction plant equipment | Pre Market Reform | Consent | -
15655 | 4 | Tier 1 Consent | East Sussex County Council | Transport & Environment Dept | County Hall | St Anne's Crescent | Lewes | East Sussex | BN7 1UE | PEBSHAM LANDFILL SITE | OFF BEXHILL ROAD | - | ST LEONARD-ON-SEA | SE | TN38 8AY | 2013-01-01 | 1000 | 14 | At all times | BEXHILL & HASTINGS WTW | off bexhill Road with a direct connection to the open well at Bulverhythe wastewater pumping station | Chemical Oxygen Demand Shaken as 0 | - | 800 | mg/l | 37.2 | Tip leachates and land remediation Closed | Sussex East | Tip Leachate: Tip Leachate process | Pre Market Reform | Consent | BULVERHYTHE WPS
15655 | 4 | Tier 1 Consent | East Sussex County Council | Transport & Environment Dept | County Hall | St Anne's Crescent | Lewes | East Sussex | BN7 1UE | PEBSHAM LANDFILL SITE | OFF BEXHILL ROAD | - | ST LEONARD-ON-SEA | SE | TN38 8AY | 2013-01-01 | 1000 | 14 | At all times | BEXHILL & HASTINGS WTW | off bexhill Road with a direct connection to the open well at Bulverhythe wastewater pumping station | Cyanide Total as Cn | - | 5 | ug/l | 37.2 | Tip leachates and land remediation Closed | Sussex East | Tip Leachate: Tip Leachate process | Pre Market Reform | Consent | BULVERHYTHE WPS
15655 | 4 | Tier 1 Consent | East Sussex County Council | Transport & Environment Dept | County Hall | St Anne's Crescent | Lewes | East Sussex | BN7 1UE | PEBSHAM LANDFILL SITE | OFF BEXHILL ROAD | - | ST LEONARD-ON-SEA | SE | TN38 8AY | 2013-01-01 | 1000 | 14 | At all times | BEXHILL & HASTINGS WTW | off bexhill Road with a direct connection to the open well at Bulverhythe wastewater pumping station | pH | 6 | 10 | pH Units | 37.2 | Tip leachates and land remediation Closed | Sussex East | Tip Leachate: Tip Leachate process | Pre Market Reform | Consent | BULVERHYTHE WPS
15655 | 4 | Tier 1 Consent | East Sussex County Council | Transport & Environment Dept | County Hall | St Anne's Crescent | Lewes | East Sussex | BN7 1UE | PEBSHAM LANDFILL SITE | OFF BEXHILL ROAD | - | ST LEONARD-ON-SEA | SE | TN38 8AY | 2013-01-01 | 1000 | 14 | At all times | BEXHILL & HASTINGS WTW | off bexhill Road with a direct connection to the open well at Bulverhythe wastewater pumping station | Solids Suspended 105 Degrees C | - | 400 | mg/l | 37.2 | Tip leachates and land remediation Closed | Sussex East | Tip Leachate: Tip Leachate process | Pre Market Reform | Consent | BULVERHYTHE WPS
15655 | 4 | Tier 1 Consent | East Sussex County Council | Transport & Environment Dept | County Hall | St Anne's Crescent | Lewes | East Sussex | BN7 1UE | PEBSHAM LANDFILL SITE | OFF BEXHILL ROAD | - | ST LEONARD-ON-SEA | SE | TN38 8AY | 2013-01-01 | 1000 | 14 | At all times | BEXHILL & HASTINGS WTW | off bexhill Road with a direct connection to the open well at Bulverhythe wastewater pumping station | Sulphate as S04 | - | 500 | mg/l | 37.2 | Tip leachates and land remediation Closed | Sussex East | Tip Leachate: Tip Leachate process | Pre Market Reform | Consent | BULVERHYTHE WPS
15655 | 4 | Tier 1 Consent | East Sussex County Council | Transport & Environment Dept | County Hall | St Anne's Crescent | Lewes | East Sussex | BN7 1UE | PEBSHAM LANDFILL SITE | OFF BEXHILL ROAD | - | ST LEONARD-ON-SEA | SE | TN38 8AY | 2013-01-01 | 1000 | 14 | At all times | BEXHILL & HASTINGS WTW | off bexhill Road with a direct connection to the open well at Bulverhythe wastewater pumping station | Sulphide as S | - | 1 | mg/l | 37.2 | Tip leachates and land remediation Closed | Sussex East | Tip Leachate: Tip Leachate process | Pre Market Reform | Consent | BULVERHYTHE WPS
15655 | 4 | Tier 1 Consent | East Sussex County Council | Transport & Environment Dept | County Hall | St Anne's Crescent | Lewes | East Sussex | BN7 1UE | PEBSHAM LANDFILL SITE | OFF BEXHILL ROAD | - | ST LEONARD-ON-SEA | SE | TN38 8AY | 2013-01-01 | 1000 | 14 | At all times | BEXHILL & HASTINGS WTW | off bexhill Road with a direct connection to the open well at Bulverhythe wastewater pumping station | Zinc Total mg/l | - | 3 | ug/l | 37.2 | Tip leachates and land remediation Closed | Sussex East | Tip Leachate: Tip Leachate process | Pre Market Reform | Consent | BULVERHYTHE WPS
15656 | 1 | Low Risk Consent | CVS (UK) Limited | Cvs House | Owen Road | - | Diss | Norfolk | IP22 4ER | 12 | LANDGUARD ROAD | - | SOUTHAMPTON | HA | SO15 5DJ | 2013-02-04 | 1 | 1 | n/a | PORTSWOOD WTW | Landguard Road | - | - | - | - | 33.3 | Photographic and X-ray film processing Non COPPICE | Hampshire West | x-ray fixer and developer | Pre Market Reform | Consent | -
15659 | 1 | Low Risk Consent | Eastleigh Service Station | 109 Southampton Road | - | Eastleigh | Southampton | Hampshire | SO50 5QT | 109 EASTLEIGH SERVICE STATION | SOUTHAMPTON ROAD | - | EASTLEIGH | HA | SO50 5QT | 2013-02-08 | 6 | 5 | n/a | CHICKENHALL EASTLEIGH WTW | Southampton Road | - | - | - | - | 31.2 | Vehicle and plant washing (Low Impact) | Hampshire West | Vehicle Wash | Pre Market Reform | Consent | -
15671 | 1 | Low Risk Consent | Portsmouth City Council | Paulsgrove Housing Office | 195 Allaway Avenue | Paulsgrove | Portsmouth | Hampshire | PO6 4HG | 195A | ALLAWAY AVENUE | - | PORTSMOUTH |  | PO6 4HG | 2013-02-26 | 0.5 | 1 |  | BUDDS FARM HAVANT WTW | Allaway Avenue | - | - | - | - | 36.1 | Refuse containers (Wheelie bins / low risk commercial) | Hampshire East | bin washing | Pre Market Reform | Consent | -
15673 | 1 | Low Risk Consent | Gosport Borough Council | Town Hall | High Street | - | Gosport | Hampshire | PO12 1EB | Stokes Bay Splash Pool | Stokes Bay Road | - | Gosport | Hampshire | PO12 2BL | 2013-02-27 | 3 | 2.2 | At all times | PEEL COMMON WTW | Stokes Bay Road | - | - | - | - | 32.1 | Leisure facilities | Hampshire East | Commercial Swimming Pools | Pre Market Reform | Consent | -
15682 | 1 | Tier 2 Consent | Bapchild Motoring World Limited | The Showroom Lakeside Services | Sturry Road | - | Canterbury | Kent | CT1 1DS | BIG MOTORING WORLD RECEPTION | LONDON ROAD | - | MAIDSTONE | KE | ME19 5PL | 2013-05-16 | 15 | 1 | At all times | HAM HILL WTW | London Road | Chemical Oxygen Demand Shaken as 0 | - | 800 | mg/l | 31.2 | Vehicle and plant washing (Low Impact) | Kent West | Vehicle Washing: General Wash process | Pre Market Reform | Consent | -
15682 | 1 | Tier 2 Consent | Bapchild Motoring World Limited | The Showroom Lakeside Services | Sturry Road | - | Canterbury | Kent | CT1 1DS | BIG MOTORING WORLD RECEPTION | LONDON ROAD | - | MAIDSTONE | KE | ME19 5PL | 2013-05-16 | 15 | 1 | At all times | HAM HILL WTW | London Road | pH | 6 | 10 | pH Units | 31.2 | Vehicle and plant washing (Low Impact) | Kent West | Vehicle Washing: General Wash process | Pre Market Reform | Consent | -
15682 | 1 | Tier 2 Consent | Bapchild Motoring World Limited | The Showroom Lakeside Services | Sturry Road | - | Canterbury | Kent | CT1 1DS | BIG MOTORING WORLD RECEPTION | LONDON ROAD | - | MAIDSTONE | KE | ME19 5PL | 2013-05-16 | 15 | 1 | At all times | HAM HILL WTW | London Road | Solids Suspended 105 Degrees C | - | 400 | mg/l | 31.2 | Vehicle and plant washing (Low Impact) | Kent West | Vehicle Washing: General Wash process | Pre Market Reform | Consent | -
15684 | 1 | Tier 2 Consent | Shell Portsmouth Cluster (Alverstoke) | 6 Sea View Road | Drayton | - | Portsmouth | Hampshire | PO6 1EW | ALVERSTOKE SERVICE STATION | PRIVETT ROAD | - | GOSPORT | HA | PO12 3SR | 2013-01-09 | 10 | 2 | At all times | PEEL COMMON WTW | Privett Road | Chemical Oxygen Demand Settled as 0 | - | 800 | mg/l | 31.2 | Vehicle and plant washing (Low Impact) | Hampshire East | Vehicle washing | Pre Market Reform | Consent | -
15684 | 1 | Tier 2 Consent | Shell Portsmouth Cluster (Alverstoke) | 6 Sea View Road | Drayton | - | Portsmouth | Hampshire | PO6 1EW | ALVERSTOKE SERVICE STATION | PRIVETT ROAD | - | GOSPORT | HA | PO12 3SR | 2013-01-09 | 10 | 2 | At all times | PEEL COMMON WTW | Privett Road | Chemical Oxygen Demand Shaken as 0 | - | 800 | mg/l | 31.2 | Vehicle and plant washing (Low Impact) | Hampshire East | Vehicle washing | Pre Market Reform | Consent | -
15684 | 1 | Tier 2 Consent | Shell Portsmouth Cluster (Alverstoke) | 6 Sea View Road | Drayton | - | Portsmouth | Hampshire | PO6 1EW | ALVERSTOKE SERVICE STATION | PRIVETT ROAD | - | GOSPORT | HA | PO12 3SR | 2013-01-09 | 10 | 2 | At all times | PEEL COMMON WTW | Privett Road | pH | 6 | 10 | pH Units | 31.2 | Vehicle and plant washing (Low Impact) | Hampshire East | Vehicle washing | Pre Market Reform | Consent | -
15684 | 1 | Tier 2 Consent | Shell Portsmouth Cluster (Alverstoke) | 6 Sea View Road | Drayton | - | Portsmouth | Hampshire | PO6 1EW | ALVERSTOKE SERVICE STATION | PRIVETT ROAD | - | GOSPORT | HA | PO12 3SR | 2013-01-09 | 10 | 2 | At all times | PEEL COMMON WTW | Privett Road | Solids Suspended 105 Degrees C | - | 400 | mg/l | 31.2 | Vehicle and plant washing (Low Impact) | Hampshire East | Vehicle washing | Pre Market Reform | Consent | -
15684 | 1 | Tier 2 Consent | Shell Portsmouth Cluster (Alverstoke) | 6 Sea View Road | Drayton | - | Portsmouth | Hampshire | PO6 1EW | ALVERSTOKE SERVICE STATION | PRIVETT ROAD | - | GOSPORT | HA | PO12 3SR | 2013-01-09 | 10 | 2 | At all times | PEEL COMMON WTW | Privett Road | Solids Suspended 105C at pH7 | - | 400 | mg/l | 31.2 | Vehicle and plant washing (Low Impact) | Hampshire East | Vehicle washing | Pre Market Reform | Consent | -
15692 | 1 | Low Risk Consent | Domo Tactical Communications (Dtc) Limited | Fusion 2 | 1100 Parkway | Solent Business Park | Whiteley | Hampshire | PO15 7AB | Cobham TCS | Fusion 2 | 1100 Parkway | Whiteley | Fareham | PO15 7AB | 2013-03-01 | 4 | 2 | 0001-2359 | PEEL COMMON WTW | Parkway | - | - | - | - | 31.3 | Vehicle and plant washing (Low Impact) | Hampshire East | Vehicle Washing | Pre Market Reform | Consent | -
15693 | 1 | Low Risk Consent | P Fitzsimmons T/A Dyno Rod | Unit D | Fort Wallington Ind Est | Military Road | Fareham | Hampshire | PO16 8TT | UNIT D, FORT WALLINGTON IND EST | MILITARY ROAD |  | FAREHAM | HA | PO16 8TT | 2013-03-13 | 2 | 1 | 0001- 2359 | PEEL COMMON WTW | Military Road | - | - | - | - | 31.3 | Vehicle and plant washing (Low Impact) | Hampshire East | Standard vehicle and plant wash area. Jet wash and car shampoo used | Pre Market Reform | Consent | -
15696 | 1 | Low Risk Consent | Portsmouth City Council | Housing depot | Unit 10 | Port Royal Street | Southsea | Hampshire | PO5 4NP | STRAND HOUSE | PORT ROYAL STREET | - | SOUTHSEA | HA | PO5 4NP | 2013-03-14 | 0.5 | 1 | 0001 - 2359 | BUDDS FARM HAVANT WTW | port royal street | - | - | - | - | 36.1 | Refuse containers (Wheelie bins / low risk commercial) | Hampshire East | Bin washing | Pre Market Reform | Consent | -
15697 | 4 | Tier 2 Consent | Tonbridge Brewery Limited | Whiteoaks | Tudeley Road | - | Tonbridge | Kent | TN11 0NW | BRANBRIDGES INDUSTRIAL ESTATE UNIT 19 | BRANBRIDGES ROAD | - | TONBRIDGE | KE | TN12 5HF | 2013-04-01 | 3 | 0.5 | At all times | EAST PECKHAM WTW | front of unit | Chemical Oxygen Demand Shaken as 0 | - | 10000 | mg/l | 1.3 | Alcoholic beverages (Low Impact) | Sussex East | Drink Production: Brewery process | Pre Market Reform | Consent | -
15697 | 4 | Tier 2 Consent | Tonbridge Brewery Limited | Whiteoaks | Tudeley Road | - | Tonbridge | Kent | TN11 0NW | BRANBRIDGES INDUSTRIAL ESTATE UNIT 19 | BRANBRIDGES ROAD | - | TONBRIDGE | KE | TN12 5HF | 2013-04-01 | 3 | 0.5 | At all times | EAST PECKHAM WTW | front of unit | Oil and Grease | - | 200 | mg/l | 1.3 | Alcoholic beverages (Low Impact) | Sussex East | Drink Production: Brewery process | Pre Market Reform | Consent | -
15697 | 4 | Tier 2 Consent | Tonbridge Brewery Limited | Whiteoaks | Tudeley Road | - | Tonbridge | Kent | TN11 0NW | BRANBRIDGES INDUSTRIAL ESTATE UNIT 19 | BRANBRIDGES ROAD | - | TONBRIDGE | KE | TN12 5HF | 2013-04-01 | 3 | 0.5 | At all times | EAST PECKHAM WTW | front of unit | pH | 6 | 10 | pH Units | 1.3 | Alcoholic beverages (Low Impact) | Sussex East | Drink Production: Brewery process | Pre Market Reform | Consent | -
15697 | 4 | Tier 2 Consent | Tonbridge Brewery Limited | Whiteoaks | Tudeley Road | - | Tonbridge | Kent | TN11 0NW | BRANBRIDGES INDUSTRIAL ESTATE UNIT 19 | BRANBRIDGES ROAD | - | TONBRIDGE | KE | TN12 5HF | 2013-04-01 | 3 | 0.5 | At all times | EAST PECKHAM WTW | front of unit | Solids Suspended 105 Degrees C | - | 2000 | mg/l | 1.3 | Alcoholic beverages (Low Impact) | Sussex East | Drink Production: Brewery process | Pre Market Reform | Consent | -
15697 | 4 | Tier 2 Consent | Tonbridge Brewery Limited | Whiteoaks | Tudeley Road | - | Tonbridge | Kent | TN11 0NW | BRANBRIDGES INDUSTRIAL ESTATE UNIT 19 | BRANBRIDGES ROAD | - | TONBRIDGE | KE | TN12 5HF | 2013-04-01 | 3 | 0.5 | At all times | EAST PECKHAM WTW | front of unit | Sulphate as S04 | - | 1000 | mg/l | 1.3 | Alcoholic beverages (Low Impact) | Sussex East | Drink Production: Brewery process | Pre Market Reform | Consent | -
15702 | 1 | Low Risk Consent | Sulzer Electro Mechanical Services (UK) Limited | C/O Sulzer (UK) Holdings Limited | Manor Mill Lane | - | Leeds | - | LS11 8BR | DOWDING & MILLS ENGINEERING SERVICES | WILLIAM STREET | - | SOUTHAMPTON | HA | SO14 5QH | 2013-03-28 | 5 | 2 | n/a | MILLBROOK WTW | William Street | - | - | - | - | 8.1 | Engineering (High risk) | Hampshire West | Degreasing/Steam cleaning of components | Pre Market Reform | Consent | -
15705 | 4 | Tier 2 Consent | Ling Metals Limited | 6-7 Stone Way | Lakesview Business Park | Hersden | Canterbury | Kent | CT3 4GP | 6-7 STONE WAY | LAKESVIEW INTERNATIONAL | BUSINESS PARK | HERSDEN CANTERBURY |  | CT3 4GP | 2013-07-15 | 35 | 4 | At all times | WESTBERE WTW | MH 9101 | Chemical Oxygen Demand Shaken as 0 | - | 2000 | mg/l | 40.1 | Rainwater and surface water run-off (Medium Impact). Fire fighting foam training | Kent East | Vehicle washing: Jet wash and contaminated surface water process | Metal recycling and waste transfer staion | Consent | DIRECT TO WTW
15705 | 4 | Tier 2 Consent | Ling Metals Limited | 6-7 Stone Way | Lakesview Business Park | Hersden | Canterbury | Kent | CT3 4GP | 6-7 STONE WAY | LAKESVIEW INTERNATIONAL | BUSINESS PARK | HERSDEN CANTERBURY |  | CT3 4GP | 2013-07-15 | 35 | 4 | At all times | WESTBERE WTW | MH 9101 | Chromium Total mg/l | - | 0.5 | ug/l | 40.1 | Rainwater and surface water run-off (Medium Impact). Fire fighting foam training | Kent East | Vehicle washing: Jet wash and contaminated surface water process | Metal recycling and waste transfer staion | Consent | DIRECT TO WTW
15705 | 4 | Tier 2 Consent | Ling Metals Limited | 6-7 Stone Way | Lakesview Business Park | Hersden | Canterbury | Kent | CT3 4GP | 6-7 STONE WAY | LAKESVIEW INTERNATIONAL | BUSINESS PARK | HERSDEN CANTERBURY |  | CT3 4GP | 2013-07-15 | 35 | 4 | At all times | WESTBERE WTW | MH 9101 | Copper Total | - | 0.5 | ug/l | 40.1 | Rainwater and surface water run-off (Medium Impact). Fire fighting foam training | Kent East | Vehicle washing: Jet wash and contaminated surface water process | Metal recycling and waste transfer staion | Consent | DIRECT TO WTW
15705 | 4 | Tier 2 Consent | Ling Metals Limited | 6-7 Stone Way | Lakesview Business Park | Hersden | Canterbury | Kent | CT3 4GP | 6-7 STONE WAY | LAKESVIEW INTERNATIONAL | BUSINESS PARK | HERSDEN CANTERBURY |  | CT3 4GP | 2013-07-15 | 35 | 4 | At all times | WESTBERE WTW | MH 9101 | Iron Total | - | 15 | ug/l | 40.1 | Rainwater and surface water run-off (Medium Impact). Fire fighting foam training | Kent East | Vehicle washing: Jet wash and contaminated surface water process | Metal recycling and waste transfer staion | Consent | DIRECT TO WTW
15705 | 4 | Tier 2 Consent | Ling Metals Limited | 6-7 Stone Way | Lakesview Business Park | Hersden | Canterbury | Kent | CT3 4GP | 6-7 STONE WAY | LAKESVIEW INTERNATIONAL | BUSINESS PARK | HERSDEN CANTERBURY |  | CT3 4GP | 2013-07-15 | 35 | 4 | At all times | WESTBERE WTW | MH 9101 | Lead Total | - | 0.2 | ug/l | 40.1 | Rainwater and surface water run-off (Medium Impact). Fire fighting foam training | Kent East | Vehicle washing: Jet wash and contaminated surface water process | Metal recycling and waste transfer staion | Consent | DIRECT TO WTW
15705 | 4 | Tier 2 Consent | Ling Metals Limited | 6-7 Stone Way | Lakesview Business Park | Hersden | Canterbury | Kent | CT3 4GP | 6-7 STONE WAY | LAKESVIEW INTERNATIONAL | BUSINESS PARK | HERSDEN CANTERBURY |  | CT3 4GP | 2013-07-15 | 35 | 4 | At all times | WESTBERE WTW | MH 9101 | Nickel Total | - | 0.3 | ug/l | 40.1 | Rainwater and surface water run-off (Medium Impact). Fire fighting foam training | Kent East | Vehicle washing: Jet wash and contaminated surface water process | Metal recycling and waste transfer staion | Consent | DIRECT TO WTW
15705 | 4 | Tier 2 Consent | Ling Metals Limited | 6-7 Stone Way | Lakesview Business Park | Hersden | Canterbury | Kent | CT3 4GP | 6-7 STONE WAY | LAKESVIEW INTERNATIONAL | BUSINESS PARK | HERSDEN CANTERBURY |  | CT3 4GP | 2013-07-15 | 35 | 4 | At all times | WESTBERE WTW | MH 9101 | Nitrogen Ammoniacal as N | - | 25 | mg/l | 40.1 | Rainwater and surface water run-off (Medium Impact). Fire fighting foam training | Kent East | Vehicle washing: Jet wash and contaminated surface water process | Metal recycling and waste transfer staion | Consent | DIRECT TO WTW
15705 | 4 | Tier 2 Consent | Ling Metals Limited | 6-7 Stone Way | Lakesview Business Park | Hersden | Canterbury | Kent | CT3 4GP | 6-7 STONE WAY | LAKESVIEW INTERNATIONAL | BUSINESS PARK | HERSDEN CANTERBURY |  | CT3 4GP | 2013-07-15 | 35 | 4 | At all times | WESTBERE WTW | MH 9101 | Oil and Grease | - | 50 | mg/l | 40.1 | Rainwater and surface water run-off (Medium Impact). Fire fighting foam training | Kent East | Vehicle washing: Jet wash and contaminated surface water process | Metal recycling and waste transfer staion | Consent | DIRECT TO WTW
15705 | 4 | Tier 2 Consent | Ling Metals Limited | 6-7 Stone Way | Lakesview Business Park | Hersden | Canterbury | Kent | CT3 4GP | 6-7 STONE WAY | LAKESVIEW INTERNATIONAL | BUSINESS PARK | HERSDEN CANTERBURY |  | CT3 4GP | 2013-07-15 | 35 | 4 | At all times | WESTBERE WTW | MH 9101 | pH | 6 | 10 | pH Units | 40.1 | Rainwater and surface water run-off (Medium Impact). Fire fighting foam training | Kent East | Vehicle washing: Jet wash and contaminated surface water process | Metal recycling and waste transfer staion | Consent | DIRECT TO WTW
15705 | 4 | Tier 2 Consent | Ling Metals Limited | 6-7 Stone Way | Lakesview Business Park | Hersden | Canterbury | Kent | CT3 4GP | 6-7 STONE WAY | LAKESVIEW INTERNATIONAL | BUSINESS PARK | HERSDEN CANTERBURY |  | CT3 4GP | 2013-07-15 | 35 | 4 | At all times | WESTBERE WTW | MH 9101 | Phosphorus Total | - | 5 | ug/l | 40.1 | Rainwater and surface water run-off (Medium Impact). Fire fighting foam training | Kent East | Vehicle washing: Jet wash and contaminated surface water process | Metal recycling and waste transfer staion | Consent | DIRECT TO WTW
15705 | 4 | Tier 2 Consent | Ling Metals Limited | 6-7 Stone Way | Lakesview Business Park | Hersden | Canterbury | Kent | CT3 4GP | 6-7 STONE WAY | LAKESVIEW INTERNATIONAL | BUSINESS PARK | HERSDEN CANTERBURY |  | CT3 4GP | 2013-07-15 | 35 | 4 | At all times | WESTBERE WTW | MH 9101 | Solids Suspended 105 Degrees C | - | 400 | mg/l | 40.1 | Rainwater and surface water run-off (Medium Impact). Fire fighting foam training | Kent East | Vehicle washing: Jet wash and contaminated surface water process | Metal recycling and waste transfer staion | Consent | DIRECT TO WTW
15705 | 4 | Tier 2 Consent | Ling Metals Limited | 6-7 Stone Way | Lakesview Business Park | Hersden | Canterbury | Kent | CT3 4GP | 6-7 STONE WAY | LAKESVIEW INTERNATIONAL | BUSINESS PARK | HERSDEN CANTERBURY |  | CT3 4GP | 2013-07-15 | 35 | 4 | At all times | WESTBERE WTW | MH 9101 | Sulphate as S04 | - | 1000 | mg/l | 40.1 | Rainwater and surface water run-off (Medium Impact). Fire fighting foam training | Kent East | Vehicle washing: Jet wash and contaminated surface water process | Metal recycling and waste transfer staion | Consent | DIRECT TO WTW
15705 | 4 | Tier 2 Consent | Ling Metals Limited | 6-7 Stone Way | Lakesview Business Park | Hersden | Canterbury | Kent | CT3 4GP | 6-7 STONE WAY | LAKESVIEW INTERNATIONAL | BUSINESS PARK | HERSDEN CANTERBURY |  | CT3 4GP | 2013-07-15 | 35 | 4 | At all times | WESTBERE WTW | MH 9101 | Zinc Total mg/l | - | 1.5 | ug/l | 40.1 | Rainwater and surface water run-off (Medium Impact). Fire fighting foam training | Kent East | Vehicle washing: Jet wash and contaminated surface water process | Metal recycling and waste transfer staion | Consent | DIRECT TO WTW
15707 | 1 | Low Risk Consent | Dowding And Mills Limited | C/O Sulzer (UK) Holdings Limited | Manor Mill Lane | - | Leeds | - | LS11 8BR | Units 5 + 6 | Wyvern Way | Henwood Industrial Estate | Ashford | Kent | TN24 8DW | 2013-04-03 | 3 | 1 | 0800-1630 | ASHFORD WTW | Wyvern Way | - | - | - | - | 8.1 | Engineering (High risk) | Kent East | Equipment Cleaning | Pre Market Reform | Consent | -
15714 | 2 | Low Risk Consent | Mr J Xhemaj | 19 Bychurch Place | Waterloo Street | - | Maidstone | Kent | ME15 7UQ | Car Wash | Station Approach | Station Road | Headcorn | Kent | TN27 9SD | 2013-04-12 | 4 | 1 | 0800-1800 | HEADCORN WTW | Station Road | Chemical Oxygen Demand Shaken as 0 | - | 800 | mg/l | 31.3 | Vehicle and plant washing (Low Impact) | Kent East | General wash | Pre Market Reform | Consent | -
15714 | 2 | Low Risk Consent | Mr J Xhemaj | 19 Bychurch Place | Waterloo Street | - | Maidstone | Kent | ME15 7UQ | Car Wash | Station Approach | Station Road | Headcorn | Kent | TN27 9SD | 2013-04-12 | 4 | 1 | 0800-1800 | HEADCORN WTW | Station Road | Solids Suspended 105 Degrees C | - | 400 | mg/l | 31.3 | Vehicle and plant washing (Low Impact) | Kent East | General wash | Pre Market Reform | Consent | -
15717 | 1 | Low Risk Consent | Technique Finishing Limited | The Matform Business Centre | Unit 7 Terminus Road | Industrial Estate Chichester | - | Sussex | PO19 2UL | UNIT 2 MATFORM BUSINESS CENTRE | TERMINUS ROAD | - | CHICHESTER | SW | PO19 8UL | 2013-04-15 | 0.5 | 0.1 | at all times | CHICHESTER WTW | terminus Road | - | - | - | - | 8.2 | Engineering (Low risk) | Sussex West | Pre Market Reform | Pre Market Reform | Consent | -
15723 | 1 | Low Risk Consent | Port Of London Authority Limited | London River House | Royal Pier Road | - | Gravesend | Kent | DA12 2BG | Marine House | Denton Wharf | Mark Lane | Gravesend | Kent | DA12 2PL | 2013-04-22 | 1 | 1 | - | GRAVESEND WTW | - | - | - | - | - | 31.3 | Vehicle and plant washing (Low Impact) | Kent West | Pre Market Reform | Pre Market Reform | Consent | -
15735 | 3 | Tier 1 Consent | Coopervision Manufacturing Limited | Delta Park | Concorde Way | Segensworth North | Fareham | Hampshire | PO15 5RL | SP3 | ENSIGN WAY |  | SOUTHAMPTON | HA | SO31 4RF | 2013-04-01 | 220 | 2.6 | At all times | PEEL COMMON WTW | Ensign Way | Chemical Oxygen Demand Shaken as 0 | - | 5000 | mg/l | 4.3 | Medical equipment manufacture | Hampshire East | Contact lenses manufacturing Process | Contact Lenses Company | Consent | HAMBLE LANE BURSLEDON WPS
15735 | 3 | Tier 1 Consent | Coopervision Manufacturing Limited | Delta Park | Concorde Way | Segensworth North | Fareham | Hampshire | PO15 5RL | SP3 | ENSIGN WAY |  | SOUTHAMPTON | HA | SO31 4RF | 2013-04-01 | 220 | 2.6 | At all times | PEEL COMMON WTW | Ensign Way | Chloride | - | 1800 | mg/l | 4.3 | Medical equipment manufacture | Hampshire East | Contact lenses manufacturing Process | Contact Lenses Company | Consent | HAMBLE LANE BURSLEDON WPS
15735 | 3 | Tier 1 Consent | Coopervision Manufacturing Limited | Delta Park | Concorde Way | Segensworth North | Fareham | Hampshire | PO15 5RL | SP3 | ENSIGN WAY |  | SOUTHAMPTON | HA | SO31 4RF | 2013-04-01 | 220 | 2.6 | At all times | PEEL COMMON WTW | Ensign Way | Nitrogen Ammoniacal as N | - | 5 | mg/l | 4.3 | Medical equipment manufacture | Hampshire East | Contact lenses manufacturing Process | Contact Lenses Company | Consent | HAMBLE LANE BURSLEDON WPS
15735 | 3 | Tier 1 Consent | Coopervision Manufacturing Limited | Delta Park | Concorde Way | Segensworth North | Fareham | Hampshire | PO15 5RL | SP3 | ENSIGN WAY |  | SOUTHAMPTON | HA | SO31 4RF | 2013-04-01 | 220 | 2.6 | At all times | PEEL COMMON WTW | Ensign Way | pH | 6 | 10 | pH Units | 4.3 | Medical equipment manufacture | Hampshire East | Contact lenses manufacturing Process | Contact Lenses Company | Consent | HAMBLE LANE BURSLEDON WPS
15735 | 3 | Tier 1 Consent | Coopervision Manufacturing Limited | Delta Park | Concorde Way | Segensworth North | Fareham | Hampshire | PO15 5RL | SP3 | ENSIGN WAY |  | SOUTHAMPTON | HA | SO31 4RF | 2013-04-01 | 220 | 2.6 | At all times | PEEL COMMON WTW | Ensign Way | Solids Suspended 105 Degrees C | - | 400 | mg/l | 4.3 | Medical equipment manufacture | Hampshire East | Contact lenses manufacturing Process | Contact Lenses Company | Consent | HAMBLE LANE BURSLEDON WPS
15764 | 4 | Tier 2 Consent | Sainsbury's Supermarkets Ltd | 33 | Holborn | - | London | - | EC1N 2HT | PRIORY GARAGE | WINCHESTER ROAD |  | SOUTHAMPTON | HA | SO32 1BE | 2013-06-01 | 500 | 5.8 | At all times | BISHOPS WALTHAM WTW | Winchester Road | Chemical Oxygen Demand Shaken as 0 | - | 800 | mg/l | 40.2 | Rainwater and surface water run-off (Low Impact) | Hampshire East | Surface water | Supermarket | Consent | -
15764 | 4 | Tier 2 Consent | Sainsbury's Supermarkets Ltd | 33 | Holborn | - | London | - | EC1N 2HT | PRIORY GARAGE | WINCHESTER ROAD |  | SOUTHAMPTON | HA | SO32 1BE | 2013-06-01 | 500 | 5.8 | At all times | BISHOPS WALTHAM WTW | Winchester Road | Oil and Grease | - | 200 | mg/l | 40.2 | Rainwater and surface water run-off (Low Impact) | Hampshire East | Surface water | Supermarket | Consent | -
15764 | 4 | Tier 2 Consent | Sainsbury's Supermarkets Ltd | 33 | Holborn | - | London | - | EC1N 2HT | PRIORY GARAGE | WINCHESTER ROAD |  | SOUTHAMPTON | HA | SO32 1BE | 2013-06-01 | 500 | 5.8 | At all times | BISHOPS WALTHAM WTW | Winchester Road | pH | 6 | 10 | pH Units | 40.2 | Rainwater and surface water run-off (Low Impact) | Hampshire East | Surface water | Supermarket | Consent | -
15764 | 4 | Tier 2 Consent | Sainsbury's Supermarkets Ltd | 33 | Holborn | - | London | - | EC1N 2HT | PRIORY GARAGE | WINCHESTER ROAD |  | SOUTHAMPTON | HA | SO32 1BE | 2013-06-01 | 500 | 5.8 | At all times | BISHOPS WALTHAM WTW | Winchester Road | Solids Suspended 105 Degrees C | - | 400 | mg/l | 40.2 | Rainwater and surface water run-off (Low Impact) | Hampshire East | Surface water | Supermarket | Consent | -
15782 | 1 | Tier 1 Consent | Your Leisure Kent Limited | Northdown House | Northdown Park Road | - | Margate | Kent | CT9 3TP | HARTSDOWN LEISURE CENTRE | HARTSDOWN PARK | - | MARGATE | KE | CT9 5QX | 2013-04-01 | 23.5 | 5 | - | WEATHERLEES HILL B (MGATE &amp; BSTAIRS) WTW | Hartsdown Road | Chemical Oxygen Demand Shaken as 0 | - | 800 | mg/l | 32.1 | Leisure facilities | Kent East | Pre Market Reform | Pre Market Reform | Consent | -
15782 | 1 | Tier 1 Consent | Your Leisure Kent Limited | Northdown House | Northdown Park Road | - | Margate | Kent | CT9 3TP | HARTSDOWN LEISURE CENTRE | HARTSDOWN PARK | - | MARGATE | KE | CT9 5QX | 2013-04-01 | 23.5 | 5 | - | WEATHERLEES HILL B (MGATE &amp; BSTAIRS) WTW | Hartsdown Road | pH | 6 | 10 | pH Units | 32.1 | Leisure facilities | Kent East | Pre Market Reform | Pre Market Reform | Consent | -
15782 | 1 | Tier 1 Consent | Your Leisure Kent Limited | Northdown House | Northdown Park Road | - | Margate | Kent | CT9 3TP | HARTSDOWN LEISURE CENTRE | HARTSDOWN PARK | - | MARGATE | KE | CT9 5QX | 2013-04-01 | 23.5 | 5 | - | WEATHERLEES HILL B (MGATE &amp; BSTAIRS) WTW | Hartsdown Road | Solids Suspended 105 Degrees C | - | 400 | mg/l | 32.1 | Leisure facilities | Kent East | Pre Market Reform | Pre Market Reform | Consent | -
15782 | 1 | Tier 1 Consent | Your Leisure Kent Limited | Northdown House | Northdown Park Road | - | Margate | Kent | CT9 3TP | HARTSDOWN LEISURE CENTRE | HARTSDOWN PARK | - | MARGATE | KE | CT9 5QX | 2013-04-01 | 23.5 | 5 | - | WEATHERLEES HILL B (MGATE &amp; BSTAIRS) WTW | Hartsdown Road | Sulphate as S04 | - | 500 | mg/l | 32.1 | Leisure facilities | Kent East | Pre Market Reform | Pre Market Reform | Consent | -
15783 | 1 | Tier 1 Consent | The University of Sussex | Estates 4Facilities Management | Hastings Building | Falmer | Brighton | - | BN1 9RJ | UNIVERSITY OF SUSSEX | PAVILLION ROAD | - | FALMER | BH | BN1 9PJ | 2013-04-01 | 44 | 3 | At all times | PEACEHAVEN WTW | Lewes Road | Chemical Oxygen Demand Shaken as 0 | - | 800 | mg/l | 15.2 | Laundering (Small-scale/Coin-Op) | Sussex East | Launderettes: Launderettes process | Pre Market Reform | Consent | -
15783 | 1 | Tier 1 Consent | The University of Sussex | Estates 4Facilities Management | Hastings Building | Falmer | Brighton | - | BN1 9RJ | UNIVERSITY OF SUSSEX | PAVILLION ROAD | - | FALMER | BH | BN1 9PJ | 2013-04-01 | 44 | 3 | At all times | PEACEHAVEN WTW | Lewes Road | pH | 6 | 10 | pH Units | 15.2 | Laundering (Small-scale/Coin-Op) | Sussex East | Launderettes: Launderettes process | Pre Market Reform | Consent | -
15783 | 1 | Tier 1 Consent | The University of Sussex | Estates 4Facilities Management | Hastings Building | Falmer | Brighton | - | BN1 9RJ | UNIVERSITY OF SUSSEX | PAVILLION ROAD | - | FALMER | BH | BN1 9PJ | 2013-04-01 | 44 | 3 | At all times | PEACEHAVEN WTW | Lewes Road | Solids Suspended 105 Degrees C | - | 400 | mg/l | 15.2 | Laundering (Small-scale/Coin-Op) | Sussex East | Launderettes: Launderettes process | Pre Market Reform | Consent | -
15785 | 1 | Tier 1 Consent | Your Leisure Kent Limited | Northdown House | Northdown Park Road | - | Margate | Kent | CT9 3TP | TIDES LEISURE CENTRE | PARK AVENUE | - | DEAL | KE | CT14 9UU | 2013-04-01 | 16 | 5 | - | WEATHERLEES HILL A WTW | Park Avenue | Chemical Oxygen Demand Shaken as 0 | - | 800 | mg/l | 32.1 | Leisure facilities | Kent East | Pre Market Reform | Pre Market Reform | Consent | -
15785 | 1 | Tier 1 Consent | Your Leisure Kent Limited | Northdown House | Northdown Park Road | - | Margate | Kent | CT9 3TP | TIDES LEISURE CENTRE | PARK AVENUE | - | DEAL | KE | CT14 9UU | 2013-04-01 | 16 | 5 | - | WEATHERLEES HILL A WTW | Park Avenue | pH | 6 | 10 | pH Units | 32.1 | Leisure facilities | Kent East | Pre Market Reform | Pre Market Reform | Consent | -
15785 | 1 | Tier 1 Consent | Your Leisure Kent Limited | Northdown House | Northdown Park Road | - | Margate | Kent | CT9 3TP | TIDES LEISURE CENTRE | PARK AVENUE | - | DEAL | KE | CT14 9UU | 2013-04-01 | 16 | 5 | - | WEATHERLEES HILL A WTW | Park Avenue | Solids Suspended 105 Degrees C | - | 400 | mg/l | 32.1 | Leisure facilities | Kent East | Pre Market Reform | Pre Market Reform | Consent | -
15785 | 1 | Tier 1 Consent | Your Leisure Kent Limited | Northdown House | Northdown Park Road | - | Margate | Kent | CT9 3TP | TIDES LEISURE CENTRE | PARK AVENUE | - | DEAL | KE | CT14 9UU | 2013-04-01 | 16 | 5 | - | WEATHERLEES HILL A WTW | Park Avenue | Sulphate as S04 | - | 500 | mg/l | 32.1 | Leisure facilities | Kent East | Pre Market Reform | Pre Market Reform | Consent | -
15794 | 1 | Low Risk Consent | Matthew Clark Limited | - | Whitchurch Lane | Whitcurch | Bristol | - | BS14 0JZ | 34 UNIT C HEDGE END BUSINESS CENTRE | BOTLEY ROAD |  | SOUTHAMPTON | HA | SO30 2HE | 2013-05-17 | 2 | 0.15 | 0001-2359 | PEEL COMMON WTW | manaton way | - | - | - | - | 31.3 | Vehicle and plant washing (Low Impact) | Hampshire East | Pre Market Reform | Pre Market Reform | Consent | -
15799 | 1 | Low Risk Consent | Kier Services Limited | 2nd Floor | Optimum House | Clippers Quay | Salford | - | M50 3XP | DEPOT UNITS 1-4 | COURTLANDS ROAD | - | EASTBOURNE | SE | BN22 8TR | 2013-04-01 | 1 | 1 | any time | EASTBOURNE WTW | Courtlands Road | - | - | - | - | 31.3 | Vehicle and plant washing (Low Impact) | Sussex East | General Wash | Pre Market Reform | Consent | -
15801 | 1 | Low Risk Consent | Thomas Northfield | - | 14 Frinsted Gardens | - | Ashford | Kent | TN23 5TL |  | 10 Pennine Way | - | Ashford | Kent | TN24 8RD | 2013-05-24 | 0.25 | 1 | 1500-1800 | ASHFORD WTW | Pennine Way | - | - | - | - | 31.3 | Vehicle and plant washing (Low Impact) | Kent East | Pre Market Reform | Pre Market Reform | Consent | -
15802 | 1 | Low Risk Consent | Mid Kent Golf Club Limited(The) | Singlewell Road | - | - | Gravesend | Kent | DA11 7RB | MID KENT GOLF CLUB | SINGLEWELL ROAD | - | GRAVESEND | KE | DA11 7RB | 2013-05-24 | 2 | 0.5 | - | GRAVESEND WTW | - | - | - | - | - | 31.3 | Vehicle and plant washing (Low Impact) | Kent West | Pre Market Reform | Pre Market Reform | Consent | -
15805 | 1 | Tier 1 Consent | Your Leisure Kent Limited | Northdown House | Northdown Park Road | - | Margate | Kent | CT9 3TP | RAMSGATE LEISURE CENTRE | HIGH STREET | - | RAMSGATE | KE | CT11 9TT | 2013-07-11 | 38 | 5 | 1000-1700 & 2200-0600 | WEATHERLEES HILL A WTW | High Street | Chemical Oxygen Demand Shaken as 0 | - | 800 | mg/l | 32.1 | Leisure facilities | Kent East | Pre Market Reform | Pre Market Reform | Consent | -
15805 | 1 | Tier 1 Consent | Your Leisure Kent Limited | Northdown House | Northdown Park Road | - | Margate | Kent | CT9 3TP | RAMSGATE LEISURE CENTRE | HIGH STREET | - | RAMSGATE | KE | CT11 9TT | 2013-07-11 | 38 | 5 | 1000-1700 & 2200-0600 | WEATHERLEES HILL A WTW | High Street | pH | 6 | 10 | pH Units | 32.1 | Leisure facilities | Kent East | Pre Market Reform | Pre Market Reform | Consent | -
15805 | 1 | Tier 1 Consent | Your Leisure Kent Limited | Northdown House | Northdown Park Road | - | Margate | Kent | CT9 3TP | RAMSGATE LEISURE CENTRE | HIGH STREET | - | RAMSGATE | KE | CT11 9TT | 2013-07-11 | 38 | 5 | 1000-1700 & 2200-0600 | WEATHERLEES HILL A WTW | High Street | Solids Suspended 105 Degrees C | - | 400 | mg/l | 32.1 | Leisure facilities | Kent East | Pre Market Reform | Pre Market Reform | Consent | -
15805 | 1 | Tier 1 Consent | Your Leisure Kent Limited | Northdown House | Northdown Park Road | - | Margate | Kent | CT9 3TP | RAMSGATE LEISURE CENTRE | HIGH STREET | - | RAMSGATE | KE | CT11 9TT | 2013-07-11 | 38 | 5 | 1000-1700 & 2200-0600 | WEATHERLEES HILL A WTW | High Street | Sulphate as S04 | - | 500 | mg/l | 32.1 | Leisure facilities | Kent East | Pre Market Reform | Pre Market Reform | Consent | -
15812 | 1 | Low Risk Consent | Dasic Marine Limited | Unit N | Eagle Close Chandlers Ford | Industrial Estate Chandlers Ford | - | Hampshire | SO53 4NF | UNIT N | EAGLE CLOSE | - | EASTLEIGH | HA | SO53 4NF | 2013-06-12 | 10 | 5 | n/a | CHICKENHALL EASTLEIGH WTW | Eagle Close | - | - | - | - | 8.2 | Engineering (Low risk) | Hampshire West | Pressure testing process | Pre Market Reform | Consent | -
15813 | 1 | Tier 2 Consent | Jon's Launderette | (Premier Fabricare Services Lt | 216 Portland Road | - | Hove | East Sussex | BN3 5QT | 216 | PORTLAND ROAD | - | HOVE | SE | BN3 5QT | 2013-02-01 | 20 | 2 | At all times | PEACEHAVEN WTW | Portland Road | Chemical Oxygen Demand Shaken as 0 | - | 800 | mg/l | 15.2 | Laundering (Small-scale/Coin-Op) | Sussex East | Launderettes: Launderettes process | Pre Market Reform | Consent | -
15813 | 1 | Tier 2 Consent | Jon's Launderette | (Premier Fabricare Services Lt | 216 Portland Road | - | Hove | East Sussex | BN3 5QT | 216 | PORTLAND ROAD | - | HOVE | SE | BN3 5QT | 2013-02-01 | 20 | 2 | At all times | PEACEHAVEN WTW | Portland Road | pH | 6 | 10 | pH Units | 15.2 | Laundering (Small-scale/Coin-Op) | Sussex East | Launderettes: Launderettes process | Pre Market Reform | Consent | -
15813 | 1 | Tier 2 Consent | Jon's Launderette | (Premier Fabricare Services Lt | 216 Portland Road | - | Hove | East Sussex | BN3 5QT | 216 | PORTLAND ROAD | - | HOVE | SE | BN3 5QT | 2013-02-01 | 20 | 2 | At all times | PEACEHAVEN WTW | Portland Road | Solids Suspended 105 Degrees C | - | 400 | mg/l | 15.2 | Laundering (Small-scale/Coin-Op) | Sussex East | Launderettes: Launderettes process | Pre Market Reform | Consent | -
15820 | 1 | Tier 2 Consent | Sussex Waste Recycling Limited | Amelia House | Crescent Road | - | Worthing | West Sussex | BN11 1QR | UNITS 1-2 AT 37 | CHARTWELL ROAD |  | LANCING | SW | BN15 8TU | 2013-07-15 | 5 | 2 | at all times | EAST WORTHING WTW | Chartwell Road | Chemical Oxygen Demand Shaken as 0 | - | 800 | mg/l | 40.2 | Rainwater and surface water run-off (Low Impact) | Sussex West | Materials Recovery Facility: Recycling Centres process | Pre Market Reform | Consent | -
15820 | 1 | Tier 2 Consent | Sussex Waste Recycling Limited | Amelia House | Crescent Road | - | Worthing | West Sussex | BN11 1QR | UNITS 1-2 AT 37 | CHARTWELL ROAD |  | LANCING | SW | BN15 8TU | 2013-07-15 | 5 | 2 | at all times | EAST WORTHING WTW | Chartwell Road | pH | 6 | 10 | pH Units | 40.2 | Rainwater and surface water run-off (Low Impact) | Sussex West | Materials Recovery Facility: Recycling Centres process | Pre Market Reform | Consent | -
15820 | 1 | Tier 2 Consent | Sussex Waste Recycling Limited | Amelia House | Crescent Road | - | Worthing | West Sussex | BN11 1QR | UNITS 1-2 AT 37 | CHARTWELL ROAD |  | LANCING | SW | BN15 8TU | 2013-07-15 | 5 | 2 | at all times | EAST WORTHING WTW | Chartwell Road | Solids Suspended 105 Degrees C | - | 400 | mg/l | 40.2 | Rainwater and surface water run-off (Low Impact) | Sussex West | Materials Recovery Facility: Recycling Centres process | Pre Market Reform | Consent | -
15821 | 3 | Tier 2 Consent | Sweeep Kuusakoski Limited | Sweeep Building | Gas Road |  | Sitingbourne | Kent | ME10 2QB | SWEEEP LTD | GAS ROAD |  | SITTINGBOURNE | KE | ME10 2QB | 2013-07-17 | 60 | 5 | At all times | SITTINGBOURNE WTW | in your premises | Cadmium Total (ug/l) | - | 20 | ug/l | 40.1 | Rainwater and surface water run-off (Medium Impact). Fire fighting foam training | Kent West | Surface Water: Surface Water process | Pre Market Reform | Consent | -
15821 | 3 | Tier 2 Consent | Sweeep Kuusakoski Limited | Sweeep Building | Gas Road |  | Sitingbourne | Kent | ME10 2QB | SWEEEP LTD | GAS ROAD |  | SITTINGBOURNE | KE | ME10 2QB | 2013-07-17 | 60 | 5 | At all times | SITTINGBOURNE WTW | in your premises | Chemical Oxygen Demand Shaken as 0 | - | 800 | mg/l | 40.1 | Rainwater and surface water run-off (Medium Impact). Fire fighting foam training | Kent West | Surface Water: Surface Water process | Pre Market Reform | Consent | -
15821 | 3 | Tier 2 Consent | Sweeep Kuusakoski Limited | Sweeep Building | Gas Road |  | Sitingbourne | Kent | ME10 2QB | SWEEEP LTD | GAS ROAD |  | SITTINGBOURNE | KE | ME10 2QB | 2013-07-17 | 60 | 5 | At all times | SITTINGBOURNE WTW | in your premises | Copper Total | - | 1 | ug/l | 40.1 | Rainwater and surface water run-off (Medium Impact). Fire fighting foam training | Kent West | Surface Water: Surface Water process | Pre Market Reform | Consent | -
15821 | 3 | Tier 2 Consent | Sweeep Kuusakoski Limited | Sweeep Building | Gas Road |  | Sitingbourne | Kent | ME10 2QB | SWEEEP LTD | GAS ROAD |  | SITTINGBOURNE | KE | ME10 2QB | 2013-07-17 | 60 | 5 | At all times | SITTINGBOURNE WTW | in your premises | Lead Total | - | 2 | ug/l | 40.1 | Rainwater and surface water run-off (Medium Impact). Fire fighting foam training | Kent West | Surface Water: Surface Water process | Pre Market Reform | Consent | -
15821 | 3 | Tier 2 Consent | Sweeep Kuusakoski Limited | Sweeep Building | Gas Road |  | Sitingbourne | Kent | ME10 2QB | SWEEEP LTD | GAS ROAD |  | SITTINGBOURNE | KE | ME10 2QB | 2013-07-17 | 60 | 5 | At all times | SITTINGBOURNE WTW | in your premises | Nickel Total | - | 1 | ug/l | 40.1 | Rainwater and surface water run-off (Medium Impact). Fire fighting foam training | Kent West | Surface Water: Surface Water process | Pre Market Reform | Consent | -
15821 | 3 | Tier 2 Consent | Sweeep Kuusakoski Limited | Sweeep Building | Gas Road |  | Sitingbourne | Kent | ME10 2QB | SWEEEP LTD | GAS ROAD |  | SITTINGBOURNE | KE | ME10 2QB | 2013-07-17 | 60 | 5 | At all times | SITTINGBOURNE WTW | in your premises | Oil and Grease | - | 200 | mg/l | 40.1 | Rainwater and surface water run-off (Medium Impact). Fire fighting foam training | Kent West | Surface Water: Surface Water process | Pre Market Reform | Consent | -
15821 | 3 | Tier 2 Consent | Sweeep Kuusakoski Limited | Sweeep Building | Gas Road |  | Sitingbourne | Kent | ME10 2QB | SWEEEP LTD | GAS ROAD |  | SITTINGBOURNE | KE | ME10 2QB | 2013-07-17 | 60 | 5 | At all times | SITTINGBOURNE WTW | in your premises | pH | 6 | 10 | pH Units | 40.1 | Rainwater and surface water run-off (Medium Impact). Fire fighting foam training | Kent West | Surface Water: Surface Water process | Pre Market Reform | Consent | -
15821 | 3 | Tier 2 Consent | Sweeep Kuusakoski Limited | Sweeep Building | Gas Road |  | Sitingbourne | Kent | ME10 2QB | SWEEEP LTD | GAS ROAD |  | SITTINGBOURNE | KE | ME10 2QB | 2013-07-17 | 60 | 5 | At all times | SITTINGBOURNE WTW | in your premises | Solids Suspended 105 Degrees C | - | 400 | mg/l | 40.1 | Rainwater and surface water run-off (Medium Impact). Fire fighting foam training | Kent West | Surface Water: Surface Water process | Pre Market Reform | Consent | -
15821 | 3 | Tier 2 Consent | Sweeep Kuusakoski Limited | Sweeep Building | Gas Road |  | Sitingbourne | Kent | ME10 2QB | SWEEEP LTD | GAS ROAD |  | SITTINGBOURNE | KE | ME10 2QB | 2013-07-17 | 60 | 5 | At all times | SITTINGBOURNE WTW | in your premises | Zinc Total mg/l | - | 4 | ug/l | 40.1 | Rainwater and surface water run-off (Medium Impact). Fire fighting foam training | Kent West | Surface Water: Surface Water process | Pre Market Reform | Consent | -
15827 | 1 | Low Risk Consent | Creative Print Solutions Group Ltd | 1 | Kings Avenue | - | London | - | N21 3NA | TARGET BUSINESS CENTRE UNIT 5 | BIRCHOLT ROAD | - | MAIDSTONE | KE | ME15 9YY | 2013-07-05 | 0.1 | 1 | - | AYLESFORD WTW | - | - | - | - | - | 24.2 | Printing and related activities (Low impact) | Kent West | Pre Market Reform | Pre Market Reform | Consent | -
15829 | 1 | Tier 2 Consent | Jewson Limited | Saint-Gobain House | East Leake | - | Loughborough | Leicestershire | LE12 6JU | JEWSON LTD | MOORSIDE ROAD |  | WINCHESTER | HA | SO23 7SQ | 2013-07-09 | 2 | 1 | At all times | MORESTEAD ROAD WINCHESTER WTW | Moorside Road | Chemical Oxygen Demand Shaken as 0 | - | 2000 | mg/l | 31.3 | Vehicle and plant washing (Low Impact) | Hampshire West | Equipment/vehicle cleaning process | Pre Market Reform | Consent | -
15829 | 1 | Tier 2 Consent | Jewson Limited | Saint-Gobain House | East Leake | - | Loughborough | Leicestershire | LE12 6JU | JEWSON LTD | MOORSIDE ROAD |  | WINCHESTER | HA | SO23 7SQ | 2013-07-09 | 2 | 1 | At all times | MORESTEAD ROAD WINCHESTER WTW | Moorside Road | Oil and Grease | - | 200 | mg/l | 31.3 | Vehicle and plant washing (Low Impact) | Hampshire West | Equipment/vehicle cleaning process | Pre Market Reform | Consent | -
15829 | 1 | Tier 2 Consent | Jewson Limited | Saint-Gobain House | East Leake | - | Loughborough | Leicestershire | LE12 6JU | JEWSON LTD | MOORSIDE ROAD |  | WINCHESTER | HA | SO23 7SQ | 2013-07-09 | 2 | 1 | At all times | MORESTEAD ROAD WINCHESTER WTW | Moorside Road | pH | 6 | 10 | pH Units | 31.3 | Vehicle and plant washing (Low Impact) | Hampshire West | Equipment/vehicle cleaning process | Pre Market Reform | Consent | -
15829 | 1 | Tier 2 Consent | Jewson Limited | Saint-Gobain House | East Leake | - | Loughborough | Leicestershire | LE12 6JU | JEWSON LTD | MOORSIDE ROAD |  | WINCHESTER | HA | SO23 7SQ | 2013-07-09 | 2 | 1 | At all times | MORESTEAD ROAD WINCHESTER WTW | Moorside Road | Solids Suspended 105 Degrees C | - | 400 | mg/l | 31.3 | Vehicle and plant washing (Low Impact) | Hampshire West | Equipment/vehicle cleaning process | Pre Market Reform | Consent | -
15837 | 1 | Tier 2 Consent | Coopervision Manufacturing Limited | Delta Park | Concorde Way | Segensworth North | Fareham | Hampshire | PO15 5RL |  | WARRIOR PARK | - | EASTLEIGH | HA | SO53 4NF | 2013-07-18 | 18 | 0.25 | At all times | CHICKENHALL EASTLEIGH WTW | Warrior Close | Chemical Oxygen Demand Shaken as 0 | - | 800 | mg/l | 4.3 | Medical equipment manufacture | Hampshire West | Miscellaneous: Lens washing process | Pre Market Reform | Consent | Pre Market Reform
15837 | 1 | Tier 2 Consent | Coopervision Manufacturing Limited | Delta Park | Concorde Way | Segensworth North | Fareham | Hampshire | PO15 5RL |  | WARRIOR PARK | - | EASTLEIGH | HA | SO53 4NF | 2013-07-18 | 18 | 0.25 | At all times | CHICKENHALL EASTLEIGH WTW | Warrior Close | Chloride | - | 200 | mg/l | 4.3 | Medical equipment manufacture | Hampshire West | Miscellaneous: Lens washing process | Pre Market Reform | Consent | Pre Market Reform
15837 | 1 | Tier 2 Consent | Coopervision Manufacturing Limited | Delta Park | Concorde Way | Segensworth North | Fareham | Hampshire | PO15 5RL |  | WARRIOR PARK | - | EASTLEIGH | HA | SO53 4NF | 2013-07-18 | 18 | 0.25 | At all times | CHICKENHALL EASTLEIGH WTW | Warrior Close | pH | 6 | 10 | pH Units | 4.3 | Medical equipment manufacture | Hampshire West | Miscellaneous: Lens washing process | Pre Market Reform | Consent | Pre Market Reform
15837 | 1 | Tier 2 Consent | Coopervision Manufacturing Limited | Delta Park | Concorde Way | Segensworth North | Fareham | Hampshire | PO15 5RL |  | WARRIOR PARK | - | EASTLEIGH | HA | SO53 4NF | 2013-07-18 | 18 | 0.25 | At all times | CHICKENHALL EASTLEIGH WTW | Warrior Close | Solids Suspended 105 Degrees C | - | 400 | mg/l | 4.3 | Medical equipment manufacture | Hampshire West | Miscellaneous: Lens washing process | Pre Market Reform | Consent | Pre Market Reform
15837 | 1 | Tier 2 Consent | Coopervision Manufacturing Limited | Delta Park | Concorde Way | Segensworth North | Fareham | Hampshire | PO15 5RL |  | WARRIOR PARK | - | EASTLEIGH | HA | SO53 4NF | 2013-07-18 | 18 | 0.25 | At all times | CHICKENHALL EASTLEIGH WTW | Warrior Close | Sulphate as S04 | - | 100 | mg/l | 4.3 | Medical equipment manufacture | Hampshire West | Miscellaneous: Lens washing process | Pre Market Reform | Consent | Pre Market Reform
15841 | 1 | Low Risk Consent | Supashine Valeting Retail Limited | 63 High Street | - | - | Chislehurst | - | BR7 5BE | SPORTS CENTRE | FROGMORE LANE | - | SOUTHAMPTON | HA | SO16 0XS | 2013-07-23 | 1 | 1 | n/a | MILLBROOK WTW | Frogmore Lane | - | - | - | - | 31.2 | Vehicle and plant washing (Low Impact) | Hampshire West | Vehicle Wash | Pre Market Reform | Consent | -
15858 | 2 | Low Risk Consent | The Launderette | Ropewalk Arcade | 24 Ropewalk | - | Rye | East Sussex | TN31 7NA | ROPE WALK ARCADE | ROPE WALK | - | RYE | SE | TN31 7NA | 2012-04-01 | 12 | 2 | At all times | RYE WTW | Ropewalk | Chemical Oxygen Demand Shaken as 0 | - | 800 | mg/l | 15.2 | Laundering (Small-scale/Coin-Op) | Sussex East | Launderettes: Launderettes process | Pre Market Reform | Consent | -
15858 | 2 | Low Risk Consent | The Launderette | Ropewalk Arcade | 24 Ropewalk | - | Rye | East Sussex | TN31 7NA | ROPE WALK ARCADE | ROPE WALK | - | RYE | SE | TN31 7NA | 2012-04-01 | 12 | 2 | At all times | RYE WTW | Ropewalk | pH | 6 | 10 | pH Units | 15.2 | Laundering (Small-scale/Coin-Op) | Sussex East | Launderettes: Launderettes process | Pre Market Reform | Consent | -
15858 | 2 | Low Risk Consent | The Launderette | Ropewalk Arcade | 24 Ropewalk | - | Rye | East Sussex | TN31 7NA | ROPE WALK ARCADE | ROPE WALK | - | RYE | SE | TN31 7NA | 2012-04-01 | 12 | 2 | At all times | RYE WTW | Ropewalk | Solids Suspended 105C at pH7 | - | 400 | mg/l | 15.2 | Laundering (Small-scale/Coin-Op) | Sussex East | Launderettes: Launderettes process | Pre Market Reform | Consent | -
15866 | 1 | Tier 2 Consent | Washeteria | - | 10 The Avenue | - | Gosport | Hampshire | PO12 2JR | 10 | THE AVENUE | - | GOSPORT | HA | PO12 2JR | 2013-06-23 | 10 | 1 | At all times | PEEL COMMON WTW | The Avenue | Chemical Oxygen Demand Shaken as 0 | - | 800 | mg/l | 15.2 | Laundering (Small-scale/Coin-Op) | Hampshire East | Launderettes: Launderettes process | Pre Market Reform | Consent | -
15866 | 1 | Tier 2 Consent | Washeteria | - | 10 The Avenue | - | Gosport | Hampshire | PO12 2JR | 10 | THE AVENUE | - | GOSPORT | HA | PO12 2JR | 2013-06-23 | 10 | 1 | At all times | PEEL COMMON WTW | The Avenue | Detergents Anionic | - | 50 | mg/l | 15.2 | Laundering (Small-scale/Coin-Op) | Hampshire East | Launderettes: Launderettes process | Pre Market Reform | Consent | -
15866 | 1 | Tier 2 Consent | Washeteria | - | 10 The Avenue | - | Gosport | Hampshire | PO12 2JR | 10 | THE AVENUE | - | GOSPORT | HA | PO12 2JR | 2013-06-23 | 10 | 1 | At all times | PEEL COMMON WTW | The Avenue | Detergents Non-Ionic | - | 50 | mg/l | 15.2 | Laundering (Small-scale/Coin-Op) | Hampshire East | Launderettes: Launderettes process | Pre Market Reform | Consent | -
15866 | 1 | Tier 2 Consent | Washeteria | - | 10 The Avenue | - | Gosport | Hampshire | PO12 2JR | 10 | THE AVENUE | - | GOSPORT | HA | PO12 2JR | 2013-06-23 | 10 | 1 | At all times | PEEL COMMON WTW | The Avenue | pH | 6 | 10 | pH Units | 15.2 | Laundering (Small-scale/Coin-Op) | Hampshire East | Launderettes: Launderettes process | Pre Market Reform | Consent | -
15866 | 1 | Tier 2 Consent | Washeteria | - | 10 The Avenue | - | Gosport | Hampshire | PO12 2JR | 10 | THE AVENUE | - | GOSPORT | HA | PO12 2JR | 2013-06-23 | 10 | 1 | At all times | PEEL COMMON WTW | The Avenue | Solids Suspended 105C Settled | - | 400 | mg/l | 15.2 | Laundering (Small-scale/Coin-Op) | Hampshire East | Launderettes: Launderettes process | Pre Market Reform | Consent | -
15866 | 1 | Tier 2 Consent | Washeteria | - | 10 The Avenue | - | Gosport | Hampshire | PO12 2JR | 10 | THE AVENUE | - | GOSPORT | HA | PO12 2JR | 2013-06-23 | 10 | 1 | At all times | PEEL COMMON WTW | The Avenue | Sulphate as S04 | - | 500 | mg/l | 15.2 | Laundering (Small-scale/Coin-Op) | Hampshire East | Launderettes: Launderettes process | Pre Market Reform | Consent | -
15871 | 3 | Low Risk Consent | Burning Sky Brewery Limited | 1st Floor | 11 Church Street | - | Melksham | Wiltshire | SN12 6LS | PLACE BARN | THE STREET | - | LEWES | SE | BN8 6LP | 2013-09-05 | 1.7 | 0.5 | At all times | NEAVES LANE RINGMER WTW | The Street | Chemical Oxygen Demand Shaken as 0 | - | 4000 | mg/l | 1.3 | Alcoholic beverages (Low Impact) | Sussex East | Drink Production: Brewery process | Pre Market Reform | Consent | Pre Market Reform
15871 | 3 | Low Risk Consent | Burning Sky Brewery Limited | 1st Floor | 11 Church Street | - | Melksham | Wiltshire | SN12 6LS | PLACE BARN | THE STREET | - | LEWES | SE | BN8 6LP | 2013-09-05 | 1.7 | 0.5 | At all times | NEAVES LANE RINGMER WTW | The Street | Chloride | - | 250 | mg/l | 1.3 | Alcoholic beverages (Low Impact) | Sussex East | Drink Production: Brewery process | Pre Market Reform | Consent | Pre Market Reform
15871 | 3 | Low Risk Consent | Burning Sky Brewery Limited | 1st Floor | 11 Church Street | - | Melksham | Wiltshire | SN12 6LS | PLACE BARN | THE STREET | - | LEWES | SE | BN8 6LP | 2013-09-05 | 1.7 | 0.5 | At all times | NEAVES LANE RINGMER WTW | The Street | pH | 6 | 10 | pH Units | 1.3 | Alcoholic beverages (Low Impact) | Sussex East | Drink Production: Brewery process | Pre Market Reform | Consent | Pre Market Reform
15871 | 3 | Low Risk Consent | Burning Sky Brewery Limited | 1st Floor | 11 Church Street | - | Melksham | Wiltshire | SN12 6LS | PLACE BARN | THE STREET | - | LEWES | SE | BN8 6LP | 2013-09-05 | 1.7 | 0.5 | At all times | NEAVES LANE RINGMER WTW | The Street | Phosphorus Total | - | 15 | ug/l | 1.3 | Alcoholic beverages (Low Impact) | Sussex East | Drink Production: Brewery process | Pre Market Reform | Consent | Pre Market Reform
15871 | 3 | Low Risk Consent | Burning Sky Brewery Limited | 1st Floor | 11 Church Street | - | Melksham | Wiltshire | SN12 6LS | PLACE BARN | THE STREET | - | LEWES | SE | BN8 6LP | 2013-09-05 | 1.7 | 0.5 | At all times | NEAVES LANE RINGMER WTW | The Street | Solids Suspended 105 Degrees C | - | 400 | mg/l | 1.3 | Alcoholic beverages (Low Impact) | Sussex East | Drink Production: Brewery process | Pre Market Reform | Consent | Pre Market Reform
15871 | 3 | Low Risk Consent | Burning Sky Brewery Limited | 1st Floor | 11 Church Street | - | Melksham | Wiltshire | SN12 6LS | PLACE BARN | THE STREET | - | LEWES | SE | BN8 6LP | 2013-09-05 | 1.7 | 0.5 | At all times | NEAVES LANE RINGMER WTW | The Street | Sulphate as S04 | - | 500 | mg/l | 1.3 | Alcoholic beverages (Low Impact) | Sussex East | Drink Production: Brewery process | Pre Market Reform | Consent | Pre Market Reform
15872 | 1 | Low Risk Consent | Jewson Limited | Saint-Gobain House | East Leake | - | Loughborough | Leicestershire | LE12 6JU | Jewson Branch 3819 | 591 Sedlescombe Road North |  | St Leonards-On-Sea |  | TN37 7PY | 2013-06-30 | 1 | 0.5 |  | BEXHILL & HASTINGS WTW | Sedlescombe Road North | - | - | - | - | 31.3 | Vehicle and plant washing (Low Impact) | Sussex East | General Wash | Pre Market Reform | Consent | -
15878 | 1 | Low Risk Consent | Trend Control Systems Limited | Honeywell House | Skimped Hill Lane |  | Bracknell | Berkshire | RG12 1EB | UNIT C3 | FOUNDRY LANE | - | HORSHAM | SW | RH13 5YZ | 2013-08-22 | 1 | 2 | at all times | HORSHAM NEW WTW | Foundry Lane | - | - | - | - | 8.1 | Engineering (High risk) | Sussex West | Pre Market Reform | Pre Market Reform | Consent | -
15893 | 1 | Low Risk Consent | The Filo Brewing Company Limited | 8 | Old London Road | - | Hastings | East Sussex | TN34 3HA | The Filo Brewing co. Ltd | 8 Old London Road | - | Hastings | East Sussex | TN34 3HA | 2013-08-15 | 0.1 | 1 | 11:00 - 15:00 | BEXHILL & HASTINGS WTW | Old London Road | - | - | - | - | 1.3 | Alcoholic beverages (Low Impact) | Sussex East | Microbrewery | Pre Market Reform | Consent | -
15902 | 2 | Low Risk Consent | HD White Ltd | 1 & 2 The Barn Oldwick | West Stoke Road | - | Chichester | West Sussex | PO18 9AA | THE FACTORY | FORD AIRFIELD INDUSTRIAL ESTATE | - | ARUNDEL | SW | BN18 0HY | 2015-05-01 | 5 | 2 | at all times | LIDSEY WTW | Ford Airfield Industrial Estate | Chemical Oxygen Demand Shaken as 0 | - | 5000 | mg/l | 40.2 | Rainwater and surface water run-off (Low Impact) | Sussex West | Surface Water | Pre Market Reform | Consent | -
15902 | 2 | Low Risk Consent | HD White Ltd | 1 & 2 The Barn Oldwick | West Stoke Road | - | Chichester | West Sussex | PO18 9AA | THE FACTORY | FORD AIRFIELD INDUSTRIAL ESTATE | - | ARUNDEL | SW | BN18 0HY | 2015-05-01 | 5 | 2 | at all times | LIDSEY WTW | Ford Airfield Industrial Estate | Oil and Grease | - | 100 | mg/l | 40.2 | Rainwater and surface water run-off (Low Impact) | Sussex West | Surface Water | Pre Market Reform | Consent | -
15902 | 2 | Low Risk Consent | HD White Ltd | 1 & 2 The Barn Oldwick | West Stoke Road | - | Chichester | West Sussex | PO18 9AA | THE FACTORY | FORD AIRFIELD INDUSTRIAL ESTATE | - | ARUNDEL | SW | BN18 0HY | 2015-05-01 | 5 | 2 | at all times | LIDSEY WTW | Ford Airfield Industrial Estate | pH | 6 | 10 | pH Units | 40.2 | Rainwater and surface water run-off (Low Impact) | Sussex West | Surface Water | Pre Market Reform | Consent | -
15902 | 2 | Low Risk Consent | HD White Ltd | 1 & 2 The Barn Oldwick | West Stoke Road | - | Chichester | West Sussex | PO18 9AA | THE FACTORY | FORD AIRFIELD INDUSTRIAL ESTATE | - | ARUNDEL | SW | BN18 0HY | 2015-05-01 | 5 | 2 | at all times | LIDSEY WTW | Ford Airfield Industrial Estate | Solids Suspended 105 Degrees C | - | 400 | mg/l | 40.2 | Rainwater and surface water run-off (Low Impact) | Sussex West | Surface Water | Pre Market Reform | Consent | -
15912 | 1 | Low Risk Consent | Futuremost Limited | Wellesley House | 204 London Road | - | Waterlooville | Hampshire | PO7 7AN | UNIT 1 | AIRPORT SERVICE ROAD | - | PORTSMOUTH | HA | PO3 5SH | 2013-10-01 | 1 | 0.5 | 0700 - 1800 | BUDDS FARM HAVANT WTW | Airport Service Road | - | - | - | - | 22.3 | Plating and metal finishing (Low Impact) | Hampshire East | degreasing and etching process | Pre Market Reform | Consent | -
15917 | 1 | Low Risk Consent | Firebird Brewing Company Ltd | Rudgwick Brickworks | Lynwick Street | Rudgwick | Horsham | - | RH12 3UW | Unit 1, Building 2 | Rudgwick Brickworks | Lynnical Street | Rudgwick | West Sussex | RH12 3DH | 2013-10-16 | 0.9 | 2 | at all times | HORSHAM NEW WTW | - | Chemical Oxygen Demand Shaken as 0 | - | 7000 | mg/l | 1.3 | Alcoholic beverages (Low Impact) | Sussex West | Pre Market Reform | Pre Market Reform | Consent | -
15917 | 1 | Low Risk Consent | Firebird Brewing Company Ltd | Rudgwick Brickworks | Lynwick Street | Rudgwick | Horsham | - | RH12 3UW | Unit 1, Building 2 | Rudgwick Brickworks | Lynnical Street | Rudgwick | West Sussex | RH12 3DH | 2013-10-16 | 0.9 | 2 | at all times | HORSHAM NEW WTW | - | pH | 6 | 10 | pH Units | 1.3 | Alcoholic beverages (Low Impact) | Sussex West | Pre Market Reform | Pre Market Reform | Consent | -
15917 | 1 | Low Risk Consent | Firebird Brewing Company Ltd | Rudgwick Brickworks | Lynwick Street | Rudgwick | Horsham | - | RH12 3UW | Unit 1, Building 2 | Rudgwick Brickworks | Lynnical Street | Rudgwick | West Sussex | RH12 3DH | 2013-10-16 | 0.9 | 2 | at all times | HORSHAM NEW WTW | - | Solids Suspended 105 Degrees C | - | 1400 | mg/l | 1.3 | Alcoholic beverages (Low Impact) | Sussex West | Pre Market Reform | Pre Market Reform | Consent | -
15923 | 4 | Tier 2 Consent | Plaxtol Bakery Limited |  | 16-18 Branbridge Road | Branbridge Industrial Estate | East Peckham | Kent | TN12 5HF | BRANBRIDGES INDUSTRIAL ESTATE UNIT 16-18 | BRANBRIDGES ROAD |  | TONBRIDGE | KE | TN12 5HF | 2013-10-22 | 4 | 2 | At all times | EAST PECKHAM WTW | Branbridge Road | Chemical Oxygen Demand Shaken as 0 | - | 6000 | mg/l | 9.2 | Food processing - General | Sussex East | Food Processing: Bakery/Confectionery process | Pre Market Reform | Consent | -
15923 | 4 | Tier 2 Consent | Plaxtol Bakery Limited |  | 16-18 Branbridge Road | Branbridge Industrial Estate | East Peckham | Kent | TN12 5HF | BRANBRIDGES INDUSTRIAL ESTATE UNIT 16-18 | BRANBRIDGES ROAD |  | TONBRIDGE | KE | TN12 5HF | 2013-10-22 | 4 | 2 | At all times | EAST PECKHAM WTW | Branbridge Road | Oil and Grease | - | 200 | mg/l | 9.2 | Food processing - General | Sussex East | Food Processing: Bakery/Confectionery process | Pre Market Reform | Consent | -
15923 | 4 | Tier 2 Consent | Plaxtol Bakery Limited |  | 16-18 Branbridge Road | Branbridge Industrial Estate | East Peckham | Kent | TN12 5HF | BRANBRIDGES INDUSTRIAL ESTATE UNIT 16-18 | BRANBRIDGES ROAD |  | TONBRIDGE | KE | TN12 5HF | 2013-10-22 | 4 | 2 | At all times | EAST PECKHAM WTW | Branbridge Road | pH | 6 | 10 | pH Units | 9.2 | Food processing - General | Sussex East | Food Processing: Bakery/Confectionery process | Pre Market Reform | Consent | -
15923 | 4 | Tier 2 Consent | Plaxtol Bakery Limited |  | 16-18 Branbridge Road | Branbridge Industrial Estate | East Peckham | Kent | TN12 5HF | BRANBRIDGES INDUSTRIAL ESTATE UNIT 16-18 | BRANBRIDGES ROAD |  | TONBRIDGE | KE | TN12 5HF | 2013-10-22 | 4 | 2 | At all times | EAST PECKHAM WTW | Branbridge Road | Solids Suspended 105 Degrees C | - | 2000 | mg/l | 9.2 | Food processing - General | Sussex East | Food Processing: Bakery/Confectionery process | Pre Market Reform | Consent | -
15923 | 4 | Tier 2 Consent | Plaxtol Bakery Limited |  | 16-18 Branbridge Road | Branbridge Industrial Estate | East Peckham | Kent | TN12 5HF | BRANBRIDGES INDUSTRIAL ESTATE UNIT 16-18 | BRANBRIDGES ROAD |  | TONBRIDGE | KE | TN12 5HF | 2013-10-22 | 4 | 2 | At all times | EAST PECKHAM WTW | Branbridge Road | Sulphate as S04 | - | 500 | mg/l | 9.2 | Food processing - General | Sussex East | Food Processing: Bakery/Confectionery process | Pre Market Reform | Consent | -
15924 | 1 | Tier 2 Consent | Launderama (Ashford) Ltd | Calcutt Matthews | 19 North Street | - | Ashford | Kent | TN24 8LF | 98 LAUNDERETTE | HUNTER AVENUE | - | ASHFORD | KE | TN24 0HG | 2013-10-25 | 10 | 1 | At all times | ASHFORD WTW | Osborne Road | Chemical Oxygen Demand Shaken as 0 | - | 800 | mg/l | 15.2 | Laundering (Small-scale/Coin-Op) | Kent East | Launderettes: Launderettes process | Pre Market Reform | Consent | -
15924 | 1 | Tier 2 Consent | Launderama (Ashford) Ltd | Calcutt Matthews | 19 North Street | - | Ashford | Kent | TN24 8LF | 98 LAUNDERETTE | HUNTER AVENUE | - | ASHFORD | KE | TN24 0HG | 2013-10-25 | 10 | 1 | At all times | ASHFORD WTW | Osborne Road | pH | 6 | 10 | pH Units | 15.2 | Laundering (Small-scale/Coin-Op) | Kent East | Launderettes: Launderettes process | Pre Market Reform | Consent | -
15924 | 1 | Tier 2 Consent | Launderama (Ashford) Ltd | Calcutt Matthews | 19 North Street | - | Ashford | Kent | TN24 8LF | 98 LAUNDERETTE | HUNTER AVENUE | - | ASHFORD | KE | TN24 0HG | 2013-10-25 | 10 | 1 | At all times | ASHFORD WTW | Osborne Road | Solids Suspended 105 Degrees C | - | 400 | mg/l | 15.2 | Laundering (Small-scale/Coin-Op) | Kent East | Launderettes: Launderettes process | Pre Market Reform | Consent | -
15924 | 1 | Tier 2 Consent | Launderama (Ashford) Ltd | Calcutt Matthews | 19 North Street | - | Ashford | Kent | TN24 8LF | 98 LAUNDERETTE | HUNTER AVENUE | - | ASHFORD | KE | TN24 0HG | 2013-10-25 | 10 | 1 | At all times | ASHFORD WTW | Osborne Road | Sulphate as S04 | - | 500 | mg/l | 15.2 | Laundering (Small-scale/Coin-Op) | Kent East | Launderettes: Launderettes process | Pre Market Reform | Consent | -
15941 | 1 | Low Risk Consent | Brighton & hove City Council | King's House | Grand Avenue | - | Hove | East Sussex | BN3 2LS | THE BRIGHTON CENTRE | KINGS ROAD | - | BRIGHTON | BH | BN1 2GR | 2013-10-15 | 3 | 0.5 | 08:00-23:00 | PEACEHAVEN WTW | King's Road | - | - | - | - | 39.3 | Cooling tower bleed | Sussex East | Cooling System Maintenance | Pre Market Reform | Consent | -
15945 | 1 | Low Risk Consent | The Emsworth Brewery | - | Rear of 16/18 West Street | - | Emsorth | Hampshire | PO10 7DD | SHOP, 16-18 | WEST STREET | - | EMSWORTH | HA | PO10 7DY | 2013-12-01 | 1 | 9 | At all times | THORNHAM WTW | West Street | - | - | - | - | 1.3 | Alcoholic beverages (Low Impact) | Hampshire East | Brewery | Pre Market Reform | Consent | -
15947 | 1 | Low Risk Consent | Pearce & Batt Garage | 17-21 Key Street | - | - | Sittingbourne | Kent | ME10 1YX | 15 - 21 | KEY STREET | - | SITTINGBOURNE | KE | ME10 1YX | 2013-11-14 | 5 | 1 |  | SITTINGBOURNE WTW |  | - | - | - | - | 31.3 | Vehicle and plant washing (Low Impact) | Kent West | General wash | Pre Market Reform | Consent | -
15948 | 1 | Low Risk Consent | University of Southampton | Estates and Facilities | University Road | Highfield | Southampton | Hampshire | SO17 1BJ | EAST SITE NORTH | UNIVERSITY ROAD | - | SOUTHAMPTON | HA | SO17 1BJ | 2013-11-18 | 1 | 1 | n/a | PORTSWOOD WTW | University Road | - | - | - | - | 38.1 | Laboratory and research activities (High Impact) | Hampshire West | HV Laboratory | Pre Market Reform | Consent | -
15954 | 2 | Low Risk Consent | Gribble Pub & Brewery Ltd | The Gribble Inn Gribble Lane | - | Oving | Chichester | West Sussex | PO20 2BP | GRIBBLE BREWERY | OVING ROAD | - | CHICHESTER | SW | PO20 2BP | 2013-11-25 | 1 | 1 | at all times | TANGMERE WTW | - | Chemical Oxygen Demand Shaken as 0 | - | 7000 | mg/l | 31.3 | Vehicle and plant washing (Low Impact) | Sussex West | Pre Market Reform | Pre Market Reform | Consent | -
15954 | 2 | Low Risk Consent | Gribble Pub & Brewery Ltd | The Gribble Inn Gribble Lane | - | Oving | Chichester | West Sussex | PO20 2BP | GRIBBLE BREWERY | OVING ROAD | - | CHICHESTER | SW | PO20 2BP | 2013-11-25 | 1 | 1 | at all times | TANGMERE WTW | - | pH | 6 | 10 | pH Units | 31.3 | Vehicle and plant washing (Low Impact) | Sussex West | Pre Market Reform | Pre Market Reform | Consent | -
15954 | 2 | Low Risk Consent | Gribble Pub & Brewery Ltd | The Gribble Inn Gribble Lane | - | Oving | Chichester | West Sussex | PO20 2BP | GRIBBLE BREWERY | OVING ROAD | - | CHICHESTER | SW | PO20 2BP | 2013-11-25 | 1 | 1 | at all times | TANGMERE WTW | - | Solids Suspended 105C Settled | - | 1400 | mg/l | 31.3 | Vehicle and plant washing (Low Impact) | Sussex West | Pre Market Reform | Pre Market Reform | Consent | -
15957 | 1 | Low Risk Consent | Qioptiq Photonics Limited | - | Glascoed Road | - | St Asaph | Denbighshire | LL17 0LL | UNIT 32 | ENSIGN BUSINESS PARK | - | SOUTHAMPTON | HA | SO31 4RF | 2013-11-28 | 0.6 | 1 | 0001 - 2359 | PEEL COMMON WTW | Ensign Way | Chemical Oxygen Demand Shaken as 0 | - | 800 | mg/l | 8.1 | Engineering (High risk) | Hampshire East | Equipment/component cleaning process, fibre processing and distilled water | Pre Market Reform | Consent | -
15957 | 1 | Low Risk Consent | Qioptiq Photonics Limited | - | Glascoed Road | - | St Asaph | Denbighshire | LL17 0LL | UNIT 32 | ENSIGN BUSINESS PARK | - | SOUTHAMPTON | HA | SO31 4RF | 2013-11-28 | 0.6 | 1 | 0001 - 2359 | PEEL COMMON WTW | Ensign Way | pH | 6 | 10 | pH Units | 8.1 | Engineering (High risk) | Hampshire East | Equipment/component cleaning process, fibre processing and distilled water | Pre Market Reform | Consent | -
15957 | 1 | Low Risk Consent | Qioptiq Photonics Limited | - | Glascoed Road | - | St Asaph | Denbighshire | LL17 0LL | UNIT 32 | ENSIGN BUSINESS PARK | - | SOUTHAMPTON | HA | SO31 4RF | 2013-11-28 | 0.6 | 1 | 0001 - 2359 | PEEL COMMON WTW | Ensign Way | Solids Suspended 105 Degrees C | - | 400 | mg/l | 8.1 | Engineering (High risk) | Hampshire East | Equipment/component cleaning process, fibre processing and distilled water | Pre Market Reform | Consent | -
15962 | 1 | Low Risk Consent | Commercial Services Kent Limited | Corporate Director Of Finance And Procurement | 1 Abbey Wood Road | Kings Hill | West Malling | Kent | ME19 4YT | Unit 1 | Aylesford Commercial Park | New Hythe Lane | Aylesford | Kent | ME20 7FE | 2013-12-20 | 6 | 0.2 | At all times | AYLESFORD WTW |  | Chemical Oxygen Demand Shaken as 0 | - | 800 | mg/l | 31.2 | Vehicle and plant washing (Low Impact) | Kent West | Vehicle Washing: Jet Wash process | Pre Market Reform | Consent | -
15962 | 1 | Low Risk Consent | Commercial Services Kent Limited | Corporate Director Of Finance And Procurement | 1 Abbey Wood Road | Kings Hill | West Malling | Kent | ME19 4YT | Unit 1 | Aylesford Commercial Park | New Hythe Lane | Aylesford | Kent | ME20 7FE | 2013-12-20 | 6 | 0.2 | At all times | AYLESFORD WTW |  | pH | 6 | 10 | pH Units | 31.2 | Vehicle and plant washing (Low Impact) | Kent West | Vehicle Washing: Jet Wash process | Pre Market Reform | Consent | -
15962 | 1 | Low Risk Consent | Commercial Services Kent Limited | Corporate Director Of Finance And Procurement | 1 Abbey Wood Road | Kings Hill | West Malling | Kent | ME19 4YT | Unit 1 | Aylesford Commercial Park | New Hythe Lane | Aylesford | Kent | ME20 7FE | 2013-12-20 | 6 | 0.2 | At all times | AYLESFORD WTW |  | Solids Suspended 105 Degrees C | - | 400 | mg/l | 31.2 | Vehicle and plant washing (Low Impact) | Kent West | Vehicle Washing: Jet Wash process | Pre Market Reform | Consent | -
15964 | 1 | Low Risk Consent | Redmayne Engineering Limited | Laurence Walter House | Addison Road | - | Sudbury | - | CO10 2YW | GORDLETON INDUSTRIAL ESTATE UNIT 1-3 | HANNAH WAY | - | LYMINGTON | HA | SO41 8JD | 2013-12-06 | 0.5 | 1 | n/a | MILFORD ROAD PENNINGTON WTW | Hannah Way | - | - | - | - | 8.1 | Engineering (High risk) | Hampshire West | Component cleaning | Pre Market Reform | Consent | -
15967 | 1 | Low Risk Consent | Anchor Catering Limited | Unit 2 Wotton Trading Estate | Wotton Road | - | Ashford | Kent | TN23 6LL | UNIT 2 -WOTTON TRADING ESTATE | WOTTON ROAD | - | ASHFORD | KE | TN23 6LL | 2013-12-13 | 0.001 | 0.1 | 1400-2400 | ASHFORD WTW | Wotton Road | - | - | - | - | 9.1 | Food/drink processing - high sugar/prepared meals | Kent East | Prepared Meals | Pre Market Reform | Consent | -
15968 | 1 | Tier 2 Consent | The Ashford Launderette | - | 39 Queen Street | - | Ashford | Kent | TN23 1RF | 39 | QUEEN STREET | - | ASHFORD | KE | TN23 1RF | 2013-12-19 | 5 | 1 | At all times | ASHFORD WTW | Queen Street | Chemical Oxygen Demand Shaken as 0 | - | 800 | mg/l | 15.2 | Laundering (Small-scale/Coin-Op) | Kent East | Launderettes: Launderettes process | Pre Market Reform | Consent | -
15968 | 1 | Tier 2 Consent | The Ashford Launderette | - | 39 Queen Street | - | Ashford | Kent | TN23 1RF | 39 | QUEEN STREET | - | ASHFORD | KE | TN23 1RF | 2013-12-19 | 5 | 1 | At all times | ASHFORD WTW | Queen Street | pH | 6 | 10 | pH Units | 15.2 | Laundering (Small-scale/Coin-Op) | Kent East | Launderettes: Launderettes process | Pre Market Reform | Consent | -
15968 | 1 | Tier 2 Consent | The Ashford Launderette | - | 39 Queen Street | - | Ashford | Kent | TN23 1RF | 39 | QUEEN STREET | - | ASHFORD | KE | TN23 1RF | 2013-12-19 | 5 | 1 | At all times | ASHFORD WTW | Queen Street | Solids Suspended 105 Degrees C | - | 400 | mg/l | 15.2 | Laundering (Small-scale/Coin-Op) | Kent East | Launderettes: Launderettes process | Pre Market Reform | Consent | -
15968 | 1 | Tier 2 Consent | The Ashford Launderette | - | 39 Queen Street | - | Ashford | Kent | TN23 1RF | 39 | QUEEN STREET | - | ASHFORD | KE | TN23 1RF | 2013-12-19 | 5 | 1 | At all times | ASHFORD WTW | Queen Street | Sulphate as S04 | - | 500 | mg/l | 15.2 | Laundering (Small-scale/Coin-Op) | Kent East | Launderettes: Launderettes process | Pre Market Reform | Consent | -
15971 | 1 | Low Risk Consent | Supashine Valeting Retail Limited | 63 High Street | - | - | Chislehurst | - | BR7 5BE | David Lloyd Health Club | 21c Kingshill Ave | West Malling |  | Kent | ME19 4UA | 2013-12-20 | 0.25 | 0.1 |  | HAM HILL WTW |  | - | - | - | - | 31.3 | Vehicle and plant washing (Low Impact) | Kent West | Car Wash | Pre Market Reform | Consent | -
15972 | 6 | Tier 2 Consent | Truffles Bakers & Confectioners | Unit 35 | Mackley Industrial Estate | Small Dole | Henfield | West Sussex | BN5 9XE | UNIT 35 | MACKLEYS INDUSTRIAL EST |  | HENFIELD | SW | BN5 9XE | 2013-12-20 | 5 | 2 | at all times | SMALL DOLE WTW | Henfield Road | Chemical Oxygen Demand Shaken as 0 | - | 7500 | mg/l | 9.1 | Food/drink processing - high sugar/prepared meals | Sussex West | Bakery/Confectionery, Food Processing | Pre Market Reform | Consent | -
15972 | 6 | Tier 2 Consent | Truffles Bakers & Confectioners | Unit 35 | Mackley Industrial Estate | Small Dole | Henfield | West Sussex | BN5 9XE | UNIT 35 | MACKLEYS INDUSTRIAL EST |  | HENFIELD | SW | BN5 9XE | 2013-12-20 | 5 | 2 | at all times | SMALL DOLE WTW | Henfield Road | Nitrogen Ammoniacal as N | 0 | 35 | mg/l | 9.1 | Food/drink processing - high sugar/prepared meals | Sussex West | Bakery/Confectionery, Food Processing | Pre Market Reform | Consent | -
15972 | 6 | Tier 2 Consent | Truffles Bakers & Confectioners | Unit 35 | Mackley Industrial Estate | Small Dole | Henfield | West Sussex | BN5 9XE | UNIT 35 | MACKLEYS INDUSTRIAL EST |  | HENFIELD | SW | BN5 9XE | 2013-12-20 | 5 | 2 | at all times | SMALL DOLE WTW | Henfield Road | Oil and Grease | - | 200 | mg/l | 9.1 | Food/drink processing - high sugar/prepared meals | Sussex West | Bakery/Confectionery, Food Processing | Pre Market Reform | Consent | -
15972 | 6 | Tier 2 Consent | Truffles Bakers & Confectioners | Unit 35 | Mackley Industrial Estate | Small Dole | Henfield | West Sussex | BN5 9XE | UNIT 35 | MACKLEYS INDUSTRIAL EST |  | HENFIELD | SW | BN5 9XE | 2013-12-20 | 5 | 2 | at all times | SMALL DOLE WTW | Henfield Road | pH | 6 | 10 | pH Units | 9.1 | Food/drink processing - high sugar/prepared meals | Sussex West | Bakery/Confectionery, Food Processing | Pre Market Reform | Consent | -
15972 | 6 | Tier 2 Consent | Truffles Bakers & Confectioners | Unit 35 | Mackley Industrial Estate | Small Dole | Henfield | West Sussex | BN5 9XE | UNIT 35 | MACKLEYS INDUSTRIAL EST |  | HENFIELD | SW | BN5 9XE | 2013-12-20 | 5 | 2 | at all times | SMALL DOLE WTW | Henfield Road | Solids Suspended 105 Degrees C | - | 1500 | mg/l | 9.1 | Food/drink processing - high sugar/prepared meals | Sussex West | Bakery/Confectionery, Food Processing | Pre Market Reform | Consent | -
15980 | 4 | Tier 1 Consent | Higgidy Limited | Unit 60 | Dolphin Road |  | Shoreham by Sea | West Sussex | BN43 6PB | UNITS 1 & 6-9 | 60 DOLPHIN ROAD |  | SHOREHAM-BY-SEA | SW | BN43 6PB | 2014-01-28 | 20 | 2 | at all times | SHOREHAM WTW | Dolphin Road | Chemical Oxygen Demand Shaken as 0 | - | 5000 | mg/l | 9.2 | Food processing - General | Sussex West | Food Processing: Prepared Meals process | Pre Market Reform | Consent | -
15980 | 4 | Tier 1 Consent | Higgidy Limited | Unit 60 | Dolphin Road |  | Shoreham by Sea | West Sussex | BN43 6PB | UNITS 1 & 6-9 | 60 DOLPHIN ROAD |  | SHOREHAM-BY-SEA | SW | BN43 6PB | 2014-01-28 | 20 | 2 | at all times | SHOREHAM WTW | Dolphin Road | Nitrogen Ammoniacal as N | 0 | 35 | mg/l | 9.2 | Food processing - General | Sussex West | Food Processing: Prepared Meals process | Pre Market Reform | Consent | -
15980 | 4 | Tier 1 Consent | Higgidy Limited | Unit 60 | Dolphin Road |  | Shoreham by Sea | West Sussex | BN43 6PB | UNITS 1 & 6-9 | 60 DOLPHIN ROAD |  | SHOREHAM-BY-SEA | SW | BN43 6PB | 2014-01-28 | 20 | 2 | at all times | SHOREHAM WTW | Dolphin Road | Oil and Grease | - | 400 | mg/l | 9.2 | Food processing - General | Sussex West | Food Processing: Prepared Meals process | Pre Market Reform | Consent | -
15980 | 4 | Tier 1 Consent | Higgidy Limited | Unit 60 | Dolphin Road |  | Shoreham by Sea | West Sussex | BN43 6PB | UNITS 1 & 6-9 | 60 DOLPHIN ROAD |  | SHOREHAM-BY-SEA | SW | BN43 6PB | 2014-01-28 | 20 | 2 | at all times | SHOREHAM WTW | Dolphin Road | pH | 6 | 10 | pH Units | 9.2 | Food processing - General | Sussex West | Food Processing: Prepared Meals process | Pre Market Reform | Consent | -
15980 | 4 | Tier 1 Consent | Higgidy Limited | Unit 60 | Dolphin Road |  | Shoreham by Sea | West Sussex | BN43 6PB | UNITS 1 & 6-9 | 60 DOLPHIN ROAD |  | SHOREHAM-BY-SEA | SW | BN43 6PB | 2014-01-28 | 20 | 2 | at all times | SHOREHAM WTW | Dolphin Road | Solids Suspended 105 Degrees C | - | 2500 | mg/l | 9.2 | Food processing - General | Sussex West | Food Processing: Prepared Meals process | Pre Market Reform | Consent | -
15983 | 1 | Low Risk Consent | Fluid Profiling Limited | Windover House | St. Ann Street | - | Salisbury | Wiltshire | SP1 2DR | UNIT A8 SANDERSON CENTRE | LEES LANE | - | GOSPORT | HA | PO12 3UL | 2014-01-01 | 3 | 0.1 | 0001 - 2359 | PEEL COMMON WTW |  | - | - | - | - | 8.2 | Engineering (Low risk) | Hampshire East | Water jet cutter | Pre Market Reform | Consent | -
15994 | 1 | Low Risk Consent | Speciality Breads Limited | Amelia House | Crescent Road | - | Worthing | West Sussex | BN11 1QR | UNIT J2 | WESTWOOD INDUSTRIAL ESTATE | - | MARGATE | KE | CT9 4JS | 2014-02-01 | 2 | 1 | At all times | WEATHERLEES HILL B (MGATE &amp; BSTAIRS) WTW | Channel Road | Chemical Oxygen Demand Shaken as 0 | - | 800 | mg/l | 9.2 | Food processing - General | Kent East | Food Processing: Bakery/Confectionery process | Pre Market Reform | Consent | -
15994 | 1 | Low Risk Consent | Speciality Breads Limited | Amelia House | Crescent Road | - | Worthing | West Sussex | BN11 1QR | UNIT J2 | WESTWOOD INDUSTRIAL ESTATE | - | MARGATE | KE | CT9 4JS | 2014-02-01 | 2 | 1 | At all times | WEATHERLEES HILL B (MGATE &amp; BSTAIRS) WTW | Channel Road | pH | 6 | 10 | pH Units | 9.2 | Food processing - General | Kent East | Food Processing: Bakery/Confectionery process | Pre Market Reform | Consent | -
15994 | 1 | Low Risk Consent | Speciality Breads Limited | Amelia House | Crescent Road | - | Worthing | West Sussex | BN11 1QR | UNIT J2 | WESTWOOD INDUSTRIAL ESTATE | - | MARGATE | KE | CT9 4JS | 2014-02-01 | 2 | 1 | At all times | WEATHERLEES HILL B (MGATE &amp; BSTAIRS) WTW | Channel Road | Solids Suspended 105 Degrees C | - | 400 | mg/l | 9.2 | Food processing - General | Kent East | Food Processing: Bakery/Confectionery process | Pre Market Reform | Consent | -
15997 | 1 | Low Risk Consent | Royal Botanic Gardens | Wakehurst Place | Selsfield Road | Ardingly |  | West Sussex | RH17 6TN | WAKEHURST PLACE | SELSFIELD ROAD | - | ARDINGLY | SW | RH17 6TN | 2014-02-01 | 1 | 2 | At all times | ARDINGLY WTW | Wakehurst place | - | - | - | - | 40.2 | Rainwater and surface water run-off (Low Impact) | Sussex West | Pre Market Reform | Pre Market Reform | Consent | -
15998 | 3 | Tier 2 Consent | Brett Concrete Limited | Robert Brett House | Ashford Road |  | Canterbury | Kent | CT4 7PP | BRETT CONCRETE LTD | NORTH FARM LANE |  | TUNBRIDGE WELLS | KE | TN2 3EE | 2014-02-03 | 144 | 6 | At all times | TUNBRIDGE WELLS NORTH WTW | North Farm Lane | Chemical Oxygen Demand Shaken as 0 | - | 800 | mg/l | 3.2 | Concrete batching yard | Sussex East | Miscellaneous: Concrete Production process | Pre Market Reform | Consent | KINGSTANDING TUNBRIDGE WELLS WPS
15998 | 3 | Tier 2 Consent | Brett Concrete Limited | Robert Brett House | Ashford Road |  | Canterbury | Kent | CT4 7PP | BRETT CONCRETE LTD | NORTH FARM LANE |  | TUNBRIDGE WELLS | KE | TN2 3EE | 2014-02-03 | 144 | 6 | At all times | TUNBRIDGE WELLS NORTH WTW | North Farm Lane | pH | 6 | 11 | pH Units | 3.2 | Concrete batching yard | Sussex East | Miscellaneous: Concrete Production process | Pre Market Reform | Consent | KINGSTANDING TUNBRIDGE WELLS WPS
15998 | 3 | Tier 2 Consent | Brett Concrete Limited | Robert Brett House | Ashford Road |  | Canterbury | Kent | CT4 7PP | BRETT CONCRETE LTD | NORTH FARM LANE |  | TUNBRIDGE WELLS | KE | TN2 3EE | 2014-02-03 | 144 | 6 | At all times | TUNBRIDGE WELLS NORTH WTW | North Farm Lane | Solids Suspended 105 Degrees C | - | 400 | mg/l | 3.2 | Concrete batching yard | Sussex East | Miscellaneous: Concrete Production process | Pre Market Reform | Consent | KINGSTANDING TUNBRIDGE WELLS WPS
15998 | 3 | Tier 2 Consent | Brett Concrete Limited | Robert Brett House | Ashford Road |  | Canterbury | Kent | CT4 7PP | BRETT CONCRETE LTD | NORTH FARM LANE |  | TUNBRIDGE WELLS | KE | TN2 3EE | 2014-02-03 | 144 | 6 | At all times | TUNBRIDGE WELLS NORTH WTW | North Farm Lane | Sulphate as S04 | - | 500 | mg/l | 3.2 | Concrete batching yard | Sussex East | Miscellaneous: Concrete Production process | Pre Market Reform | Consent | KINGSTANDING TUNBRIDGE WELLS WPS
16001 | 1 | Low Risk Consent | Jewson Limited | Saint-Gobain House | East Leake | - | Loughborough | Leicestershire | LE12 6JU | THE BUILDER CENTRE | MANNERS VIEW | - | NEWPORT | IW | PO30 5FA | 2014-02-04 | 2 | 1 | 0001 - 2359 | SANDOWN NEW WTW | Manners View | - | - | - | - | 31.3 | Vehicle and plant washing (Low Impact) | Hampshire East | Vehicle wash | Pre Market Reform | Consent | -
16003 | 1 | Low Risk Consent | Jewson Limited | Saint-Gobain House | East Leake | - | Loughborough | Leicestershire | LE12 6JU | WORKSHOP & PREMISES | AVENUE ROAD | - | SANDOWN | IW | PO36 8DY | 2014-02-04 | 2 | 1 | 0001 - 2359 | SANDOWN NEW WTW | Avenue Road | - | - | - | - | 31.3 | Vehicle and plant washing (Low Impact) | Hampshire East | Vehicle wash | Pre Market Reform | Consent | -
16004 | 1 | Low Risk Consent | Waves Consultancy Limited | Bridge Studios | 318-326 Wandsworth Bridge Road |  | London |  | SW6 2TZ | TESCO | TEBOURBA WAY | - | SOUTHAMPTON | SP | SO16 4QE | 2014-02-04 | 5 | 5 | n/a | MILLBROOK WTW | Teboura Way | - | - | - | - | 31.2 | Vehicle and plant washing (Low Impact) | Hampshire West | Vehicle wash | Pre Market Reform | Consent | -
16005 | 1 | Low Risk Consent | Waves Consultancy Limited | Bridge Studios | 318-326 Wandsworth Bridge Road |  | London |  | SW6 2TZ | Tesco Superstore | River Way | - | Andover | HA | SP10 1UZ | 2014-02-04 | 5 | 5 | n/a | FULLERTON WTW | River Way | - | - | - | - | 31.2 | Vehicle and plant washing (Low Impact) | Hampshire West | Vehicle wash | Pre Market Reform | Consent | -
16006 | 1 | Low Risk Consent | Max Wax Fleet Ltd | Amelia House | Crescent Road | - | Worthing | West Sussex | BN11 1QR | Unit 1 Plot 5 | Cecil Pashley Way | Shoreham Airport | Shoreham by Sea | West Sussex | BN43 5FF | 2014-02-04 | 2 | 2 | at all times | SHOREHAM WTW | - | - | - | - | - | 31.2 | Vehicle and plant washing (Low Impact) | Sussex West | Pre Market Reform | Pre Market Reform | Consent | -
16008 | 1 | Low Risk Consent | Waves Consultancy Limited | Bridge Studios | 318-326 Wandsworth Bridge Road |  | London |  | SW6 2TZ | Tesco Bognor Regis | Shripney Road | - | Bognor Regis | West Sussex | PO22 9ND | 2014-02-04 | 5 | 2 | at all times | FORD WTW |  | - | - | - | - | 31.2 | Vehicle and plant washing (Low Impact) | Sussex West | Jet wash | Pre Market Reform | Consent | -
16009 | 1 | Low Risk Consent | Waves Consultancy Limited | Bridge Studios | 318-326 Wandsworth Bridge Road |  | London |  | SW6 2TZ | TESCO STORES LTD | WICKHURST LANE | - | HORSHAM | SW | RH12 3YU | 2014-02-04 | 5 | 2 | at all times | HORSHAM NEW WTW | - | - | - | - | - | 31.2 | Vehicle and plant washing (Low Impact) | Sussex West | Jet wash | Pre Market Reform | Consent | -
16010 | 1 | Low Risk Consent | Waves Consultancy Limited | Bridge Studios | 318-326 Wandsworth Bridge Road |  | London |  | SW6 2TZ | Hammonds Farm | Jane Murray Way | - | Burgess Hill | West Sussex | RH15 9QT | 2014-02-04 | 5 | 2 | at all times | GODDARDS GREEN WTW |  | - | - | - | - | 31.2 | Vehicle and plant washing (Low Impact) | Sussex West | Jet wash | Pre Market Reform | Consent | -
16013 | 1 | Tier 2 Consent | WFL (UK) Limited | The Broadgate Tower Third Floor | 20 Primrose Street | - | London | - | EC2A 2RS | WATSON PETROLEUM LTD | ANDES ROAD | - | SOUTHAMPTON | HA | SO16 0AG | 2014-02-06 | 9 | 1 | At all times | MILLBROOK WTW | Andes Road | Chemical Oxygen Demand Shaken as 0 | - | 800 | mg/l | 40.2 | Rainwater and surface water run-off (Low Impact) | Hampshire West | Surface water run off from yard | Pre Market Reform | Consent | -
16013 | 1 | Tier 2 Consent | WFL (UK) Limited | The Broadgate Tower Third Floor | 20 Primrose Street | - | London | - | EC2A 2RS | WATSON PETROLEUM LTD | ANDES ROAD | - | SOUTHAMPTON | HA | SO16 0AG | 2014-02-06 | 9 | 1 | At all times | MILLBROOK WTW | Andes Road | Oil and Grease | - | 200 | mg/l | 40.2 | Rainwater and surface water run-off (Low Impact) | Hampshire West | Surface water run off from yard | Pre Market Reform | Consent | -
16013 | 1 | Tier 2 Consent | WFL (UK) Limited | The Broadgate Tower Third Floor | 20 Primrose Street | - | London | - | EC2A 2RS | WATSON PETROLEUM LTD | ANDES ROAD | - | SOUTHAMPTON | HA | SO16 0AG | 2014-02-06 | 9 | 1 | At all times | MILLBROOK WTW | Andes Road | Solids Suspended 105 Degrees C | - | 400 | mg/l | 40.2 | Rainwater and surface water run-off (Low Impact) | Hampshire West | Surface water run off from yard | Pre Market Reform | Consent | -
16016 | 1 | Low Risk Consent | Waves Consultancy Limited | Bridge Studios | 318-326 Wandsworth Bridge Road |  | London |  | SW6 2TZ | Tesco Store | Portsmouth North Harbour Extra | Clement Atlee Way | Portsmouth | Hampshire | PO6 4SR | 2014-02-07 | 1.5 | 2 | 0001 - 2359 | BUDDS FARM HAVANT WTW | clement atlee way | - | - | - | - | 31.3 | Vehicle and plant washing (Low Impact) | Hampshire East | Jet Wash | Pre Market Reform | Consent | -
16017 | 1 | Low Risk Consent | Waves Consultancy Limited | Bridge Studios | 318-326 Wandsworth Bridge Road |  | London |  | SW6 2TZ | TESCO STORES LTD | THE CAUSEWAY | - | PETERSFIELD | HA | GU31 4JR | 2014-02-07 | 1.5 | 2 | 0001 -2359 | PETERSFIELD WTW | The Causeway | - | - | - | - | 31.3 | Vehicle and plant washing (Low Impact) | Hampshire East | Jet Wash | Pre Market Reform | Consent | -
16019 | 1 | Low Risk Consent | Easistore Limited | Enterprise House | Enterprise Way | Edenbridge | Kent | - | TN8 6HF | EASISTORE | LONGFIELD ROAD | - | TUNBRIDGE WELLS | KE | TN2 3EY | 2014-02-04 | 4.95 | 1 | 7:00 to 19:00 | TUNBRIDGE WELLS NORTH WTW | Longfield Road | - | - | - | - | 31.3 | Vehicle and plant washing (Low Impact) | Sussex East | General wash | Pre Market Reform | Consent | -
16038 | 1 | Low Risk Consent | Millbrook Healthcare Group Limited | Nutsey Lane Calmore Industrial | Estate Totton | - | Southampton | Hampshire | SO40 3XJ | CALMORE INDUSTRIAL ESTATE | NUTSEY LANE | - | SOUTHAMPTON | HA | SO40 3XJ | 2014-02-18 | 5 | 5 | n/a | SLOWHILL COPSE MARCHWOOD WTW | Salisbury Road | - | - | - | - | 8.1 | Engineering (High risk) | Hampshire West | Decontamination/cleansing of medical devices | Pre Market Reform | Consent | -
16041 | 1 | Low Risk Consent | Waves Consultancy Limited | Bridge Studios | 318-326 Wandsworth Bridge Road |  | London |  | SW6 2TZ | Tesco Store | Manston Road | - | Broadstairs | Kent | CT12 6NT | 2014-02-20 | 1.5 | 2 | 0001-2359 | WEATHERLEES HILL A WTW | Manston Road | - | - | - | - | 31.3 | Vehicle and plant washing (Low Impact) | Kent East | General wash | Pre Market Reform | Consent | -
16042 | 1 | Low Risk Consent | Waves Consultancy Limited | Bridge Studios | 318-326 Wandsworth Bridge Road |  | London |  | SW6 2TZ | Tesco Store | White Cliffs Park | Whitfield | Dover | Kent | CT16 3EH | 2014-02-20 | 1.5 | 2 | 0001-2359 | BROOMFIELD BANK WTW | Honeywood Parkway/Road | - | - | - | - | 31.3 | Vehicle and plant washing (Low Impact) | Kent East | General Wash | Pre Market Reform | Consent | -
16044 | 1 | Low Risk Consent | Waves Consultancy Limited | Bridge Studios | 318-326 Wandsworth Bridge Road |  | London |  | SW6 2TZ | TESCO STORE | HYTHE ROAD | - | ASHFORD | KE | TN24 0YE | 2014-02-20 | 0.5 | 2 | 0001-2359 | ASHFORD WTW | Hythe Road | - | - | - | - | 31.3 | Vehicle and plant washing (Low Impact) | Kent East | General wash | Pre Market Reform | Consent | -
16045 | 1 | Low Risk Consent | Waves Consultancy Limited | Bridge Studios | 318-326 Wandsworth Bridge Road |  | London |  | SW6 2TZ | PETROL STN - SUPERSTORE | THANET WAY | - | WHITSTABLE | KE | CT5 3DA | 2014-02-20 | 1.5 | 2 | 0001-2359 | SWALECLIFFE WTW | Millstrood Road/South Street | - | - | - | - | 31.3 | Vehicle and plant washing (Low Impact) | Kent East | General Wash | Pre Market Reform | Consent | -
16046 | 1 | Tier 2 Consent | Libra Findon Limited | - | 5A- 7A St James' Road | - | Croydon | Surrey | CR0 2SB | 42 | FINDON ROAD |  | WORTHING | SW | BN14 0AB | 2014-02-20 | 6 | 2 | at all times | EAST WORTHING WTW | Findon Rd | Chemical Oxygen Demand Shaken as 0 | - | 800 | mg/l | 31.2 | Vehicle and plant washing (Low Impact) | Sussex West | Vehicle Washing: Automatic Vehicle Washing process | Pre Market Reform | Consent | -
16046 | 1 | Tier 2 Consent | Libra Findon Limited | - | 5A- 7A St James' Road | - | Croydon | Surrey | CR0 2SB | 42 | FINDON ROAD |  | WORTHING | SW | BN14 0AB | 2014-02-20 | 6 | 2 | at all times | EAST WORTHING WTW | Findon Rd | pH | 6 | 10 | pH Units | 31.2 | Vehicle and plant washing (Low Impact) | Sussex West | Vehicle Washing: Automatic Vehicle Washing process | Pre Market Reform | Consent | -
16046 | 1 | Tier 2 Consent | Libra Findon Limited | - | 5A- 7A St James' Road | - | Croydon | Surrey | CR0 2SB | 42 | FINDON ROAD |  | WORTHING | SW | BN14 0AB | 2014-02-20 | 6 | 2 | at all times | EAST WORTHING WTW | Findon Rd | Solids Suspended 105 Degrees C | - | 400 | mg/l | 31.2 | Vehicle and plant washing (Low Impact) | Sussex West | Vehicle Washing: Automatic Vehicle Washing process | Pre Market Reform | Consent | -
16053 | 1 | Low Risk Consent | UPS Limited | UPS House | Forest Road |  | Feltham | Middlesex | TW13 7DY | UPS Southampton | Second Avenue | Millbrook Trading Estate | Southampton | Hampshire | SO15 0LP | 2014-02-26 | 8 | 3.5 | At all times | MILLBROOK WTW | Second Avenue | Chemical Oxygen Demand Shaken as 0 | - | 2000 | mg/l | 31.2 | Vehicle and plant washing (Low Impact) | Hampshire West | Vehicle washing process | Pre Market Reform | Consent | -
16053 | 1 | Low Risk Consent | UPS Limited | UPS House | Forest Road |  | Feltham | Middlesex | TW13 7DY | UPS Southampton | Second Avenue | Millbrook Trading Estate | Southampton | Hampshire | SO15 0LP | 2014-02-26 | 8 | 3.5 | At all times | MILLBROOK WTW | Second Avenue | Oil and Grease | - | 200 | mg/l | 31.2 | Vehicle and plant washing (Low Impact) | Hampshire West | Vehicle washing process | Pre Market Reform | Consent | -
16053 | 1 | Low Risk Consent | UPS Limited | UPS House | Forest Road |  | Feltham | Middlesex | TW13 7DY | UPS Southampton | Second Avenue | Millbrook Trading Estate | Southampton | Hampshire | SO15 0LP | 2014-02-26 | 8 | 3.5 | At all times | MILLBROOK WTW | Second Avenue | pH | 6 | 10 | pH Units | 31.2 | Vehicle and plant washing (Low Impact) | Hampshire West | Vehicle washing process | Pre Market Reform | Consent | -
16053 | 1 | Low Risk Consent | UPS Limited | UPS House | Forest Road |  | Feltham | Middlesex | TW13 7DY | UPS Southampton | Second Avenue | Millbrook Trading Estate | Southampton | Hampshire | SO15 0LP | 2014-02-26 | 8 | 3.5 | At all times | MILLBROOK WTW | Second Avenue | Solids Suspended 105 Degrees C | - | 400 | mg/l | 31.2 | Vehicle and plant washing (Low Impact) | Hampshire West | Vehicle washing process | Pre Market Reform | Consent | -
16054 | 1 | Low Risk Consent | Mr J Gleeson | Tir Dha Ghlas, Cullins Yard | 11 Cambridge Road | - | Dover | Kent | CT17 9BY | CULLINS YARD | CAMBRIDGE ROAD |  | DOVER | KE | CT17 9BY | 2014-02-27 | 1 | 1 | At all times | BROOMFIELD BANK WTW | Cambridge Road | Chemical Oxygen Demand Shaken as 0 | - | 7000 | mg/l | 1.3 | Alcoholic beverages (Low Impact) | Kent East | Drink Production: Brewery process | Pre Market Reform | Consent | -
16054 | 1 | Low Risk Consent | Mr J Gleeson | Tir Dha Ghlas, Cullins Yard | 11 Cambridge Road | - | Dover | Kent | CT17 9BY | CULLINS YARD | CAMBRIDGE ROAD |  | DOVER | KE | CT17 9BY | 2014-02-27 | 1 | 1 | At all times | BROOMFIELD BANK WTW | Cambridge Road | pH | 6 | 10 | pH Units | 1.3 | Alcoholic beverages (Low Impact) | Kent East | Drink Production: Brewery process | Pre Market Reform | Consent | -
16054 | 1 | Low Risk Consent | Mr J Gleeson | Tir Dha Ghlas, Cullins Yard | 11 Cambridge Road | - | Dover | Kent | CT17 9BY | CULLINS YARD | CAMBRIDGE ROAD |  | DOVER | KE | CT17 9BY | 2014-02-27 | 1 | 1 | At all times | BROOMFIELD BANK WTW | Cambridge Road | Solids Suspended 105 Degrees C | - | 1400 | mg/l | 1.3 | Alcoholic beverages (Low Impact) | Kent East | Drink Production: Brewery process | Pre Market Reform | Consent | -
16056 | 2 | Low Risk Consent | The Franconian Sausage Co Limited | Unit 26 | Eldon Way | Paddock Wood | Tonbridge | Kent | TN12 6BE | UNIT 26 | ELDON WAY | - | TONBRIDGE | KE | TN12 6BE | 2014-03-04 | 1 | 2 | At all times | PADDOCK WOOD WTW | Eldon Way | Chemical Oxygen Demand Settled as 0 | - | 800 | mg/l | 9.5 | Food processing - abbatoir/meat prep | Sussex East | Food processing: Meat processing process | Pre Market Reform | Consent | -
16056 | 2 | Low Risk Consent | The Franconian Sausage Co Limited | Unit 26 | Eldon Way | Paddock Wood | Tonbridge | Kent | TN12 6BE | UNIT 26 | ELDON WAY | - | TONBRIDGE | KE | TN12 6BE | 2014-03-04 | 1 | 2 | At all times | PADDOCK WOOD WTW | Eldon Way | Chemical Oxygen Demand Shaken as 0 | - | 800 | mg/l | 9.5 | Food processing - abbatoir/meat prep | Sussex East | Food processing: Meat processing process | Pre Market Reform | Consent | -
16056 | 2 | Low Risk Consent | The Franconian Sausage Co Limited | Unit 26 | Eldon Way | Paddock Wood | Tonbridge | Kent | TN12 6BE | UNIT 26 | ELDON WAY | - | TONBRIDGE | KE | TN12 6BE | 2014-03-04 | 1 | 2 | At all times | PADDOCK WOOD WTW | Eldon Way | Detergents Anionic | - | 50 | mg/l | 9.5 | Food processing - abbatoir/meat prep | Sussex East | Food processing: Meat processing process | Pre Market Reform | Consent | -
16056 | 2 | Low Risk Consent | The Franconian Sausage Co Limited | Unit 26 | Eldon Way | Paddock Wood | Tonbridge | Kent | TN12 6BE | UNIT 26 | ELDON WAY | - | TONBRIDGE | KE | TN12 6BE | 2014-03-04 | 1 | 2 | At all times | PADDOCK WOOD WTW | Eldon Way | Oil and Grease | - | 200 | mg/l | 9.5 | Food processing - abbatoir/meat prep | Sussex East | Food processing: Meat processing process | Pre Market Reform | Consent | -
16056 | 2 | Low Risk Consent | The Franconian Sausage Co Limited | Unit 26 | Eldon Way | Paddock Wood | Tonbridge | Kent | TN12 6BE | UNIT 26 | ELDON WAY | - | TONBRIDGE | KE | TN12 6BE | 2014-03-04 | 1 | 2 | At all times | PADDOCK WOOD WTW | Eldon Way | pH | 6 | 10 | pH Units | 9.5 | Food processing - abbatoir/meat prep | Sussex East | Food processing: Meat processing process | Pre Market Reform | Consent | -
16056 | 2 | Low Risk Consent | The Franconian Sausage Co Limited | Unit 26 | Eldon Way | Paddock Wood | Tonbridge | Kent | TN12 6BE | UNIT 26 | ELDON WAY | - | TONBRIDGE | KE | TN12 6BE | 2014-03-04 | 1 | 2 | At all times | PADDOCK WOOD WTW | Eldon Way | Solids Suspended 105 Degrees C | - | 400 | mg/l | 9.5 | Food processing - abbatoir/meat prep | Sussex East | Food processing: Meat processing process | Pre Market Reform | Consent | -
16056 | 2 | Low Risk Consent | The Franconian Sausage Co Limited | Unit 26 | Eldon Way | Paddock Wood | Tonbridge | Kent | TN12 6BE | UNIT 26 | ELDON WAY | - | TONBRIDGE | KE | TN12 6BE | 2014-03-04 | 1 | 2 | At all times | PADDOCK WOOD WTW | Eldon Way | Solids Suspended 105C at pH7 | - | 400 | mg/l | 9.5 | Food processing - abbatoir/meat prep | Sussex East | Food processing: Meat processing process | Pre Market Reform | Consent | -
16056 | 2 | Low Risk Consent | The Franconian Sausage Co Limited | Unit 26 | Eldon Way | Paddock Wood | Tonbridge | Kent | TN12 6BE | UNIT 26 | ELDON WAY | - | TONBRIDGE | KE | TN12 6BE | 2014-03-04 | 1 | 2 | At all times | PADDOCK WOOD WTW | Eldon Way | Sulphate as S04 | - | 500 | mg/l | 9.5 | Food processing - abbatoir/meat prep | Sussex East | Food processing: Meat processing process | Pre Market Reform | Consent | -
16060 | 1 | Tier 1 Consent | Swale Motors Limited | Allen Ford - Warwick | Tachbrook Park Drive | - | Warwick | - | CV34 6SY | SWALE MOTORS LTD | CROWN QUAY LANE | - | SITTINGBOURNE | KE | ME10 3HY | 2014-04-01 | 9 | 1 | At all times | SITTINGBOURNE WTW |  | Chemical Oxygen Demand Shaken as 0 | - | 800 | mg/l | 31.3 | Vehicle and plant washing (Low Impact) | Kent West | Vehicle Washing: Jet Wash process | Pre Market Reform | Consent | -
16060 | 1 | Tier 1 Consent | Swale Motors Limited | Allen Ford - Warwick | Tachbrook Park Drive | - | Warwick | - | CV34 6SY | SWALE MOTORS LTD | CROWN QUAY LANE | - | SITTINGBOURNE | KE | ME10 3HY | 2014-04-01 | 9 | 1 | At all times | SITTINGBOURNE WTW |  | pH | 6 | 10 | pH Units | 31.3 | Vehicle and plant washing (Low Impact) | Kent West | Vehicle Washing: Jet Wash process | Pre Market Reform | Consent | -
16060 | 1 | Tier 1 Consent | Swale Motors Limited | Allen Ford - Warwick | Tachbrook Park Drive | - | Warwick | - | CV34 6SY | SWALE MOTORS LTD | CROWN QUAY LANE | - | SITTINGBOURNE | KE | ME10 3HY | 2014-04-01 | 9 | 1 | At all times | SITTINGBOURNE WTW |  | Solids Suspended 105 Degrees C | - | 400 | mg/l | 31.3 | Vehicle and plant washing (Low Impact) | Kent West | Vehicle Washing: Jet Wash process | Pre Market Reform | Consent | -
16061 | 2 | Tier 2 Consent | Albion Plating Ltd | Unit 1b | Theaklen House | Theaklen Drive | St. Leonards-On-Sea | East Sussex | TN38 9AZ | ALBION PLATING | HUFFWOOD INDUSTRIAL ESTATE | - | PARTRIDGE GREEN | SW | RH13 8AU | 2014-03-07 | 0.5 | 2 | at all times | PARTRIDGE GREEN WTW |  | Chemical Oxygen Demand Shaken as 0 | 0 | 800 | mg/l | 22.3 | Plating and metal finishing (Low Impact) | Sussex West | Pre Market Reform | Pre Market Reform | Consent | -
16061 | 2 | Tier 2 Consent | Albion Plating Ltd | Unit 1b | Theaklen House | Theaklen Drive | St. Leonards-On-Sea | East Sussex | TN38 9AZ | ALBION PLATING | HUFFWOOD INDUSTRIAL ESTATE | - | PARTRIDGE GREEN | SW | RH13 8AU | 2014-03-07 | 0.5 | 2 | at all times | PARTRIDGE GREEN WTW |  | Chromium Total mg/l | 0 | 3 | ug/l | 22.3 | Plating and metal finishing (Low Impact) | Sussex West | Pre Market Reform | Pre Market Reform | Consent | -
16061 | 2 | Tier 2 Consent | Albion Plating Ltd | Unit 1b | Theaklen House | Theaklen Drive | St. Leonards-On-Sea | East Sussex | TN38 9AZ | ALBION PLATING | HUFFWOOD INDUSTRIAL ESTATE | - | PARTRIDGE GREEN | SW | RH13 8AU | 2014-03-07 | 0.5 | 2 | at all times | PARTRIDGE GREEN WTW |  | Copper Total | 0 | 3 | ug/l | 22.3 | Plating and metal finishing (Low Impact) | Sussex West | Pre Market Reform | Pre Market Reform | Consent | -
16061 | 2 | Tier 2 Consent | Albion Plating Ltd | Unit 1b | Theaklen House | Theaklen Drive | St. Leonards-On-Sea | East Sussex | TN38 9AZ | ALBION PLATING | HUFFWOOD INDUSTRIAL ESTATE | - | PARTRIDGE GREEN | SW | RH13 8AU | 2014-03-07 | 0.5 | 2 | at all times | PARTRIDGE GREEN WTW |  | Lead Total | 0 | 3 | ug/l | 22.3 | Plating and metal finishing (Low Impact) | Sussex West | Pre Market Reform | Pre Market Reform | Consent | -
16061 | 2 | Tier 2 Consent | Albion Plating Ltd | Unit 1b | Theaklen House | Theaklen Drive | St. Leonards-On-Sea | East Sussex | TN38 9AZ | ALBION PLATING | HUFFWOOD INDUSTRIAL ESTATE | - | PARTRIDGE GREEN | SW | RH13 8AU | 2014-03-07 | 0.5 | 2 | at all times | PARTRIDGE GREEN WTW |  | Nickel Total | 0 | 3 | ug/l | 22.3 | Plating and metal finishing (Low Impact) | Sussex West | Pre Market Reform | Pre Market Reform | Consent | -
16061 | 2 | Tier 2 Consent | Albion Plating Ltd | Unit 1b | Theaklen House | Theaklen Drive | St. Leonards-On-Sea | East Sussex | TN38 9AZ | ALBION PLATING | HUFFWOOD INDUSTRIAL ESTATE | - | PARTRIDGE GREEN | SW | RH13 8AU | 2014-03-07 | 0.5 | 2 | at all times | PARTRIDGE GREEN WTW |  | pH | 6 | 10 | pH Units | 22.3 | Plating and metal finishing (Low Impact) | Sussex West | Pre Market Reform | Pre Market Reform | Consent | -
16061 | 2 | Tier 2 Consent | Albion Plating Ltd | Unit 1b | Theaklen House | Theaklen Drive | St. Leonards-On-Sea | East Sussex | TN38 9AZ | ALBION PLATING | HUFFWOOD INDUSTRIAL ESTATE | - | PARTRIDGE GREEN | SW | RH13 8AU | 2014-03-07 | 0.5 | 2 | at all times | PARTRIDGE GREEN WTW |  | Solids Suspended 105 Degrees C | 0 | 400 | mg/l | 22.3 | Plating and metal finishing (Low Impact) | Sussex West | Pre Market Reform | Pre Market Reform | Consent | -
16061 | 2 | Tier 2 Consent | Albion Plating Ltd | Unit 1b | Theaklen House | Theaklen Drive | St. Leonards-On-Sea | East Sussex | TN38 9AZ | ALBION PLATING | HUFFWOOD INDUSTRIAL ESTATE | - | PARTRIDGE GREEN | SW | RH13 8AU | 2014-03-07 | 0.5 | 2 | at all times | PARTRIDGE GREEN WTW |  | Zinc Total mg/l | 0 | 3 | ug/l | 22.3 | Plating and metal finishing (Low Impact) | Sussex West | Pre Market Reform | Pre Market Reform | Consent | -
16063 | 1 | Low Risk Consent | Jempsons Limited | - | Main Street | Peasmarsh | Nr Rye | East Sussex | TN31 6YD | JEMPSONS GARAGE | MAIN STREET | - | RYE | SE | TN31 6YD | 2014-03-11 | 2 | 2 | At all times | CRANBROOK WTW | Main Street | Chemical Oxygen Demand Settled as 0 | - | 800 | mg/l | 31.3 | Vehicle and plant washing (Low Impact) | Sussex East | Vehicle Washing: Jet Wash process | Pre Market Reform | Consent | -
16063 | 1 | Low Risk Consent | Jempsons Limited | - | Main Street | Peasmarsh | Nr Rye | East Sussex | TN31 6YD | JEMPSONS GARAGE | MAIN STREET | - | RYE | SE | TN31 6YD | 2014-03-11 | 2 | 2 | At all times | CRANBROOK WTW | Main Street | Chemical Oxygen Demand Shaken as 0 | - | 800 | mg/l | 31.3 | Vehicle and plant washing (Low Impact) | Sussex East | Vehicle Washing: Jet Wash process | Pre Market Reform | Consent | -
16063 | 1 | Low Risk Consent | Jempsons Limited | - | Main Street | Peasmarsh | Nr Rye | East Sussex | TN31 6YD | JEMPSONS GARAGE | MAIN STREET | - | RYE | SE | TN31 6YD | 2014-03-11 | 2 | 2 | At all times | CRANBROOK WTW | Main Street | Oil and Grease | - | 200 | mg/l | 31.3 | Vehicle and plant washing (Low Impact) | Sussex East | Vehicle Washing: Jet Wash process | Pre Market Reform | Consent | -
16063 | 1 | Low Risk Consent | Jempsons Limited | - | Main Street | Peasmarsh | Nr Rye | East Sussex | TN31 6YD | JEMPSONS GARAGE | MAIN STREET | - | RYE | SE | TN31 6YD | 2014-03-11 | 2 | 2 | At all times | CRANBROOK WTW | Main Street | pH | 6 | 10 | pH Units | 31.3 | Vehicle and plant washing (Low Impact) | Sussex East | Vehicle Washing: Jet Wash process | Pre Market Reform | Consent | -
16063 | 1 | Low Risk Consent | Jempsons Limited | - | Main Street | Peasmarsh | Nr Rye | East Sussex | TN31 6YD | JEMPSONS GARAGE | MAIN STREET | - | RYE | SE | TN31 6YD | 2014-03-11 | 2 | 2 | At all times | CRANBROOK WTW | Main Street | Solids Suspended 105 Degrees C | - | 400 | mg/l | 31.3 | Vehicle and plant washing (Low Impact) | Sussex East | Vehicle Washing: Jet Wash process | Pre Market Reform | Consent | -
16063 | 1 | Low Risk Consent | Jempsons Limited | - | Main Street | Peasmarsh | Nr Rye | East Sussex | TN31 6YD | JEMPSONS GARAGE | MAIN STREET | - | RYE | SE | TN31 6YD | 2014-03-11 | 2 | 2 | At all times | CRANBROOK WTW | Main Street | Solids Suspended 105C at pH7 | - | 400 | mg/l | 31.3 | Vehicle and plant washing (Low Impact) | Sussex East | Vehicle Washing: Jet Wash process | Pre Market Reform | Consent | -
16063 | 1 | Low Risk Consent | Jempsons Limited | - | Main Street | Peasmarsh | Nr Rye | East Sussex | TN31 6YD | JEMPSONS GARAGE | MAIN STREET | - | RYE | SE | TN31 6YD | 2014-03-11 | 2 | 2 | At all times | CRANBROOK WTW | Main Street | Sulphate as S04 | - | 500 | mg/l | 31.3 | Vehicle and plant washing (Low Impact) | Sussex East | Vehicle Washing: Jet Wash process | Pre Market Reform | Consent | -
16063 | 1 | Low Risk Consent | Jempsons Limited | - | Main Street | Peasmarsh | Nr Rye | East Sussex | TN31 6YD | JEMPSONS GARAGE | MAIN STREET | - | RYE | SE | TN31 6YD | 2014-03-11 | 2 | 2 | At all times | CRANBROOK WTW | Main Street | Sulphide as S | - | 1 | mg/l | 31.3 | Vehicle and plant washing (Low Impact) | Sussex East | Vehicle Washing: Jet Wash process | Pre Market Reform | Consent | -
16066 | 1 | Low Risk Consent | Spire Healthcare Limited | 3 Dorset Rise | - | - | London | - | EC4Y 8EN | BROOKSIDE CENTRE UNIT 5 | AUCKLAND ROAD | - | SOUTHAMPTON | HA | SO15 0SD | 2013-03-24 | 7 | 17.5 | At all times | MILLBROOK WTW | Auckland Road | Chemical Oxygen Demand Shaken as 0 | - | 800 | mg/l | 32.1 | Leisure facilities | Hampshire West | Filter backwash water process | Pre Market Reform | Consent | -
16066 | 1 | Low Risk Consent | Spire Healthcare Limited | 3 Dorset Rise | - | - | London | - | EC4Y 8EN | BROOKSIDE CENTRE UNIT 5 | AUCKLAND ROAD | - | SOUTHAMPTON | HA | SO15 0SD | 2013-03-24 | 7 | 17.5 | At all times | MILLBROOK WTW | Auckland Road | Chlorine Free as Cl2 | - | 5 | mg/l | 32.1 | Leisure facilities | Hampshire West | Filter backwash water process | Pre Market Reform | Consent | -
16066 | 1 | Low Risk Consent | Spire Healthcare Limited | 3 Dorset Rise | - | - | London | - | EC4Y 8EN | BROOKSIDE CENTRE UNIT 5 | AUCKLAND ROAD | - | SOUTHAMPTON | HA | SO15 0SD | 2013-03-24 | 7 | 17.5 | At all times | MILLBROOK WTW | Auckland Road | pH | 6 | 10 | pH Units | 32.1 | Leisure facilities | Hampshire West | Filter backwash water process | Pre Market Reform | Consent | -
16066 | 1 | Low Risk Consent | Spire Healthcare Limited | 3 Dorset Rise | - | - | London | - | EC4Y 8EN | BROOKSIDE CENTRE UNIT 5 | AUCKLAND ROAD | - | SOUTHAMPTON | HA | SO15 0SD | 2013-03-24 | 7 | 17.5 | At all times | MILLBROOK WTW | Auckland Road | Solids Suspended 105 Degrees C | - | 400 | mg/l | 32.1 | Leisure facilities | Hampshire West | Filter backwash water process | Pre Market Reform | Consent | -
16074 | 2 | Tier 2 Consent | Eco Fresh Laundry Limited | 95 | Commercial Road | Paddock Wood | Tonbridge | Kent | TN12 6DS | 95 | COMMERCIAL ROAD | - | TONBRIDGE | KE | TN12 6DS | 2014-02-22 | 10 | 2.27 | Any time | PADDOCK WOOD WTW | Commercial Road | Chemical Oxygen Demand Shaken as 0 | - | 800 | mg/l | 15.2 | Laundering (Small-scale/Coin-Op) | Sussex East | Launderettes: Launderettes process | Pre Market Reform | Consent | -
16074 | 2 | Tier 2 Consent | Eco Fresh Laundry Limited | 95 | Commercial Road | Paddock Wood | Tonbridge | Kent | TN12 6DS | 95 | COMMERCIAL ROAD | - | TONBRIDGE | KE | TN12 6DS | 2014-02-22 | 10 | 2.27 | Any time | PADDOCK WOOD WTW | Commercial Road | pH | 6 | 10 | pH Units | 15.2 | Laundering (Small-scale/Coin-Op) | Sussex East | Launderettes: Launderettes process | Pre Market Reform | Consent | -
16074 | 2 | Tier 2 Consent | Eco Fresh Laundry Limited | 95 | Commercial Road | Paddock Wood | Tonbridge | Kent | TN12 6DS | 95 | COMMERCIAL ROAD | - | TONBRIDGE | KE | TN12 6DS | 2014-02-22 | 10 | 2.27 | Any time | PADDOCK WOOD WTW | Commercial Road | Solids Suspended 105 Degrees C | - | 400 | mg/l | 15.2 | Laundering (Small-scale/Coin-Op) | Sussex East | Launderettes: Launderettes process | Pre Market Reform | Consent | -
16082 | 1 | Low Risk Consent | Best Car Valeting | 219 Southampton Road | - | Paulsgrove | Portsmouth | Hampshire | PO6 4PY | 219 SHORELINE SERVICE STATION | SOUTHAMPTON ROAD | - | PORTSMOUTH | HA | PO6 4PY | 2014-04-01 | 5 | 1 | At all times | BUDDS FARM HAVANT WTW | Southampton Road | Chemical Oxygen Demand Shaken as 0 | - | 800 | mg/l | 31.3 | Vehicle and plant washing (Low Impact) | Hampshire East | Vehicle Washing: Jet Wash process | Pre Market Reform | Consent | -
16082 | 1 | Low Risk Consent | Best Car Valeting | 219 Southampton Road | - | Paulsgrove | Portsmouth | Hampshire | PO6 4PY | 219 SHORELINE SERVICE STATION | SOUTHAMPTON ROAD | - | PORTSMOUTH | HA | PO6 4PY | 2014-04-01 | 5 | 1 | At all times | BUDDS FARM HAVANT WTW | Southampton Road | Oil and Grease | - | 200 | mg/l | 31.3 | Vehicle and plant washing (Low Impact) | Hampshire East | Vehicle Washing: Jet Wash process | Pre Market Reform | Consent | -
16082 | 1 | Low Risk Consent | Best Car Valeting | 219 Southampton Road | - | Paulsgrove | Portsmouth | Hampshire | PO6 4PY | 219 SHORELINE SERVICE STATION | SOUTHAMPTON ROAD | - | PORTSMOUTH | HA | PO6 4PY | 2014-04-01 | 5 | 1 | At all times | BUDDS FARM HAVANT WTW | Southampton Road | pH | 6 | 10 | pH Units | 31.3 | Vehicle and plant washing (Low Impact) | Hampshire East | Vehicle Washing: Jet Wash process | Pre Market Reform | Consent | -
16082 | 1 | Low Risk Consent | Best Car Valeting | 219 Southampton Road | - | Paulsgrove | Portsmouth | Hampshire | PO6 4PY | 219 SHORELINE SERVICE STATION | SOUTHAMPTON ROAD | - | PORTSMOUTH | HA | PO6 4PY | 2014-04-01 | 5 | 1 | At all times | BUDDS FARM HAVANT WTW | Southampton Road | Solids Suspended 105 Degrees C | - | 400 | mg/l | 31.3 | Vehicle and plant washing (Low Impact) | Hampshire East | Vehicle Washing: Jet Wash process | Pre Market Reform | Consent | -
16084 | 1 | Low Risk Consent | Bagshot Car Care Ltd | 4 | Wexham Road | - | Slough | - | SL1 1UA | ENTERPRISE CAR RENTALS | WESTERN ESPLANADE | - | SOUTHAMPTON |  | SO15 1QJ | 2014-04-15 | 3 | 3 | At all times | MILLBROOK WTW | Western Esplanade | Chemical Oxygen Demand Shaken as 0 | - | 800 | mg/l | 31.2 | Vehicle and plant washing (Low Impact) | Hampshire West | Vehicle Washing process | Pre Market Reform | Consent | -
16084 | 1 | Low Risk Consent | Bagshot Car Care Ltd | 4 | Wexham Road | - | Slough | - | SL1 1UA | ENTERPRISE CAR RENTALS | WESTERN ESPLANADE | - | SOUTHAMPTON |  | SO15 1QJ | 2014-04-15 | 3 | 3 | At all times | MILLBROOK WTW | Western Esplanade | Oil and Grease | - | 200 | mg/l | 31.2 | Vehicle and plant washing (Low Impact) | Hampshire West | Vehicle Washing process | Pre Market Reform | Consent | -
16084 | 1 | Low Risk Consent | Bagshot Car Care Ltd | 4 | Wexham Road | - | Slough | - | SL1 1UA | ENTERPRISE CAR RENTALS | WESTERN ESPLANADE | - | SOUTHAMPTON |  | SO15 1QJ | 2014-04-15 | 3 | 3 | At all times | MILLBROOK WTW | Western Esplanade | pH | 6 | 10 | pH Units | 31.2 | Vehicle and plant washing (Low Impact) | Hampshire West | Vehicle Washing process | Pre Market Reform | Consent | -
16084 | 1 | Low Risk Consent | Bagshot Car Care Ltd | 4 | Wexham Road | - | Slough | - | SL1 1UA | ENTERPRISE CAR RENTALS | WESTERN ESPLANADE | - | SOUTHAMPTON |  | SO15 1QJ | 2014-04-15 | 3 | 3 | At all times | MILLBROOK WTW | Western Esplanade | Solids Suspended 105 Degrees C | - | 400 | mg/l | 31.2 | Vehicle and plant washing (Low Impact) | Hampshire West | Vehicle Washing process | Pre Market Reform | Consent | -
16086 | 1 | Low Risk Consent | Horsham Hand Car Wash Ltd | Compound Estate | Jubilee Estate | - | Horsham | West Sussex | RH13 5UE |  | 11 Foundry Lane | - | Horsham | West Sussex | RH13 5UE | 2014-04-22 | 4.9 | 2 | at all times | HORSHAM NEW WTW | Foundry Lane | Chemical Oxygen Demand Shaken as 0 | - | 800 | mg/l | 31.2 | Vehicle and plant washing (Low Impact) | Sussex West | Pre Market Reform | Pre Market Reform | Consent | -
16086 | 1 | Low Risk Consent | Horsham Hand Car Wash Ltd | Compound Estate | Jubilee Estate | - | Horsham | West Sussex | RH13 5UE |  | 11 Foundry Lane | - | Horsham | West Sussex | RH13 5UE | 2014-04-22 | 4.9 | 2 | at all times | HORSHAM NEW WTW | Foundry Lane | pH | 6 | 10 | pH Units | 31.2 | Vehicle and plant washing (Low Impact) | Sussex West | Pre Market Reform | Pre Market Reform | Consent | -
16086 | 1 | Low Risk Consent | Horsham Hand Car Wash Ltd | Compound Estate | Jubilee Estate | - | Horsham | West Sussex | RH13 5UE |  | 11 Foundry Lane | - | Horsham | West Sussex | RH13 5UE | 2014-04-22 | 4.9 | 2 | at all times | HORSHAM NEW WTW | Foundry Lane | Solids Suspended 105 Degrees C | - | 400 | mg/l | 31.2 | Vehicle and plant washing (Low Impact) | Sussex West | Pre Market Reform | Pre Market Reform | Consent | -
16086 | 1 | Low Risk Consent | Horsham Hand Car Wash Ltd | Compound Estate | Jubilee Estate | - | Horsham | West Sussex | RH13 5UE |  | 11 Foundry Lane | - | Horsham | West Sussex | RH13 5UE | 2014-04-22 | 4.9 | 2 | at all times | HORSHAM NEW WTW | Foundry Lane | Solids Suspended 105C Settled | - | 400 | mg/l | 31.2 | Vehicle and plant washing (Low Impact) | Sussex West | Pre Market Reform | Pre Market Reform | Consent | -
16103 | 1 | Low Risk Consent | Arjo Huntleigh International Limited | Arjohuntleigh House | Houghton Hall Business Park | Houghton Regis | Dunstable | Bedfordshire | LU5 5XF | Units C & D | The London Road Trading Estate | London Rd | Sittingbourne | Kent | ME10 1SX | 2014-05-22 | 2 | 10 | At all times | SITTINGBOURNE WTW | London Road | Chemical Oxygen Demand Shaken as 0 | - | 800 | mg/l | 15.1 | Laundering (Large-scale) | Kent West | Commercial Laundry: Commercial Laundry process | Pre Market Reform | Consent | -
16103 | 1 | Low Risk Consent | Arjo Huntleigh International Limited | Arjohuntleigh House | Houghton Hall Business Park | Houghton Regis | Dunstable | Bedfordshire | LU5 5XF | Units C & D | The London Road Trading Estate | London Rd | Sittingbourne | Kent | ME10 1SX | 2014-05-22 | 2 | 10 | At all times | SITTINGBOURNE WTW | London Road | pH | 6 | 10 | pH Units | 15.1 | Laundering (Large-scale) | Kent West | Commercial Laundry: Commercial Laundry process | Pre Market Reform | Consent | -
16103 | 1 | Low Risk Consent | Arjo Huntleigh International Limited | Arjohuntleigh House | Houghton Hall Business Park | Houghton Regis | Dunstable | Bedfordshire | LU5 5XF | Units C & D | The London Road Trading Estate | London Rd | Sittingbourne | Kent | ME10 1SX | 2014-05-22 | 2 | 10 | At all times | SITTINGBOURNE WTW | London Road | Solids Suspended 105 Degrees C | - | 400 | mg/l | 15.1 | Laundering (Large-scale) | Kent West | Commercial Laundry: Commercial Laundry process | Pre Market Reform | Consent | -
16108 | 1 | Tier 2 Consent | Bannatyne Fitness Limited | Powerhouse | Haughton Road | Co Durham | Darlington |  | DL1 1ST | SWIMMING POOL SUPPLY UNIT 2 | EUREKA LEISURE PARK | - | ASHFORD | KE | TN25 4BN | 2014-04-01 | 10.885 | 23.8 | At all times | ASHFORD WTW | Rutherford Road | Chemical Oxygen Demand Shaken as 0 | - | 800 | mg/l | 32.1 | Leisure facilities | Kent East | Swimming Pools: Commercial Swimming Pools process | Pre Market Reform | Consent | -
16108 | 1 | Tier 2 Consent | Bannatyne Fitness Limited | Powerhouse | Haughton Road | Co Durham | Darlington |  | DL1 1ST | SWIMMING POOL SUPPLY UNIT 2 | EUREKA LEISURE PARK | - | ASHFORD | KE | TN25 4BN | 2014-04-01 | 10.885 | 23.8 | At all times | ASHFORD WTW | Rutherford Road | pH | 6 | 10 | pH Units | 32.1 | Leisure facilities | Kent East | Swimming Pools: Commercial Swimming Pools process | Pre Market Reform | Consent | -
16108 | 1 | Tier 2 Consent | Bannatyne Fitness Limited | Powerhouse | Haughton Road | Co Durham | Darlington |  | DL1 1ST | SWIMMING POOL SUPPLY UNIT 2 | EUREKA LEISURE PARK | - | ASHFORD | KE | TN25 4BN | 2014-04-01 | 10.885 | 23.8 | At all times | ASHFORD WTW | Rutherford Road | Solids Suspended 105 Degrees C | - | 400 | mg/l | 32.1 | Leisure facilities | Kent East | Swimming Pools: Commercial Swimming Pools process | Pre Market Reform | Consent | -
16108 | 1 | Tier 2 Consent | Bannatyne Fitness Limited | Powerhouse | Haughton Road | Co Durham | Darlington |  | DL1 1ST | SWIMMING POOL SUPPLY UNIT 2 | EUREKA LEISURE PARK | - | ASHFORD | KE | TN25 4BN | 2014-04-01 | 10.885 | 23.8 | At all times | ASHFORD WTW | Rutherford Road | Sulphate as S04 | - | 500 | mg/l | 32.1 | Leisure facilities | Kent East | Swimming Pools: Commercial Swimming Pools process | Pre Market Reform | Consent | -
16110 | 1 | Low Risk Consent | Murco Petroleum Limited | Suite 1, 3rd Floor | 11-12 St. James's Square | - | London | - | SW1Y 4LB | 155 | HERESON ROAD | - | RAMSGATE | KE | CT11 7EL | 2014-07-21 | 4 | 2 | At all times | WEATHERLEES HILL A WTW | Hereson Road | Chemical Oxygen Demand Shaken as 0 | - | 800 | mg/l | 31.3 | Vehicle and plant washing (Low Impact) | Kent East | Vehicle Washing: Jet Wash process | Pre Market Reform | Consent | -
16110 | 1 | Low Risk Consent | Murco Petroleum Limited | Suite 1, 3rd Floor | 11-12 St. James's Square | - | London | - | SW1Y 4LB | 155 | HERESON ROAD | - | RAMSGATE | KE | CT11 7EL | 2014-07-21 | 4 | 2 | At all times | WEATHERLEES HILL A WTW | Hereson Road | pH | 6 | 10 | pH Units | 31.3 | Vehicle and plant washing (Low Impact) | Kent East | Vehicle Washing: Jet Wash process | Pre Market Reform | Consent | -
16110 | 1 | Low Risk Consent | Murco Petroleum Limited | Suite 1, 3rd Floor | 11-12 St. James's Square | - | London | - | SW1Y 4LB | 155 | HERESON ROAD | - | RAMSGATE | KE | CT11 7EL | 2014-07-21 | 4 | 2 | At all times | WEATHERLEES HILL A WTW | Hereson Road | Solids Suspended 105 Degrees C | - | 400 | mg/l | 31.3 | Vehicle and plant washing (Low Impact) | Kent East | Vehicle Washing: Jet Wash process | Pre Market Reform | Consent | -
16110 | 1 | Low Risk Consent | Murco Petroleum Limited | Suite 1, 3rd Floor | 11-12 St. James's Square | - | London | - | SW1Y 4LB | 155 | HERESON ROAD | - | RAMSGATE | KE | CT11 7EL | 2014-07-21 | 4 | 2 | At all times | WEATHERLEES HILL A WTW | Hereson Road | Sulphate as S04 | - | 500 | mg/l | 31.3 | Vehicle and plant washing (Low Impact) | Kent East | Vehicle Washing: Jet Wash process | Pre Market Reform | Consent | -
16117 | 1 | Low Risk Consent | Murco Petroleum Limited | Suite 1, 3rd Floor | 11-12 St. James's Square | - | London | - | SW1Y 4LB | 87 | HAVANT ROAD | - | EMSWORTH | HA | PO10 7LE | 2014-06-16 | 4 | 2 | At all times | THORNHAM WTW | Havant Road | Chemical Oxygen Demand Shaken as 0 | - | 800 | mg/l | 31.3 | Vehicle and plant washing (Low Impact) | Hampshire East | Vehicle Washing: Jet Wash process | Pre Market Reform | Consent | -
16117 | 1 | Low Risk Consent | Murco Petroleum Limited | Suite 1, 3rd Floor | 11-12 St. James's Square | - | London | - | SW1Y 4LB | 87 | HAVANT ROAD | - | EMSWORTH | HA | PO10 7LE | 2014-06-16 | 4 | 2 | At all times | THORNHAM WTW | Havant Road | Oil and Grease | - | 200 | mg/l | 31.3 | Vehicle and plant washing (Low Impact) | Hampshire East | Vehicle Washing: Jet Wash process | Pre Market Reform | Consent | -
16117 | 1 | Low Risk Consent | Murco Petroleum Limited | Suite 1, 3rd Floor | 11-12 St. James's Square | - | London | - | SW1Y 4LB | 87 | HAVANT ROAD | - | EMSWORTH | HA | PO10 7LE | 2014-06-16 | 4 | 2 | At all times | THORNHAM WTW | Havant Road | pH | 6 | 10 | pH Units | 31.3 | Vehicle and plant washing (Low Impact) | Hampshire East | Vehicle Washing: Jet Wash process | Pre Market Reform | Consent | -
16117 | 1 | Low Risk Consent | Murco Petroleum Limited | Suite 1, 3rd Floor | 11-12 St. James's Square | - | London | - | SW1Y 4LB | 87 | HAVANT ROAD | - | EMSWORTH | HA | PO10 7LE | 2014-06-16 | 4 | 2 | At all times | THORNHAM WTW | Havant Road | Solids Suspended 105 Degrees C | - | 400 | mg/l | 31.3 | Vehicle and plant washing (Low Impact) | Hampshire East | Vehicle Washing: Jet Wash process | Pre Market Reform | Consent | -
16119 | 1 | Low Risk Consent | Botley Brewery Ltd | Botley Brewery | Mill Hill | Botley | Southampton | - | SO30 2GB | BOTLEY MILL | MILL HILL | - | BOTLEY | HA | SO30 2GB | 2014-07-01 | 1 | 0.5 | At all times | PEEL COMMON WTW | Botley Hill | Chemical Oxygen Demand Shaken as 0 | - | 3000 | mg/l | 1.3 | Alcoholic beverages (Low Impact) | Hampshire East | Drink Production: Brewery process | Pre Market Reform | Consent | -
16119 | 1 | Low Risk Consent | Botley Brewery Ltd | Botley Brewery | Mill Hill | Botley | Southampton | - | SO30 2GB | BOTLEY MILL | MILL HILL | - | BOTLEY | HA | SO30 2GB | 2014-07-01 | 1 | 0.5 | At all times | PEEL COMMON WTW | Botley Hill | pH | 6 | 10 | pH Units | 1.3 | Alcoholic beverages (Low Impact) | Hampshire East | Drink Production: Brewery process | Pre Market Reform | Consent | -
16119 | 1 | Low Risk Consent | Botley Brewery Ltd | Botley Brewery | Mill Hill | Botley | Southampton | - | SO30 2GB | BOTLEY MILL | MILL HILL | - | BOTLEY | HA | SO30 2GB | 2014-07-01 | 1 | 0.5 | At all times | PEEL COMMON WTW | Botley Hill | Solids Suspended 105 Degrees C | - | 500 | mg/l | 1.3 | Alcoholic beverages (Low Impact) | Hampshire East | Drink Production: Brewery process | Pre Market Reform | Consent | -
16121 | 2 | Tier 2 Consent | Rayner Intraocular Lenses Limited | 10 | Dominion Way | - | Worthing | West Sussex | BN14 8AQ | EAST WORTHING INDUSTRIAL ESTATE RAYNOR INTRAOCULAR LENSES LTD | DOMINION WAY | - | WORTHING | SW | BN14 8QL | 2017-02-01 | 20 | 1 | at all times | EAST WORTHING WTW | dominion way | Chemical Oxygen Demand Shaken as 0 | - | 2000 | mg/l | 4.3 | Medical equipment manufacture | Sussex West | Miscellaneous: Lens Washing processes | Pre Market Reform | Consent | -
16121 | 2 | Tier 2 Consent | Rayner Intraocular Lenses Limited | 10 | Dominion Way | - | Worthing | West Sussex | BN14 8AQ | EAST WORTHING INDUSTRIAL ESTATE RAYNOR INTRAOCULAR LENSES LTD | DOMINION WAY | - | WORTHING | SW | BN14 8QL | 2017-02-01 | 20 | 1 | at all times | EAST WORTHING WTW | dominion way | pH | 6 | 10 | pH Units | 4.3 | Medical equipment manufacture | Sussex West | Miscellaneous: Lens Washing processes | Pre Market Reform | Consent | -
16121 | 2 | Tier 2 Consent | Rayner Intraocular Lenses Limited | 10 | Dominion Way | - | Worthing | West Sussex | BN14 8AQ | EAST WORTHING INDUSTRIAL ESTATE RAYNOR INTRAOCULAR LENSES LTD | DOMINION WAY | - | WORTHING | SW | BN14 8QL | 2017-02-01 | 20 | 1 | at all times | EAST WORTHING WTW | dominion way | Solids Suspended 105 Degrees C | - | 400 | mg/l | 4.3 | Medical equipment manufacture | Sussex West | Miscellaneous: Lens Washing processes | Pre Market Reform | Consent | -
16122 | 1 | Low Risk Consent | Bishops Printers Limited | Spa House | Walton Road | Farlington | Portsmouth | Hampshire | PO6 1TR | OFFICES | FITZHERBERT ROAD | - | PORTSMOUTH | HA | PO6 1SD | 2014-06-23 | 2 | 1 | At all times | BUDDS FARM HAVANT WTW | Walton Road | Chemical Oxygen Demand Shaken as 0 | - | 800 | mg/l | 24.2 | Printing and related activities (Low impact) | Hampshire East | Reprographics: Computer to plate imaging device wash tank | Pre Market Reform | Consent | -
16122 | 1 | Low Risk Consent | Bishops Printers Limited | Spa House | Walton Road | Farlington | Portsmouth | Hampshire | PO6 1TR | OFFICES | FITZHERBERT ROAD | - | PORTSMOUTH | HA | PO6 1SD | 2014-06-23 | 2 | 1 | At all times | BUDDS FARM HAVANT WTW | Walton Road | pH | 6 | 10 | pH Units | 24.2 | Printing and related activities (Low impact) | Hampshire East | Reprographics: Computer to plate imaging device wash tank | Pre Market Reform | Consent | -
16122 | 1 | Low Risk Consent | Bishops Printers Limited | Spa House | Walton Road | Farlington | Portsmouth | Hampshire | PO6 1TR | OFFICES | FITZHERBERT ROAD | - | PORTSMOUTH | HA | PO6 1SD | 2014-06-23 | 2 | 1 | At all times | BUDDS FARM HAVANT WTW | Walton Road | Solids Suspended 105 Degrees C | - | 400 | mg/l | 24.2 | Printing and related activities (Low impact) | Hampshire East | Reprographics: Computer to plate imaging device wash tank | Pre Market Reform | Consent | -
16125 | 1 | Tier 1 Consent | Nizels Limited | Bath Road | Knowl Hill |  | Reading | Berkshire | RG10 9AL | GOLF COURSE | NIZELS LANE | - | TONBRIDGE | KE | TN11 8NU | 2014-06-23 | 20 | 3 | At all times | TONBRIDGE WTW | Nizels Lane | Chemical Oxygen Demand Shaken as 0 | - | 800 | mg/l | 32.1 | Leisure facilities | Kent West | Swimming Pools: Filter backwash water process | Pre Market Reform | Consent | -
16125 | 1 | Tier 1 Consent | Nizels Limited | Bath Road | Knowl Hill |  | Reading | Berkshire | RG10 9AL | GOLF COURSE | NIZELS LANE | - | TONBRIDGE | KE | TN11 8NU | 2014-06-23 | 20 | 3 | At all times | TONBRIDGE WTW | Nizels Lane | pH | 6 | 10 | pH Units | 32.1 | Leisure facilities | Kent West | Swimming Pools: Filter backwash water process | Pre Market Reform | Consent | -
16125 | 1 | Tier 1 Consent | Nizels Limited | Bath Road | Knowl Hill |  | Reading | Berkshire | RG10 9AL | GOLF COURSE | NIZELS LANE | - | TONBRIDGE | KE | TN11 8NU | 2014-06-23 | 20 | 3 | At all times | TONBRIDGE WTW | Nizels Lane | Solids Suspended 105 Degrees C | - | 400 | mg/l | 32.1 | Leisure facilities | Kent West | Swimming Pools: Filter backwash water process | Pre Market Reform | Consent | -
16133 | 2 | Low Risk Consent | Fresh Service Limited | Fruit Distribution Depot | Darenth Hill | - | Dartford | Kent | DA2 7QY | Fresh Service Ltd | Henley Road, off Transfesa Road |  | Paddock Wood | KE | TN12 6DQ | 2014-05-22 | 5 | 0.2 | At all times | PADDOCK WOOD WTW | Henley Road | Chemical Oxygen Demand Shaken as 0 | - | 800 | mg/l | 31.3 | Vehicle and plant washing (Low Impact) | Sussex East | Vehicle Washing: Jet Wash process | Pre Market Reform | Consent | -
16133 | 2 | Low Risk Consent | Fresh Service Limited | Fruit Distribution Depot | Darenth Hill | - | Dartford | Kent | DA2 7QY | Fresh Service Ltd | Henley Road, off Transfesa Road |  | Paddock Wood | KE | TN12 6DQ | 2014-05-22 | 5 | 0.2 | At all times | PADDOCK WOOD WTW | Henley Road | pH | 6 | 10 | pH Units | 31.3 | Vehicle and plant washing (Low Impact) | Sussex East | Vehicle Washing: Jet Wash process | Pre Market Reform | Consent | -
16133 | 2 | Low Risk Consent | Fresh Service Limited | Fruit Distribution Depot | Darenth Hill | - | Dartford | Kent | DA2 7QY | Fresh Service Ltd | Henley Road, off Transfesa Road |  | Paddock Wood | KE | TN12 6DQ | 2014-05-22 | 5 | 0.2 | At all times | PADDOCK WOOD WTW | Henley Road | Solids Suspended 105C Settled | - | 400 | mg/l | 31.3 | Vehicle and plant washing (Low Impact) | Sussex East | Vehicle Washing: Jet Wash process | Pre Market Reform | Consent | -
16135 | 2 | Low Risk Consent | Cryoquip Limited | 27 | New Dover Road | - | Canterbury | Kent | CT1 3DN | UNIT 12 | LAKESVIEW INTERNATIONAL BUSINESS PARK | - | CANTERBURY | KE | CT3 4JZ | 2014-07-18 | 4 | 0.27 | At all times | WESTBERE WTW | Thomas Way | Chemical Oxygen Demand Shaken as 0 | - | 800 | mg/l | 36.1 | Refuse containers (Wheelie bins / low risk commercial) | Kent East | Miscellaneous: vaporiser washing process | Pre Market Reform | Consent | -
16135 | 2 | Low Risk Consent | Cryoquip Limited | 27 | New Dover Road | - | Canterbury | Kent | CT1 3DN | UNIT 12 | LAKESVIEW INTERNATIONAL BUSINESS PARK | - | CANTERBURY | KE | CT3 4JZ | 2014-07-18 | 4 | 0.27 | At all times | WESTBERE WTW | Thomas Way | Detergents Anionic | - | 20 | mg/l | 36.1 | Refuse containers (Wheelie bins / low risk commercial) | Kent East | Miscellaneous: vaporiser washing process | Pre Market Reform | Consent | -
16135 | 2 | Low Risk Consent | Cryoquip Limited | 27 | New Dover Road | - | Canterbury | Kent | CT1 3DN | UNIT 12 | LAKESVIEW INTERNATIONAL BUSINESS PARK | - | CANTERBURY | KE | CT3 4JZ | 2014-07-18 | 4 | 0.27 | At all times | WESTBERE WTW | Thomas Way | Detergents Non-Ionic | - | 20 | mg/l | 36.1 | Refuse containers (Wheelie bins / low risk commercial) | Kent East | Miscellaneous: vaporiser washing process | Pre Market Reform | Consent | -
16135 | 2 | Low Risk Consent | Cryoquip Limited | 27 | New Dover Road | - | Canterbury | Kent | CT1 3DN | UNIT 12 | LAKESVIEW INTERNATIONAL BUSINESS PARK | - | CANTERBURY | KE | CT3 4JZ | 2014-07-18 | 4 | 0.27 | At all times | WESTBERE WTW | Thomas Way | pH | 6 | 10 | pH Units | 36.1 | Refuse containers (Wheelie bins / low risk commercial) | Kent East | Miscellaneous: vaporiser washing process | Pre Market Reform | Consent | -
16135 | 2 | Low Risk Consent | Cryoquip Limited | 27 | New Dover Road | - | Canterbury | Kent | CT1 3DN | UNIT 12 | LAKESVIEW INTERNATIONAL BUSINESS PARK | - | CANTERBURY | KE | CT3 4JZ | 2014-07-18 | 4 | 0.27 | At all times | WESTBERE WTW | Thomas Way | Solids Suspended 105 Degrees C | - | 400 | mg/l | 36.1 | Refuse containers (Wheelie bins / low risk commercial) | Kent East | Miscellaneous: vaporiser washing process | Pre Market Reform | Consent | -
16135 | 2 | Low Risk Consent | Cryoquip Limited | 27 | New Dover Road | - | Canterbury | Kent | CT1 3DN | UNIT 12 | LAKESVIEW INTERNATIONAL BUSINESS PARK | - | CANTERBURY | KE | CT3 4JZ | 2014-07-18 | 4 | 0.27 | At all times | WESTBERE WTW | Thomas Way | Sulphate as S04 | - | 500 | mg/l | 36.1 | Refuse containers (Wheelie bins / low risk commercial) | Kent East | Miscellaneous: vaporiser washing process | Pre Market Reform | Consent | -
16140 | 3 | Tier 1 Consent | East Sussex County Council | Energy Management Team | County Hall, St Annes Crescent |  | Lewes | East Sussex | BN7 1UE | RINGMER ACADEMY | LEWES ROAD | - | LEWES | SE | BN8 5QH | 2014-07-01 | 30 | 16.9 | At all times | NEAVES LANE RINGMER WTW | Lewes Road | Chemical Oxygen Demand Shaken as 0 | - | 800 | mg/l | 32.1 | Leisure facilities | Sussex East | Swimming Pools: Filter backwash water process | Pre Market Reform | Consent | -
16140 | 3 | Tier 1 Consent | East Sussex County Council | Energy Management Team | County Hall, St Annes Crescent |  | Lewes | East Sussex | BN7 1UE | RINGMER ACADEMY | LEWES ROAD | - | LEWES | SE | BN8 5QH | 2014-07-01 | 30 | 16.9 | At all times | NEAVES LANE RINGMER WTW | Lewes Road | pH | 6 | 10 | pH Units | 32.1 | Leisure facilities | Sussex East | Swimming Pools: Filter backwash water process | Pre Market Reform | Consent | -
16140 | 3 | Tier 1 Consent | East Sussex County Council | Energy Management Team | County Hall, St Annes Crescent |  | Lewes | East Sussex | BN7 1UE | RINGMER ACADEMY | LEWES ROAD | - | LEWES | SE | BN8 5QH | 2014-07-01 | 30 | 16.9 | At all times | NEAVES LANE RINGMER WTW | Lewes Road | Solids Suspended 105 Degrees C | - | 400 | mg/l | 32.1 | Leisure facilities | Sussex East | Swimming Pools: Filter backwash water process | Pre Market Reform | Consent | -
16151 | 4 | Tier 2 Consent | Valencia Waste Management Limited | Oil Depot | 242 London Road |  | Stretton-on-Dunsmore |  | CV23 9JA | SKIPAWAYS, PELICAN HOUSE | CLIPPER CLOSE | - | ROCHESTER | KE | ME2 4QP | 2014-08-08 | 430 | 13 | At all times | WHITEWALL CREEK WTW |  | Chemical Oxygen Demand Shaken as 0 | - | 800 | mg/l | 40.2 | Rainwater and surface water run-off (Low Impact) | Kent West | Surface Water: Surface Water process | Pre Market Reform | Consent | -
16151 | 4 | Tier 2 Consent | Valencia Waste Management Limited | Oil Depot | 242 London Road |  | Stretton-on-Dunsmore |  | CV23 9JA | SKIPAWAYS, PELICAN HOUSE | CLIPPER CLOSE | - | ROCHESTER | KE | ME2 4QP | 2014-08-08 | 430 | 13 | At all times | WHITEWALL CREEK WTW |  | Nitrogen Ammoniacal as N | - | 10 | mg/l | 40.2 | Rainwater and surface water run-off (Low Impact) | Kent West | Surface Water: Surface Water process | Pre Market Reform | Consent | -
16151 | 4 | Tier 2 Consent | Valencia Waste Management Limited | Oil Depot | 242 London Road |  | Stretton-on-Dunsmore |  | CV23 9JA | SKIPAWAYS, PELICAN HOUSE | CLIPPER CLOSE | - | ROCHESTER | KE | ME2 4QP | 2014-08-08 | 430 | 13 | At all times | WHITEWALL CREEK WTW |  | pH | 6 | 10 | pH Units | 40.2 | Rainwater and surface water run-off (Low Impact) | Kent West | Surface Water: Surface Water process | Pre Market Reform | Consent | -
16151 | 4 | Tier 2 Consent | Valencia Waste Management Limited | Oil Depot | 242 London Road |  | Stretton-on-Dunsmore |  | CV23 9JA | SKIPAWAYS, PELICAN HOUSE | CLIPPER CLOSE | - | ROCHESTER | KE | ME2 4QP | 2014-08-08 | 430 | 13 | At all times | WHITEWALL CREEK WTW |  | Solids Suspended 105 Degrees C | - | 400 | mg/l | 40.2 | Rainwater and surface water run-off (Low Impact) | Kent West | Surface Water: Surface Water process | Pre Market Reform | Consent | -
16153 | 2 | Low Risk Consent | Hanson-Tower Limited | Hanson House | Knight Road | Strood | Rochester | Kent | ME2 2JH | HANSON HOUSE HANSON TOWER LTD | KNIGHT ROAD | - | ROCHESTER | MW | ME2 2JH | 2014-07-29 | 1.5 | 1 | At all times | WHITEWALL CREEK WTW |  | Chemical Oxygen Demand Shaken as 0 | - | 800 | mg/l | 16.1 | Leather, tanning and dressing | Kent West | Miscellaneous: Coating leather | Pre Market Reform | Consent | -
16153 | 2 | Low Risk Consent | Hanson-Tower Limited | Hanson House | Knight Road | Strood | Rochester | Kent | ME2 2JH | HANSON HOUSE HANSON TOWER LTD | KNIGHT ROAD | - | ROCHESTER | MW | ME2 2JH | 2014-07-29 | 1.5 | 1 | At all times | WHITEWALL CREEK WTW |  | pH | 6 | 10 | pH Units | 16.1 | Leather, tanning and dressing | Kent West | Miscellaneous: Coating leather | Pre Market Reform | Consent | -
16153 | 2 | Low Risk Consent | Hanson-Tower Limited | Hanson House | Knight Road | Strood | Rochester | Kent | ME2 2JH | HANSON HOUSE HANSON TOWER LTD | KNIGHT ROAD | - | ROCHESTER | MW | ME2 2JH | 2014-07-29 | 1.5 | 1 | At all times | WHITEWALL CREEK WTW |  | Solids Suspended 105 Degrees C | - | 400 | mg/l | 16.1 | Leather, tanning and dressing | Kent West | Miscellaneous: Coating leather | Pre Market Reform | Consent | -
16157 | 1 | Low Risk Consent | Roland Dorti T/A Valeting Centre | Flat 3 | 124 Upper Hale Road | Newcombe Church House | Farnham | Surrey | GU9 OJH | LOCKS HEATH SHOPPING CENTRE | CENTRE WAY | - | LOCKS HEATH | SP | SO31 6DX | 2014-06-30 | 4 | 1 | At all times | PEEL COMMON WTW |  | Chemical Oxygen Demand Shaken as 0 | - | 800 | mg/l | 31.3 | Vehicle and plant washing (Low Impact) | Hampshire East | Vehicle Washing: Jet Wash process | Pre Market Reform | Consent | -
16157 | 1 | Low Risk Consent | Roland Dorti T/A Valeting Centre | Flat 3 | 124 Upper Hale Road | Newcombe Church House | Farnham | Surrey | GU9 OJH | LOCKS HEATH SHOPPING CENTRE | CENTRE WAY | - | LOCKS HEATH | SP | SO31 6DX | 2014-06-30 | 4 | 1 | At all times | PEEL COMMON WTW |  | Oil and Grease | - | 200 | mg/l | 31.3 | Vehicle and plant washing (Low Impact) | Hampshire East | Vehicle Washing: Jet Wash process | Pre Market Reform | Consent | -
16157 | 1 | Low Risk Consent | Roland Dorti T/A Valeting Centre | Flat 3 | 124 Upper Hale Road | Newcombe Church House | Farnham | Surrey | GU9 OJH | LOCKS HEATH SHOPPING CENTRE | CENTRE WAY | - | LOCKS HEATH | SP | SO31 6DX | 2014-06-30 | 4 | 1 | At all times | PEEL COMMON WTW |  | pH | 6 | 10 | pH Units | 31.3 | Vehicle and plant washing (Low Impact) | Hampshire East | Vehicle Washing: Jet Wash process | Pre Market Reform | Consent | -
16157 | 1 | Low Risk Consent | Roland Dorti T/A Valeting Centre | Flat 3 | 124 Upper Hale Road | Newcombe Church House | Farnham | Surrey | GU9 OJH | LOCKS HEATH SHOPPING CENTRE | CENTRE WAY | - | LOCKS HEATH | SP | SO31 6DX | 2014-06-30 | 4 | 1 | At all times | PEEL COMMON WTW |  | Solids Suspended 105 Degrees C | - | 400 | mg/l | 31.3 | Vehicle and plant washing (Low Impact) | Hampshire East | Vehicle Washing: Jet Wash process | Pre Market Reform | Consent | -
16158 | 1 | Tier 2 Consent | Linet UK Limited | 11 | Brunel Way | - | Fareham | Hampshire | PO15 5TX | 11 | BRUNEL WAY | - | FAREHAM | HA | PO15 5TX | 2014-08-01 | 9 | 4 | 0001 - 2359 | PEEL COMMON WTW | Brunel Way | Chemical Oxygen Demand Shaken as 0 | - | 800 | mg/l | 15.3 | Sterilization/medical equipment cleaning, hygiene bin cleaning, low risk cleaning of items | Hampshire East | Miscellaneous: washing of mattress systems and beds | Pre Market Reform | Consent | SEGENSWORTH EAST FAREHAM WPS
16158 | 1 | Tier 2 Consent | Linet UK Limited | 11 | Brunel Way | - | Fareham | Hampshire | PO15 5TX | 11 | BRUNEL WAY | - | FAREHAM | HA | PO15 5TX | 2014-08-01 | 9 | 4 | 0001 - 2359 | PEEL COMMON WTW | Brunel Way | pH | 6 | 10 | pH Units | 15.3 | Sterilization/medical equipment cleaning, hygiene bin cleaning, low risk cleaning of items | Hampshire East | Miscellaneous: washing of mattress systems and beds | Pre Market Reform | Consent | SEGENSWORTH EAST FAREHAM WPS
16158 | 1 | Tier 2 Consent | Linet UK Limited | 11 | Brunel Way | - | Fareham | Hampshire | PO15 5TX | 11 | BRUNEL WAY | - | FAREHAM | HA | PO15 5TX | 2014-08-01 | 9 | 4 | 0001 - 2359 | PEEL COMMON WTW | Brunel Way | Solids Suspended 105 Degrees C | - | 400 | mg/l | 15.3 | Sterilization/medical equipment cleaning, hygiene bin cleaning, low risk cleaning of items | Hampshire East | Miscellaneous: washing of mattress systems and beds | Pre Market Reform | Consent | SEGENSWORTH EAST FAREHAM WPS
16159 | 1 | Low Risk Consent | UK Power Networks (Operations) Limited | Newington House | 237 Southwark Bridge Road | - | London | - | SE1 6NP |  | Victoria Road | - | Ashford | Kent | TN23 7HE | 2014-08-07 | 2 | 0.1 | 0700-1800 | ASHFORD WTW | Victoria Road | Chemical Oxygen Demand Shaken as 0 | - | 800 | mg/l | 31.3 | Vehicle and plant washing (Low Impact) | Kent East | Vehicle Washing: Jet Wash process | Pre Market Reform | Consent | -
16159 | 1 | Low Risk Consent | UK Power Networks (Operations) Limited | Newington House | 237 Southwark Bridge Road | - | London | - | SE1 6NP |  | Victoria Road | - | Ashford | Kent | TN23 7HE | 2014-08-07 | 2 | 0.1 | 0700-1800 | ASHFORD WTW | Victoria Road | pH | 6 | 10 | pH Units | 31.3 | Vehicle and plant washing (Low Impact) | Kent East | Vehicle Washing: Jet Wash process | Pre Market Reform | Consent | -
16159 | 1 | Low Risk Consent | UK Power Networks (Operations) Limited | Newington House | 237 Southwark Bridge Road | - | London | - | SE1 6NP |  | Victoria Road | - | Ashford | Kent | TN23 7HE | 2014-08-07 | 2 | 0.1 | 0700-1800 | ASHFORD WTW | Victoria Road | Solids Suspended 105 Degrees C | - | 400 | mg/l | 31.3 | Vehicle and plant washing (Low Impact) | Kent East | Vehicle Washing: Jet Wash process | Pre Market Reform | Consent | -
16162 | 6 | Tier 1 Consent | Baker & Baker Products UK Limited |  | Stadium Road | Bromborough | Wirral |  | CH62 3NU | UNIT 3 | WISTON BUSINESS PARK(A24) |  | ASHINGTON PULBOROUGH | SW | RH20 3DJ | 2014-08-01 | 40 | 2 | at all times | ASHINGTON WTW | London Road (A24) | Chemical Oxygen Demand Shaken as 0 | - | 3500 | mg/l | 9.1 | Food/drink processing - high sugar/prepared meals | Sussex West | Cleaning of equipment used in bakery processes | Bakery | Consent | -
16162 | 6 | Tier 1 Consent | Baker & Baker Products UK Limited |  | Stadium Road | Bromborough | Wirral |  | CH62 3NU | UNIT 3 | WISTON BUSINESS PARK(A24) |  | ASHINGTON PULBOROUGH | SW | RH20 3DJ | 2014-08-01 | 40 | 2 | at all times | ASHINGTON WTW | London Road (A24) | Nitrogen Ammoniacal as N | - | 35 | mg/l | 9.1 | Food/drink processing - high sugar/prepared meals | Sussex West | Cleaning of equipment used in bakery processes | Bakery | Consent | -
16162 | 6 | Tier 1 Consent | Baker & Baker Products UK Limited |  | Stadium Road | Bromborough | Wirral |  | CH62 3NU | UNIT 3 | WISTON BUSINESS PARK(A24) |  | ASHINGTON PULBOROUGH | SW | RH20 3DJ | 2014-08-01 | 40 | 2 | at all times | ASHINGTON WTW | London Road (A24) | Oil and Grease | - | 200 | mg/l | 9.1 | Food/drink processing - high sugar/prepared meals | Sussex West | Cleaning of equipment used in bakery processes | Bakery | Consent | -
16162 | 6 | Tier 1 Consent | Baker & Baker Products UK Limited |  | Stadium Road | Bromborough | Wirral |  | CH62 3NU | UNIT 3 | WISTON BUSINESS PARK(A24) |  | ASHINGTON PULBOROUGH | SW | RH20 3DJ | 2014-08-01 | 40 | 2 | at all times | ASHINGTON WTW | London Road (A24) | pH | 6 | 10 | pH Units | 9.1 | Food/drink processing - high sugar/prepared meals | Sussex West | Cleaning of equipment used in bakery processes | Bakery | Consent | -
16162 | 6 | Tier 1 Consent | Baker & Baker Products UK Limited |  | Stadium Road | Bromborough | Wirral |  | CH62 3NU | UNIT 3 | WISTON BUSINESS PARK(A24) |  | ASHINGTON PULBOROUGH | SW | RH20 3DJ | 2014-08-01 | 40 | 2 | at all times | ASHINGTON WTW | London Road (A24) | Solids Suspended 105 Degrees C | - | 2000 | mg/l | 9.1 | Food/drink processing - high sugar/prepared meals | Sussex West | Cleaning of equipment used in bakery processes | Bakery | Consent | -
16163 | 2 | Low Risk Consent | Southover Food Company Limited | Suite 2 2nd Floor Phoenix House | 32 West Street | - | Brighton | - | BN1 2RT | 4 | GRANGE INDUSTRIAL ESTATE | - | SOUTHWICK | SW | BN42 4EN | 2014-08-15 | 4 | 1 | at all times | SHOREHAM WTW |  | Chemical Oxygen Demand Shaken as 0 | - | 2000 | mg/l | 9.2 | Food processing - General | Sussex West | Food Processing: Meat Processing process and vehicle washing | Pre Market Reform | Consent | -
16163 | 2 | Low Risk Consent | Southover Food Company Limited | Suite 2 2nd Floor Phoenix House | 32 West Street | - | Brighton | - | BN1 2RT | 4 | GRANGE INDUSTRIAL ESTATE | - | SOUTHWICK | SW | BN42 4EN | 2014-08-15 | 4 | 1 | at all times | SHOREHAM WTW |  | Solids Suspended 105 Degrees C | - | 1000 | mg/l | 9.2 | Food processing - General | Sussex West | Food Processing: Meat Processing process and vehicle washing | Pre Market Reform | Consent | -
16166 | 2 | Tier 1 Consent | Isle of Wight NHS Trust | - | St Mary's Hospital | Parkhurst Road | Newport | Isle of Wight | PO30 5TG | ST MARY'S HOSPITAL SEVENACRES | PARKHURST ROAD | - | NEWPORT | KE | PO30 5TG | 2014-09-01 | 75 | 4.5 | At all times | SANDOWN NEW WTW | Dodnor Lane | Chemical Oxygen Demand Shaken as 0 | - | 800 | mg/l | 15.3 | Sterilization/medical equipment cleaning, hygiene bin cleaning, low risk cleaning of items | Hampshire East | Sterilization/medical equipment cleaning, hygiene bin cleaning, low risk cleaning of items | Sterilization/medical equipment cleaning, hygiene bin cleaning, low risk cleaning of items | Consent | -
16166 | 2 | Tier 1 Consent | Isle of Wight NHS Trust | - | St Mary's Hospital | Parkhurst Road | Newport | Isle of Wight | PO30 5TG | ST MARY'S HOSPITAL SEVENACRES | PARKHURST ROAD | - | NEWPORT | KE | PO30 5TG | 2014-09-01 | 75 | 4.5 | At all times | SANDOWN NEW WTW | Dodnor Lane | pH | 6 | 10 | pH Units | 15.3 | Sterilization/medical equipment cleaning, hygiene bin cleaning, low risk cleaning of items | Hampshire East | Sterilization/medical equipment cleaning, hygiene bin cleaning, low risk cleaning of items | Sterilization/medical equipment cleaning, hygiene bin cleaning, low risk cleaning of items | Consent | -
16166 | 2 | Tier 1 Consent | Isle of Wight NHS Trust | - | St Mary's Hospital | Parkhurst Road | Newport | Isle of Wight | PO30 5TG | ST MARY'S HOSPITAL SEVENACRES | PARKHURST ROAD | - | NEWPORT | KE | PO30 5TG | 2014-09-01 | 75 | 4.5 | At all times | SANDOWN NEW WTW | Dodnor Lane | Solids Suspended 105 Degrees C | - | 400 | mg/l | 15.3 | Sterilization/medical equipment cleaning, hygiene bin cleaning, low risk cleaning of items | Hampshire East | Sterilization/medical equipment cleaning, hygiene bin cleaning, low risk cleaning of items | Sterilization/medical equipment cleaning, hygiene bin cleaning, low risk cleaning of items | Consent | -
16173 | 1 | Low Risk Consent | Bexhill Gearboxes Ltd | Endwell Chambers | 6 Endwell Road | - | Bexhill On Sea | East Sussex | TN40 1EA | 30 | THEAKLEN DRIVE | - | ST LEONARDS ON SEA | SE | TN38 9AZ | 2014-08-15 | 0.1 | 0.5 | At all times | BEXHILL & HASTINGS WTW | Theaklen Drive | Chemical Oxygen Demand Shaken as 0 | - | 800 | mg/l | 31.1 | Vehicle and plant washing (Medium Impact) | Sussex East | Component Cleaning: Equipment Cleaning process | Pre Market Reform | Consent | -
16173 | 1 | Low Risk Consent | Bexhill Gearboxes Ltd | Endwell Chambers | 6 Endwell Road | - | Bexhill On Sea | East Sussex | TN40 1EA | 30 | THEAKLEN DRIVE | - | ST LEONARDS ON SEA | SE | TN38 9AZ | 2014-08-15 | 0.1 | 0.5 | At all times | BEXHILL & HASTINGS WTW | Theaklen Drive | Detergents Anionic | - | 50 | mg/l | 31.1 | Vehicle and plant washing (Medium Impact) | Sussex East | Component Cleaning: Equipment Cleaning process | Pre Market Reform | Consent | -
16173 | 1 | Low Risk Consent | Bexhill Gearboxes Ltd | Endwell Chambers | 6 Endwell Road | - | Bexhill On Sea | East Sussex | TN40 1EA | 30 | THEAKLEN DRIVE | - | ST LEONARDS ON SEA | SE | TN38 9AZ | 2014-08-15 | 0.1 | 0.5 | At all times | BEXHILL & HASTINGS WTW | Theaklen Drive | Detergents Non-Ionic | - | 50 | mg/l | 31.1 | Vehicle and plant washing (Medium Impact) | Sussex East | Component Cleaning: Equipment Cleaning process | Pre Market Reform | Consent | -
16173 | 1 | Low Risk Consent | Bexhill Gearboxes Ltd | Endwell Chambers | 6 Endwell Road | - | Bexhill On Sea | East Sussex | TN40 1EA | 30 | THEAKLEN DRIVE | - | ST LEONARDS ON SEA | SE | TN38 9AZ | 2014-08-15 | 0.1 | 0.5 | At all times | BEXHILL & HASTINGS WTW | Theaklen Drive | Oil and Grease | - | 200 | mg/l | 31.1 | Vehicle and plant washing (Medium Impact) | Sussex East | Component Cleaning: Equipment Cleaning process | Pre Market Reform | Consent | -
16173 | 1 | Low Risk Consent | Bexhill Gearboxes Ltd | Endwell Chambers | 6 Endwell Road | - | Bexhill On Sea | East Sussex | TN40 1EA | 30 | THEAKLEN DRIVE | - | ST LEONARDS ON SEA | SE | TN38 9AZ | 2014-08-15 | 0.1 | 0.5 | At all times | BEXHILL & HASTINGS WTW | Theaklen Drive | pH | 6 | 10 | pH Units | 31.1 | Vehicle and plant washing (Medium Impact) | Sussex East | Component Cleaning: Equipment Cleaning process | Pre Market Reform | Consent | -
16173 | 1 | Low Risk Consent | Bexhill Gearboxes Ltd | Endwell Chambers | 6 Endwell Road | - | Bexhill On Sea | East Sussex | TN40 1EA | 30 | THEAKLEN DRIVE | - | ST LEONARDS ON SEA | SE | TN38 9AZ | 2014-08-15 | 0.1 | 0.5 | At all times | BEXHILL & HASTINGS WTW | Theaklen Drive | Solids Suspended 105 Degrees C | - | 400 | mg/l | 31.1 | Vehicle and plant washing (Medium Impact) | Sussex East | Component Cleaning: Equipment Cleaning process | Pre Market Reform | Consent | -
16173 | 1 | Low Risk Consent | Bexhill Gearboxes Ltd | Endwell Chambers | 6 Endwell Road | - | Bexhill On Sea | East Sussex | TN40 1EA | 30 | THEAKLEN DRIVE | - | ST LEONARDS ON SEA | SE | TN38 9AZ | 2014-08-15 | 0.1 | 0.5 | At all times | BEXHILL & HASTINGS WTW | Theaklen Drive | Sulphate as S04 | - | 500 | mg/l | 31.1 | Vehicle and plant washing (Medium Impact) | Sussex East | Component Cleaning: Equipment Cleaning process | Pre Market Reform | Consent | -
16177 | 3 | Low Risk Consent | BFS Group Limited | 814 | Leigh Road |  | Slough |  | SL1 4BD | 3663 | TRANSFESA ROAD |  | PADDOCK WOOD | KE | TN12 6UU | 2014-05-01 | 10 | 0.5 | At all times | PADDOCK WOOD WTW | Transfesa Road | Chemical Oxygen Demand Shaken as 0 | - | 800 | mg/l | 31.1 | Vehicle and plant washing (Medium Impact) | Sussex East | Vehicle Washing: General Wash process | Pre Market Reform | Consent | -
16177 | 3 | Low Risk Consent | BFS Group Limited | 814 | Leigh Road |  | Slough |  | SL1 4BD | 3663 | TRANSFESA ROAD |  | PADDOCK WOOD | KE | TN12 6UU | 2014-05-01 | 10 | 0.5 | At all times | PADDOCK WOOD WTW | Transfesa Road | Detergents Anionic | - | 50 | mg/l | 31.1 | Vehicle and plant washing (Medium Impact) | Sussex East | Vehicle Washing: General Wash process | Pre Market Reform | Consent | -
16177 | 3 | Low Risk Consent | BFS Group Limited | 814 | Leigh Road |  | Slough |  | SL1 4BD | 3663 | TRANSFESA ROAD |  | PADDOCK WOOD | KE | TN12 6UU | 2014-05-01 | 10 | 0.5 | At all times | PADDOCK WOOD WTW | Transfesa Road | Detergents Non-Ionic | - | 50 | mg/l | 31.1 | Vehicle and plant washing (Medium Impact) | Sussex East | Vehicle Washing: General Wash process | Pre Market Reform | Consent | -
16177 | 3 | Low Risk Consent | BFS Group Limited | 814 | Leigh Road |  | Slough |  | SL1 4BD | 3663 | TRANSFESA ROAD |  | PADDOCK WOOD | KE | TN12 6UU | 2014-05-01 | 10 | 0.5 | At all times | PADDOCK WOOD WTW | Transfesa Road | Oil and Grease | - | 200 | mg/l | 31.1 | Vehicle and plant washing (Medium Impact) | Sussex East | Vehicle Washing: General Wash process | Pre Market Reform | Consent | -
16177 | 3 | Low Risk Consent | BFS Group Limited | 814 | Leigh Road |  | Slough |  | SL1 4BD | 3663 | TRANSFESA ROAD |  | PADDOCK WOOD | KE | TN12 6UU | 2014-05-01 | 10 | 0.5 | At all times | PADDOCK WOOD WTW | Transfesa Road | pH | 6 | 10 | pH Units | 31.1 | Vehicle and plant washing (Medium Impact) | Sussex East | Vehicle Washing: General Wash process | Pre Market Reform | Consent | -
16177 | 3 | Low Risk Consent | BFS Group Limited | 814 | Leigh Road |  | Slough |  | SL1 4BD | 3663 | TRANSFESA ROAD |  | PADDOCK WOOD | KE | TN12 6UU | 2014-05-01 | 10 | 0.5 | At all times | PADDOCK WOOD WTW | Transfesa Road | Solids Suspended 105 Degrees C | - | 400 | mg/l | 31.1 | Vehicle and plant washing (Medium Impact) | Sussex East | Vehicle Washing: General Wash process | Pre Market Reform | Consent | -
16177 | 3 | Low Risk Consent | BFS Group Limited | 814 | Leigh Road |  | Slough |  | SL1 4BD | 3663 | TRANSFESA ROAD |  | PADDOCK WOOD | KE | TN12 6UU | 2014-05-01 | 10 | 0.5 | At all times | PADDOCK WOOD WTW | Transfesa Road | Sulphate as S04 | - | 500 | mg/l | 31.1 | Vehicle and plant washing (Medium Impact) | Sussex East | Vehicle Washing: General Wash process | Pre Market Reform | Consent | -
16181 | 1 | Low Risk Consent | Soil Instruments Ltd | 3rd Floor 1 | Ashley Road | - | Altrincham | Cheshire | WA14 2DT | SOIL INSTRUMENTS LTD | BELL LANE | - | UCKFIELD | SE | TN22 1QL | 2014-09-05 | 0.5 | 2.5 | At all times | UCKFIELD WTW | Bell Lane | Chemical Oxygen Demand Shaken as 0 | - | 800 | mg/l | 31.3 | Vehicle and plant washing (Low Impact) | Sussex East | Component Cleaning: Component Cleaning process | Pre Market Reform | Consent | -
16181 | 1 | Low Risk Consent | Soil Instruments Ltd | 3rd Floor 1 | Ashley Road | - | Altrincham | Cheshire | WA14 2DT | SOIL INSTRUMENTS LTD | BELL LANE | - | UCKFIELD | SE | TN22 1QL | 2014-09-05 | 0.5 | 2.5 | At all times | UCKFIELD WTW | Bell Lane | Oil and Grease | - | 200 | mg/l | 31.3 | Vehicle and plant washing (Low Impact) | Sussex East | Component Cleaning: Component Cleaning process | Pre Market Reform | Consent | -
16181 | 1 | Low Risk Consent | Soil Instruments Ltd | 3rd Floor 1 | Ashley Road | - | Altrincham | Cheshire | WA14 2DT | SOIL INSTRUMENTS LTD | BELL LANE | - | UCKFIELD | SE | TN22 1QL | 2014-09-05 | 0.5 | 2.5 | At all times | UCKFIELD WTW | Bell Lane | pH | 6 | 10 | pH Units | 31.3 | Vehicle and plant washing (Low Impact) | Sussex East | Component Cleaning: Component Cleaning process | Pre Market Reform | Consent | -
16181 | 1 | Low Risk Consent | Soil Instruments Ltd | 3rd Floor 1 | Ashley Road | - | Altrincham | Cheshire | WA14 2DT | SOIL INSTRUMENTS LTD | BELL LANE | - | UCKFIELD | SE | TN22 1QL | 2014-09-05 | 0.5 | 2.5 | At all times | UCKFIELD WTW | Bell Lane | Solids Suspended 105 Degrees C | - | 400 | mg/l | 31.3 | Vehicle and plant washing (Low Impact) | Sussex East | Component Cleaning: Component Cleaning process | Pre Market Reform | Consent | -
16181 | 1 | Low Risk Consent | Soil Instruments Ltd | 3rd Floor 1 | Ashley Road | - | Altrincham | Cheshire | WA14 2DT | SOIL INSTRUMENTS LTD | BELL LANE | - | UCKFIELD | SE | TN22 1QL | 2014-09-05 | 0.5 | 2.5 | At all times | UCKFIELD WTW | Bell Lane | Sulphate as S04 | - | 500 | mg/l | 31.3 | Vehicle and plant washing (Low Impact) | Sussex East | Component Cleaning: Component Cleaning process | Pre Market Reform | Consent | -
16183 | 1 | Low Risk Consent | Kier Services Limited | 2nd Floor | Optimum House | Clippers Quay | Salford | - | M50 3XP | Kier Services Ltd | Unit 19, Brambleside | Bellbrook Industrial estate | Uckfield | East Sussex | TN22 1QL | 2014-10-01 | 4 | 2 | At all times | UCKFIELD WTW | Brambleside | Chemical Oxygen Demand Shaken as 0 | - | 800 | mg/l | 31.3 | Vehicle and plant washing (Low Impact) | Sussex East | Vehicle Washing: Jet Wash process | Pre Market Reform | Consent | -
16183 | 1 | Low Risk Consent | Kier Services Limited | 2nd Floor | Optimum House | Clippers Quay | Salford | - | M50 3XP | Kier Services Ltd | Unit 19, Brambleside | Bellbrook Industrial estate | Uckfield | East Sussex | TN22 1QL | 2014-10-01 | 4 | 2 | At all times | UCKFIELD WTW | Brambleside | Detergents Anionic | - | 50 | mg/l | 31.3 | Vehicle and plant washing (Low Impact) | Sussex East | Vehicle Washing: Jet Wash process | Pre Market Reform | Consent | -
16183 | 1 | Low Risk Consent | Kier Services Limited | 2nd Floor | Optimum House | Clippers Quay | Salford | - | M50 3XP | Kier Services Ltd | Unit 19, Brambleside | Bellbrook Industrial estate | Uckfield | East Sussex | TN22 1QL | 2014-10-01 | 4 | 2 | At all times | UCKFIELD WTW | Brambleside | Detergents Non-Ionic | - | 50 | mg/l | 31.3 | Vehicle and plant washing (Low Impact) | Sussex East | Vehicle Washing: Jet Wash process | Pre Market Reform | Consent | -
16183 | 1 | Low Risk Consent | Kier Services Limited | 2nd Floor | Optimum House | Clippers Quay | Salford | - | M50 3XP | Kier Services Ltd | Unit 19, Brambleside | Bellbrook Industrial estate | Uckfield | East Sussex | TN22 1QL | 2014-10-01 | 4 | 2 | At all times | UCKFIELD WTW | Brambleside | Oil and Grease | - | 200 | mg/l | 31.3 | Vehicle and plant washing (Low Impact) | Sussex East | Vehicle Washing: Jet Wash process | Pre Market Reform | Consent | -
16183 | 1 | Low Risk Consent | Kier Services Limited | 2nd Floor | Optimum House | Clippers Quay | Salford | - | M50 3XP | Kier Services Ltd | Unit 19, Brambleside | Bellbrook Industrial estate | Uckfield | East Sussex | TN22 1QL | 2014-10-01 | 4 | 2 | At all times | UCKFIELD WTW | Brambleside | pH | 6 | 10 | pH Units | 31.3 | Vehicle and plant washing (Low Impact) | Sussex East | Vehicle Washing: Jet Wash process | Pre Market Reform | Consent | -
16183 | 1 | Low Risk Consent | Kier Services Limited | 2nd Floor | Optimum House | Clippers Quay | Salford | - | M50 3XP | Kier Services Ltd | Unit 19, Brambleside | Bellbrook Industrial estate | Uckfield | East Sussex | TN22 1QL | 2014-10-01 | 4 | 2 | At all times | UCKFIELD WTW | Brambleside | Solids Suspended 105 Degrees C | - | 400 | mg/l | 31.3 | Vehicle and plant washing (Low Impact) | Sussex East | Vehicle Washing: Jet Wash process | Pre Market Reform | Consent | -
16183 | 1 | Low Risk Consent | Kier Services Limited | 2nd Floor | Optimum House | Clippers Quay | Salford | - | M50 3XP | Kier Services Ltd | Unit 19, Brambleside | Bellbrook Industrial estate | Uckfield | East Sussex | TN22 1QL | 2014-10-01 | 4 | 2 | At all times | UCKFIELD WTW | Brambleside | Sulphate as S04 | - | 500 | mg/l | 31.3 | Vehicle and plant washing (Low Impact) | Sussex East | Vehicle Washing: Jet Wash process | Pre Market Reform | Consent | -
16186 | 1 | Low Risk Consent | MB South Limited | Lookers House | 3 Etchells Road | West Timperley | Altrincham | - | WA14 5XS |  | Bircholt Road | Parkwood | Maidstone | Kent | ME5 9YN | 2014-09-26 | 3 | 1 | At all times | AYLESFORD WTW |  | Chemical Oxygen Demand Shaken as 0 | - | 800 | mg/l | 31.3 | Vehicle and plant washing (Low Impact) | Kent West | Vehicle Washing: Jet Wash process | Pre Market Reform | Consent | -
16186 | 1 | Low Risk Consent | MB South Limited | Lookers House | 3 Etchells Road | West Timperley | Altrincham | - | WA14 5XS |  | Bircholt Road | Parkwood | Maidstone | Kent | ME5 9YN | 2014-09-26 | 3 | 1 | At all times | AYLESFORD WTW |  | pH | 6 | 10 | pH Units | 31.3 | Vehicle and plant washing (Low Impact) | Kent West | Vehicle Washing: Jet Wash process | Pre Market Reform | Consent | -
16186 | 1 | Low Risk Consent | MB South Limited | Lookers House | 3 Etchells Road | West Timperley | Altrincham | - | WA14 5XS |  | Bircholt Road | Parkwood | Maidstone | Kent | ME5 9YN | 2014-09-26 | 3 | 1 | At all times | AYLESFORD WTW |  | Solids Suspended 105 Degrees C | - | 400 | mg/l | 31.3 | Vehicle and plant washing (Low Impact) | Kent West | Vehicle Washing: Jet Wash process | Pre Market Reform | Consent | -
16190 | 1 | Tier 2 Consent | Mrs I. Fernando | The Launderette | 89 Blatchington Road | - | Hove | East Sussex | BN3 3YG | 89 | BLATCHINGTON ROAD | - | HOVE | SE | BN3 3YG | 2014-04-01 | 15 | 0.76 | At all times | PEACEHAVEN WTW | Blatchington Road | Chemical Oxygen Demand Shaken as 0 | - | 800 | mg/l | 15.2 | Laundering (Small-scale/Coin-Op) | Sussex East | Launderettes: Launderettes process | Pre Market Reform | Consent | -
16190 | 1 | Tier 2 Consent | Mrs I. Fernando | The Launderette | 89 Blatchington Road | - | Hove | East Sussex | BN3 3YG | 89 | BLATCHINGTON ROAD | - | HOVE | SE | BN3 3YG | 2014-04-01 | 15 | 0.76 | At all times | PEACEHAVEN WTW | Blatchington Road | pH | 6 | 10 | pH Units | 15.2 | Laundering (Small-scale/Coin-Op) | Sussex East | Launderettes: Launderettes process | Pre Market Reform | Consent | -
16190 | 1 | Tier 2 Consent | Mrs I. Fernando | The Launderette | 89 Blatchington Road | - | Hove | East Sussex | BN3 3YG | 89 | BLATCHINGTON ROAD | - | HOVE | SE | BN3 3YG | 2014-04-01 | 15 | 0.76 | At all times | PEACEHAVEN WTW | Blatchington Road | Solids Suspended 105 Degrees C | - | 400 | mg/l | 15.2 | Laundering (Small-scale/Coin-Op) | Sussex East | Launderettes: Launderettes process | Pre Market Reform | Consent | -
16193 | 1 | Low Risk Consent | Queen Hand Car Wash | Unit 1 | Queen Anne Road | - | Maidstone | Kent | ME14 1LL | Unit 1 | Queen Anne Road | - | Maidstone | Kent | ME14 1HU | 2014-10-08 | 5 | 1 | At all times | AYLESFORD WTW |  | Chemical Oxygen Demand Shaken as 0 | - | 800 | mg/l | 31.3 | Vehicle and plant washing (Low Impact) | Kent West | Vehicle Washing: Jet Wash process | Pre Market Reform | Consent | -
16193 | 1 | Low Risk Consent | Queen Hand Car Wash | Unit 1 | Queen Anne Road | - | Maidstone | Kent | ME14 1LL | Unit 1 | Queen Anne Road | - | Maidstone | Kent | ME14 1HU | 2014-10-08 | 5 | 1 | At all times | AYLESFORD WTW |  | pH | 6 | 10 | pH Units | 31.3 | Vehicle and plant washing (Low Impact) | Kent West | Vehicle Washing: Jet Wash process | Pre Market Reform | Consent | -
16193 | 1 | Low Risk Consent | Queen Hand Car Wash | Unit 1 | Queen Anne Road | - | Maidstone | Kent | ME14 1LL | Unit 1 | Queen Anne Road | - | Maidstone | Kent | ME14 1HU | 2014-10-08 | 5 | 1 | At all times | AYLESFORD WTW |  | Solids Suspended 105 Degrees C | - | 400 | mg/l | 31.3 | Vehicle and plant washing (Low Impact) | Kent West | Vehicle Washing: Jet Wash process | Pre Market Reform | Consent | -
16198 | 1 | Low Risk Consent | High Performance Door Solutions Limited | 17 | Invincible Road | - | Farnborough | Hampshire | GU14 7QU | 1 | MILLEN ROAD | - | SITTINGBOURNE | KE | ME10 2BQ | 2014-10-14 | 1 | 0.5 | At all times | SITTINGBOURNE WTW |  | Chemical Oxygen Demand Shaken as 0 | - | 800 | mg/l | 22.3 | Plating and metal finishing (Low Impact) | Kent West | Metal Finishing: Phosphating process | Pre Market Reform | Consent | -
16198 | 1 | Low Risk Consent | High Performance Door Solutions Limited | 17 | Invincible Road | - | Farnborough | Hampshire | GU14 7QU | 1 | MILLEN ROAD | - | SITTINGBOURNE | KE | ME10 2BQ | 2014-10-14 | 1 | 0.5 | At all times | SITTINGBOURNE WTW |  | pH | 6 | 10 | pH Units | 22.3 | Plating and metal finishing (Low Impact) | Kent West | Metal Finishing: Phosphating process | Pre Market Reform | Consent | -
16198 | 1 | Low Risk Consent | High Performance Door Solutions Limited | 17 | Invincible Road | - | Farnborough | Hampshire | GU14 7QU | 1 | MILLEN ROAD | - | SITTINGBOURNE | KE | ME10 2BQ | 2014-10-14 | 1 | 0.5 | At all times | SITTINGBOURNE WTW |  | Solids Suspended 105 Degrees C | - | 400 | mg/l | 22.3 | Plating and metal finishing (Low Impact) | Kent West | Metal Finishing: Phosphating process | Pre Market Reform | Consent | -
16200 | 3 | Tier 2 Consent | Places For People Leisure Management Ltd. | 305 | Gray's Inn Road |  | London |  | WC1X 8QR | THE KINGS CENTRE | MOAT ROAD |  | EAST GRINSTEAD | SW | RH19 3LN | 2014-11-01 | 30 | 3 | at all times | EDEN VALE EAST GRINSTEAD WTW | Moat Road | Chemical Oxygen Demand Shaken as 0 | - | 800 | mg/l | 32.1 | Leisure facilities | Sussex West | Swimming Pools | Pre Market Reform | Consent | -
16200 | 3 | Tier 2 Consent | Places For People Leisure Management Ltd. | 305 | Gray's Inn Road |  | London |  | WC1X 8QR | THE KINGS CENTRE | MOAT ROAD |  | EAST GRINSTEAD | SW | RH19 3LN | 2014-11-01 | 30 | 3 | at all times | EDEN VALE EAST GRINSTEAD WTW | Moat Road | pH | 6 | 10 | pH Units | 32.1 | Leisure facilities | Sussex West | Swimming Pools | Pre Market Reform | Consent | -
16200 | 3 | Tier 2 Consent | Places For People Leisure Management Ltd. | 305 | Gray's Inn Road |  | London |  | WC1X 8QR | THE KINGS CENTRE | MOAT ROAD |  | EAST GRINSTEAD | SW | RH19 3LN | 2014-11-01 | 30 | 3 | at all times | EDEN VALE EAST GRINSTEAD WTW | Moat Road | Solids Suspended 105 Degrees C | - | 400 | mg/l | 32.1 | Leisure facilities | Sussex West | Swimming Pools | Pre Market Reform | Consent | -
16201 | 2 | Tier 1 Consent | Places For People Leisure Management Ltd. | 305 | Gray's Inn Road |  | London |  | WC1X 8QR | SWIMMING POOL | PASTURE HILL ROAD | - | HAYWARDS HEATH | SW | RH16 1LY | 2014-11-01 | 40 | 5 | at all times | SCAYNES HILL WTW | Pasture Hill Road | Chemical Oxygen Demand Shaken as 0 | - | 800 | mg/l | 32.1 | Leisure facilities | Sussex West | Swimming Pools | Pre Market Reform | Consent | -
16201 | 2 | Tier 1 Consent | Places For People Leisure Management Ltd. | 305 | Gray's Inn Road |  | London |  | WC1X 8QR | SWIMMING POOL | PASTURE HILL ROAD | - | HAYWARDS HEATH | SW | RH16 1LY | 2014-11-01 | 40 | 5 | at all times | SCAYNES HILL WTW | Pasture Hill Road | pH | 6 | 10 | pH Units | 32.1 | Leisure facilities | Sussex West | Swimming Pools | Pre Market Reform | Consent | -
16201 | 2 | Tier 1 Consent | Places For People Leisure Management Ltd. | 305 | Gray's Inn Road |  | London |  | WC1X 8QR | SWIMMING POOL | PASTURE HILL ROAD | - | HAYWARDS HEATH | SW | RH16 1LY | 2014-11-01 | 40 | 5 | at all times | SCAYNES HILL WTW | Pasture Hill Road | Solids Suspended 105 Degrees C | - | 400 | mg/l | 32.1 | Leisure facilities | Sussex West | Swimming Pools | Pre Market Reform | Consent | -
16202 | 3 | Tier 1 Consent | Places For People Leisure Management Ltd. | 305 | Gray's Inn Road |  | London |  | WC1X 8QR | THE TRIANGLE LEISURE CENTRE | TRIANGLE WAY | - | BURGESS HILL | SW | RH15 8WA | 2014-11-01 | 100 | 5 | at all times | GODDARDS GREEN WTW | Triangle Way | Chemical Oxygen Demand Shaken as 0 | - | 800 | mg/l | 32.1 | Leisure facilities | Sussex West | Swimming Pools | Pre Market Reform | Consent | -
16202 | 3 | Tier 1 Consent | Places For People Leisure Management Ltd. | 305 | Gray's Inn Road |  | London |  | WC1X 8QR | THE TRIANGLE LEISURE CENTRE | TRIANGLE WAY | - | BURGESS HILL | SW | RH15 8WA | 2014-11-01 | 100 | 5 | at all times | GODDARDS GREEN WTW | Triangle Way | pH | 6 | 10 | pH Units | 32.1 | Leisure facilities | Sussex West | Swimming Pools | Pre Market Reform | Consent | -
16202 | 3 | Tier 1 Consent | Places For People Leisure Management Ltd. | 305 | Gray's Inn Road |  | London |  | WC1X 8QR | THE TRIANGLE LEISURE CENTRE | TRIANGLE WAY | - | BURGESS HILL | SW | RH15 8WA | 2014-11-01 | 100 | 5 | at all times | GODDARDS GREEN WTW | Triangle Way | Solids Suspended 105 Degrees C | - | 400 | mg/l | 32.1 | Leisure facilities | Sussex West | Swimming Pools | Pre Market Reform | Consent | -
16217 | 1 | Low Risk Consent | Cloud 9 Valeting | - | High Street | - | Henfield | West Sussex | BN5 9DE | SETYRES LTD | HIGH STREET | - | HENFIELD | SW | BN5 9DE | 2014-10-29 | 1 | 1 | at all times | HENFIELD WTW |  | Chemical Oxygen Demand Shaken as 0 | - | 800 | mg/l | 31.2 | Vehicle and plant washing (Low Impact) | Sussex West | Vehicle Washing: General Wash process | Pre Market Reform | Consent | -
16217 | 1 | Low Risk Consent | Cloud 9 Valeting | - | High Street | - | Henfield | West Sussex | BN5 9DE | SETYRES LTD | HIGH STREET | - | HENFIELD | SW | BN5 9DE | 2014-10-29 | 1 | 1 | at all times | HENFIELD WTW |  | pH | 6 | 10 | pH Units | 31.2 | Vehicle and plant washing (Low Impact) | Sussex West | Vehicle Washing: General Wash process | Pre Market Reform | Consent | -
16217 | 1 | Low Risk Consent | Cloud 9 Valeting | - | High Street | - | Henfield | West Sussex | BN5 9DE | SETYRES LTD | HIGH STREET | - | HENFIELD | SW | BN5 9DE | 2014-10-29 | 1 | 1 | at all times | HENFIELD WTW |  | Solids Suspended 105 Degrees C | - | 400 | mg/l | 31.2 | Vehicle and plant washing (Low Impact) | Sussex West | Vehicle Washing: General Wash process | Pre Market Reform | Consent | -
16218 | 1 | Low Risk Consent | Co-operative Group Limited | Department 10116, 5th Floor | 1 Angel Square |  | Manchester |  | M60 0AG | Petrol Botley | Grange Road | - | Southampton | Hampshire | SO30 2FU | 2014-11-01 | 5 | 0.9 | At all times | PEEL COMMON WTW | Grange Road | Chemical Oxygen Demand Shaken as 0 | - | 800 | mg/l | 31.3 | Vehicle and plant washing (Low Impact) | Hampshire East | Vehicle Washing: Jet Wash process | Pre Market Reform | Consent | -
16218 | 1 | Low Risk Consent | Co-operative Group Limited | Department 10116, 5th Floor | 1 Angel Square |  | Manchester |  | M60 0AG | Petrol Botley | Grange Road | - | Southampton | Hampshire | SO30 2FU | 2014-11-01 | 5 | 0.9 | At all times | PEEL COMMON WTW | Grange Road | Oil and Grease | - | 200 | mg/l | 31.3 | Vehicle and plant washing (Low Impact) | Hampshire East | Vehicle Washing: Jet Wash process | Pre Market Reform | Consent | -
16218 | 1 | Low Risk Consent | Co-operative Group Limited | Department 10116, 5th Floor | 1 Angel Square |  | Manchester |  | M60 0AG | Petrol Botley | Grange Road | - | Southampton | Hampshire | SO30 2FU | 2014-11-01 | 5 | 0.9 | At all times | PEEL COMMON WTW | Grange Road | pH | 6 | 10 | pH Units | 31.3 | Vehicle and plant washing (Low Impact) | Hampshire East | Vehicle Washing: Jet Wash process | Pre Market Reform | Consent | -
16218 | 1 | Low Risk Consent | Co-operative Group Limited | Department 10116, 5th Floor | 1 Angel Square |  | Manchester |  | M60 0AG | Petrol Botley | Grange Road | - | Southampton | Hampshire | SO30 2FU | 2014-11-01 | 5 | 0.9 | At all times | PEEL COMMON WTW | Grange Road | Solids Suspended 105 Degrees C | - | 400 | mg/l | 31.3 | Vehicle and plant washing (Low Impact) | Hampshire East | Vehicle Washing: Jet Wash process | Pre Market Reform | Consent | -
16241 | 2 | Low Risk Consent | Towers & Co.,Limited | Tower House 3-5 Tower House | Amwell Street |  | Hoddesdon | Hertfordshire | EN11 8UR | Units V3+V4 | Springhead Road | Springhead Enterprise Park | Northfleet | Kent | DA11 8HN | 2014-11-10 | 4 | 1 | At all times | NORTHFLEET WTW |  | Chemical Oxygen Demand Shaken as 0 | - | 800 | mg/l | 9.5 | Food processing - abbatoir/meat prep | Kent West | Food Processing: Meat Processing process | Pre Market Reform | Consent | -
16241 | 2 | Low Risk Consent | Towers & Co.,Limited | Tower House 3-5 Tower House | Amwell Street |  | Hoddesdon | Hertfordshire | EN11 8UR | Units V3+V4 | Springhead Road | Springhead Enterprise Park | Northfleet | Kent | DA11 8HN | 2014-11-10 | 4 | 1 | At all times | NORTHFLEET WTW |  | Oil and Grease | - | 400 | mg/l | 9.5 | Food processing - abbatoir/meat prep | Kent West | Food Processing: Meat Processing process | Pre Market Reform | Consent | -
16241 | 2 | Low Risk Consent | Towers & Co.,Limited | Tower House 3-5 Tower House | Amwell Street |  | Hoddesdon | Hertfordshire | EN11 8UR | Units V3+V4 | Springhead Road | Springhead Enterprise Park | Northfleet | Kent | DA11 8HN | 2014-11-10 | 4 | 1 | At all times | NORTHFLEET WTW |  | pH | 6 | 10 | pH Units | 9.5 | Food processing - abbatoir/meat prep | Kent West | Food Processing: Meat Processing process | Pre Market Reform | Consent | -
16241 | 2 | Low Risk Consent | Towers & Co.,Limited | Tower House 3-5 Tower House | Amwell Street |  | Hoddesdon | Hertfordshire | EN11 8UR | Units V3+V4 | Springhead Road | Springhead Enterprise Park | Northfleet | Kent | DA11 8HN | 2014-11-10 | 4 | 1 | At all times | NORTHFLEET WTW |  | Solids Suspended 105 Degrees C | - | 400 | mg/l | 9.5 | Food processing - abbatoir/meat prep | Kent West | Food Processing: Meat Processing process | Pre Market Reform | Consent | -
16242 | 2 | Tier 1 Consent | Places For People Leisure Management Ltd. | 305 | Gray's Inn Road |  | London |  | WC1X 8QR | THE PAVILIONS IN THE PARK | HURST ROAD | - | HORSHAM | SW | RH12 2DF | 2014-12-01 | 120 | 4 | at all times | HORSHAM NEW WTW | Hurst Road | Chemical Oxygen Demand Shaken as 0 | - | 800 | mg/l | 32.1 | Leisure facilities | Sussex West | Swimming Pools: Commercial Swimming Pools process | Pre Market Reform | Consent | -
16242 | 2 | Tier 1 Consent | Places For People Leisure Management Ltd. | 305 | Gray's Inn Road |  | London |  | WC1X 8QR | THE PAVILIONS IN THE PARK | HURST ROAD | - | HORSHAM | SW | RH12 2DF | 2014-12-01 | 120 | 4 | at all times | HORSHAM NEW WTW | Hurst Road | pH | 6 | 10 | pH Units | 32.1 | Leisure facilities | Sussex West | Swimming Pools: Commercial Swimming Pools process | Pre Market Reform | Consent | -
16242 | 2 | Tier 1 Consent | Places For People Leisure Management Ltd. | 305 | Gray's Inn Road |  | London |  | WC1X 8QR | THE PAVILIONS IN THE PARK | HURST ROAD | - | HORSHAM | SW | RH12 2DF | 2014-12-01 | 120 | 4 | at all times | HORSHAM NEW WTW | Hurst Road | Solids Suspended 105 Degrees C | - | 400 | mg/l | 32.1 | Leisure facilities | Sussex West | Swimming Pools: Commercial Swimming Pools process | Pre Market Reform | Consent | -
16243 | 1 | Low Risk Consent | Royal Mail Group Limited | 185 | Farringdon Road |  | London |  | EC1A 1AA | RYDE DELIVERY OFFICE | NICHOLSON ROAD | - | RYDE | SW | PO33 1BH | 2014-11-10 | 2 | 0.2 | At all times | SANDOWN NEW WTW | Bernard Way | Chemical Oxygen Demand Shaken as 0 | - | 800 | mg/l | 31.3 | Vehicle and plant washing (Low Impact) | Hampshire East | Vehicle Washing: General Wash process | Pre Market Reform | Consent | -
16243 | 1 | Low Risk Consent | Royal Mail Group Limited | 185 | Farringdon Road |  | London |  | EC1A 1AA | RYDE DELIVERY OFFICE | NICHOLSON ROAD | - | RYDE | SW | PO33 1BH | 2014-11-10 | 2 | 0.2 | At all times | SANDOWN NEW WTW | Bernard Way | Oil and Grease | - | 200 | mg/l | 31.3 | Vehicle and plant washing (Low Impact) | Hampshire East | Vehicle Washing: General Wash process | Pre Market Reform | Consent | -
16243 | 1 | Low Risk Consent | Royal Mail Group Limited | 185 | Farringdon Road |  | London |  | EC1A 1AA | RYDE DELIVERY OFFICE | NICHOLSON ROAD | - | RYDE | SW | PO33 1BH | 2014-11-10 | 2 | 0.2 | At all times | SANDOWN NEW WTW | Bernard Way | pH | 6 | 10 | pH Units | 31.3 | Vehicle and plant washing (Low Impact) | Hampshire East | Vehicle Washing: General Wash process | Pre Market Reform | Consent | -
16243 | 1 | Low Risk Consent | Royal Mail Group Limited | 185 | Farringdon Road |  | London |  | EC1A 1AA | RYDE DELIVERY OFFICE | NICHOLSON ROAD | - | RYDE | SW | PO33 1BH | 2014-11-10 | 2 | 0.2 | At all times | SANDOWN NEW WTW | Bernard Way | Solids Suspended 105 Degrees C | - | 400 | mg/l | 31.3 | Vehicle and plant washing (Low Impact) | Hampshire East | Vehicle Washing: General Wash process | Pre Market Reform | Consent | -
16244 | 1 | Low Risk Consent | Southern Cooperative Ltd | 1000 Lakeside | Western Road | - | Portsmouth | Hampshire | PO6 3FE | Southern Cooperative Ltd | 132 Avenue Road | - | Sandown | IOW | PO36 9AN | 2014-11-14 | 5 | 2 | At all times | SANDOWN NEW WTW | Avenue Road | Chemical Oxygen Demand Shaken as 0 | - | 800 | mg/l | 31.3 | Vehicle and plant washing (Low Impact) | Hampshire East | Vehicle Washing: Jet Wash process | Pre Market Reform | Consent | -
16244 | 1 | Low Risk Consent | Southern Cooperative Ltd | 1000 Lakeside | Western Road | - | Portsmouth | Hampshire | PO6 3FE | Southern Cooperative Ltd | 132 Avenue Road | - | Sandown | IOW | PO36 9AN | 2014-11-14 | 5 | 2 | At all times | SANDOWN NEW WTW | Avenue Road | Oil and Grease | - | 200 | mg/l | 31.3 | Vehicle and plant washing (Low Impact) | Hampshire East | Vehicle Washing: Jet Wash process | Pre Market Reform | Consent | -
16244 | 1 | Low Risk Consent | Southern Cooperative Ltd | 1000 Lakeside | Western Road | - | Portsmouth | Hampshire | PO6 3FE | Southern Cooperative Ltd | 132 Avenue Road | - | Sandown | IOW | PO36 9AN | 2014-11-14 | 5 | 2 | At all times | SANDOWN NEW WTW | Avenue Road | pH | 6 | 10 | pH Units | 31.3 | Vehicle and plant washing (Low Impact) | Hampshire East | Vehicle Washing: Jet Wash process | Pre Market Reform | Consent | -
16244 | 1 | Low Risk Consent | Southern Cooperative Ltd | 1000 Lakeside | Western Road | - | Portsmouth | Hampshire | PO6 3FE | Southern Cooperative Ltd | 132 Avenue Road | - | Sandown | IOW | PO36 9AN | 2014-11-14 | 5 | 2 | At all times | SANDOWN NEW WTW | Avenue Road | Solids Suspended 105 Degrees C | - | 400 | mg/l | 31.3 | Vehicle and plant washing (Low Impact) | Hampshire East | Vehicle Washing: Jet Wash process | Pre Market Reform | Consent | -
16247 | 1 | Low Risk Consent | Enterprise Rent-A-Car UK Limited | Enterprise House | Vicarage Road |  | Egham | Surrey | TW20 9FB | AMBULANCE STATION ON STEELE CLOSE | CHANDLER'S FORD | - | EASTLEIGH | HA | SO53 3AA | 2014-11-12 | 2 | 1 | At all times | CHICKENHALL EASTLEIGH WTW | Steele Close | Chemical Oxygen Demand Shaken as 0 | - | 800 | mg/l | 31.2 | Vehicle and plant washing (Low Impact) | Hampshire West | Vehicle Washing process | Pre Market Reform | Consent | -
16247 | 1 | Low Risk Consent | Enterprise Rent-A-Car UK Limited | Enterprise House | Vicarage Road |  | Egham | Surrey | TW20 9FB | AMBULANCE STATION ON STEELE CLOSE | CHANDLER'S FORD | - | EASTLEIGH | HA | SO53 3AA | 2014-11-12 | 2 | 1 | At all times | CHICKENHALL EASTLEIGH WTW | Steele Close | Oil and Grease | - | 200 | mg/l | 31.2 | Vehicle and plant washing (Low Impact) | Hampshire West | Vehicle Washing process | Pre Market Reform | Consent | -
16247 | 1 | Low Risk Consent | Enterprise Rent-A-Car UK Limited | Enterprise House | Vicarage Road |  | Egham | Surrey | TW20 9FB | AMBULANCE STATION ON STEELE CLOSE | CHANDLER'S FORD | - | EASTLEIGH | HA | SO53 3AA | 2014-11-12 | 2 | 1 | At all times | CHICKENHALL EASTLEIGH WTW | Steele Close | pH | 6 | 10 | pH Units | 31.2 | Vehicle and plant washing (Low Impact) | Hampshire West | Vehicle Washing process | Pre Market Reform | Consent | -
16247 | 1 | Low Risk Consent | Enterprise Rent-A-Car UK Limited | Enterprise House | Vicarage Road |  | Egham | Surrey | TW20 9FB | AMBULANCE STATION ON STEELE CLOSE | CHANDLER'S FORD | - | EASTLEIGH | HA | SO53 3AA | 2014-11-12 | 2 | 1 | At all times | CHICKENHALL EASTLEIGH WTW | Steele Close | Solids Suspended 105 Degrees C | - | 400 | mg/l | 31.2 | Vehicle and plant washing (Low Impact) | Hampshire West | Vehicle Washing process | Pre Market Reform | Consent | -
16248 | 1 | Low Risk Consent | J & S Fresh Fish LLP | 469 | Winchester Road | - | Southampton | Hampshire | SO16 7EH | Building 5 |  | Shamrock Quay | Southampton | Hampshire | SO14 5QL | 2014-11-12 | 5 | 4.2 | At all times | MILLBROOK WTW | William Street | Chemical Oxygen Demand Shaken as 0 | - | 1000 | mg/l | 9.3 | Food processing - fish prep/veg washing | Hampshire West | Food Processing: Fish Processing process | Pre Market Reform | Consent | -
16248 | 1 | Low Risk Consent | J & S Fresh Fish LLP | 469 | Winchester Road | - | Southampton | Hampshire | SO16 7EH | Building 5 |  | Shamrock Quay | Southampton | Hampshire | SO14 5QL | 2014-11-12 | 5 | 4.2 | At all times | MILLBROOK WTW | William Street | Oil and Grease | - | 400 | mg/l | 9.3 | Food processing - fish prep/veg washing | Hampshire West | Food Processing: Fish Processing process | Pre Market Reform | Consent | -
16248 | 1 | Low Risk Consent | J & S Fresh Fish LLP | 469 | Winchester Road | - | Southampton | Hampshire | SO16 7EH | Building 5 |  | Shamrock Quay | Southampton | Hampshire | SO14 5QL | 2014-11-12 | 5 | 4.2 | At all times | MILLBROOK WTW | William Street | pH | 6 | 10 | pH Units | 9.3 | Food processing - fish prep/veg washing | Hampshire West | Food Processing: Fish Processing process | Pre Market Reform | Consent | -
16248 | 1 | Low Risk Consent | J & S Fresh Fish LLP | 469 | Winchester Road | - | Southampton | Hampshire | SO16 7EH | Building 5 |  | Shamrock Quay | Southampton | Hampshire | SO14 5QL | 2014-11-12 | 5 | 4.2 | At all times | MILLBROOK WTW | William Street | Solids Suspended 105 Degrees C | - | 400 | mg/l | 9.3 | Food processing - fish prep/veg washing | Hampshire West | Food Processing: Fish Processing process | Pre Market Reform | Consent | -
16249 | 2 | Tier 1 Consent | Places For People Leisure Management Ltd. | 305 | Gray's Inn Road |  | London |  | WC1X 8QR | TARO LEISURE CENTRE | PENNS PLACE | - | PETERSFIELD | HA | GU31 4EP | 2014-12-01 | 20 | 1.6 | At all times | PETERSFIELD WTW | Penns Place | Chemical Oxygen Demand Shaken as 0 | - | 800 | mg/l | 32.1 | Leisure facilities | Hampshire East | Commercial Swimming pool - Leisure facilities | Commercial Swimming pool - Leisure facilities | Consent | -
16249 | 2 | Tier 1 Consent | Places For People Leisure Management Ltd. | 305 | Gray's Inn Road |  | London |  | WC1X 8QR | TARO LEISURE CENTRE | PENNS PLACE | - | PETERSFIELD | HA | GU31 4EP | 2014-12-01 | 20 | 1.6 | At all times | PETERSFIELD WTW | Penns Place | pH | 6 | 10 | pH Units | 32.1 | Leisure facilities | Hampshire East | Commercial Swimming pool - Leisure facilities | Commercial Swimming pool - Leisure facilities | Consent | -
16249 | 2 | Tier 1 Consent | Places For People Leisure Management Ltd. | 305 | Gray's Inn Road |  | London |  | WC1X 8QR | TARO LEISURE CENTRE | PENNS PLACE | - | PETERSFIELD | HA | GU31 4EP | 2014-12-01 | 20 | 1.6 | At all times | PETERSFIELD WTW | Penns Place | Solids Suspended 105 Degrees C | - | 400 | mg/l | 32.1 | Leisure facilities | Hampshire East | Commercial Swimming pool - Leisure facilities | Commercial Swimming pool - Leisure facilities | Consent | -
16252 | 1 | Tier 1 Consent | Places For People Leisure Management Ltd. | 305 | Gray's Inn Road |  | London |  | WC1X 8QR | GOSPORT LEISURE CENTRE | FAREHAM ROAD | - | GOSPORT | HA | PO13 0ZX | 2014-12-01 | 24 | 4 | 24 hours | PEEL COMMON WTW | Fareham Road | Chemical Oxygen Demand Shaken as 0 | - | 800 | mg/l | 32.1 | Leisure facilities | Hampshire East | Commercial Swimming pool - Leisure facilities | Commercial Swimming pool - Leisure facilities | Consent | -
16252 | 1 | Tier 1 Consent | Places For People Leisure Management Ltd. | 305 | Gray's Inn Road |  | London |  | WC1X 8QR | GOSPORT LEISURE CENTRE | FAREHAM ROAD | - | GOSPORT | HA | PO13 0ZX | 2014-12-01 | 24 | 4 | 24 hours | PEEL COMMON WTW | Fareham Road | pH | 6 | 10 | pH Units | 32.1 | Leisure facilities | Hampshire East | Commercial Swimming pool - Leisure facilities | Commercial Swimming pool - Leisure facilities | Consent | -
16252 | 1 | Tier 1 Consent | Places For People Leisure Management Ltd. | 305 | Gray's Inn Road |  | London |  | WC1X 8QR | GOSPORT LEISURE CENTRE | FAREHAM ROAD | - | GOSPORT | HA | PO13 0ZX | 2014-12-01 | 24 | 4 | 24 hours | PEEL COMMON WTW | Fareham Road | Solids Suspended 105 Degrees C | - | 400 | mg/l | 32.1 | Leisure facilities | Hampshire East | Commercial Swimming pool - Leisure facilities | Commercial Swimming pool - Leisure facilities | Consent | -
16254 | 2 | Tier 1 Consent | Places For People Leisure Management Ltd. | 305 | Gray's Inn Road |  | London |  | WC1X 8QR | SPORTS FIELD | PASSFIELD AVENUE | - | EASTLEIGH | HA | SO50 9NL | 2014-12-01 | 70 | 4 | n/a | CHICKENHALL EASTLEIGH WTW | Passfield Avenue | Chemical Oxygen Demand Shaken as 0 | - | 800 | mg/l | 32.1 | Leisure facilities | Hampshire West | Swimming pool backwash | Leisure | Consent | -
16254 | 2 | Tier 1 Consent | Places For People Leisure Management Ltd. | 305 | Gray's Inn Road |  | London |  | WC1X 8QR | SPORTS FIELD | PASSFIELD AVENUE | - | EASTLEIGH | HA | SO50 9NL | 2014-12-01 | 70 | 4 | n/a | CHICKENHALL EASTLEIGH WTW | Passfield Avenue | pH | 6 | 10 | pH Units | 32.1 | Leisure facilities | Hampshire West | Swimming pool backwash | Leisure | Consent | -
16254 | 2 | Tier 1 Consent | Places For People Leisure Management Ltd. | 305 | Gray's Inn Road |  | London |  | WC1X 8QR | SPORTS FIELD | PASSFIELD AVENUE | - | EASTLEIGH | HA | SO50 9NL | 2014-12-01 | 70 | 4 | n/a | CHICKENHALL EASTLEIGH WTW | Passfield Avenue | Solids Suspended 105 Degrees C | - | 400 | mg/l | 32.1 | Leisure facilities | Hampshire West | Swimming pool backwash | Leisure | Consent | -
16256 | 1 | Tier 2 Consent | Portsmouth Water Limited | PO Box 8 | West Street |  | Havant | Hampshire | PO9 1LG | Wtw Farlington | GILLMAN ROAD | - | Farlington | HA | PO6 1BL | 2019-02-07 | 100 | 2.6 | Discharge times 0.6 l/sec at any time 2.6 l/sec during during off peak only (1100 - 1600 & 2200 - 0600) | BUDDS FARM HAVANT WTW | Gilman Road Road MH 2001 | Aluminium Total | - | 2 | ug/l | 39.4 | Water treatment; softener plants; heating system flushing | Hampshire East | waste water from the Potable Water Treatment Washwater recovery (Centrifuge) process | Water Supply Works | Consent | -
16256 | 1 | Tier 2 Consent | Portsmouth Water Limited | PO Box 8 | West Street |  | Havant | Hampshire | PO9 1LG | Wtw Farlington | GILLMAN ROAD | - | Farlington | HA | PO6 1BL | 2019-02-07 | 100 | 2.6 | Discharge times 0.6 l/sec at any time 2.6 l/sec during during off peak only (1100 - 1600 & 2200 - 0600) | BUDDS FARM HAVANT WTW | Gilman Road Road MH 2001 | Chemical Oxygen Demand Shaken as 0 | - | 1000 | mg/l | 39.4 | Water treatment; softener plants; heating system flushing | Hampshire East | waste water from the Potable Water Treatment Washwater recovery (Centrifuge) process | Water Supply Works | Consent | -
16256 | 1 | Tier 2 Consent | Portsmouth Water Limited | PO Box 8 | West Street |  | Havant | Hampshire | PO9 1LG | Wtw Farlington | GILLMAN ROAD | - | Farlington | HA | PO6 1BL | 2019-02-07 | 100 | 2.6 | Discharge times 0.6 l/sec at any time 2.6 l/sec during during off peak only (1100 - 1600 & 2200 - 0600) | BUDDS FARM HAVANT WTW | Gilman Road Road MH 2001 | Chlorine Free as Cl2 | - | 0.5 | mg/l | 39.4 | Water treatment; softener plants; heating system flushing | Hampshire East | waste water from the Potable Water Treatment Washwater recovery (Centrifuge) process | Water Supply Works | Consent | -
16256 | 1 | Tier 2 Consent | Portsmouth Water Limited | PO Box 8 | West Street |  | Havant | Hampshire | PO9 1LG | Wtw Farlington | GILLMAN ROAD | - | Farlington | HA | PO6 1BL | 2019-02-07 | 100 | 2.6 | Discharge times 0.6 l/sec at any time 2.6 l/sec during during off peak only (1100 - 1600 & 2200 - 0600) | BUDDS FARM HAVANT WTW | Gilman Road Road MH 2001 | Iron Total | - | 2 | ug/l | 39.4 | Water treatment; softener plants; heating system flushing | Hampshire East | waste water from the Potable Water Treatment Washwater recovery (Centrifuge) process | Water Supply Works | Consent | -
16256 | 1 | Tier 2 Consent | Portsmouth Water Limited | PO Box 8 | West Street |  | Havant | Hampshire | PO9 1LG | Wtw Farlington | GILLMAN ROAD | - | Farlington | HA | PO6 1BL | 2019-02-07 | 100 | 2.6 | Discharge times 0.6 l/sec at any time 2.6 l/sec during during off peak only (1100 - 1600 & 2200 - 0600) | BUDDS FARM HAVANT WTW | Gilman Road Road MH 2001 | Manganese Total | - | 2 | ug/l | 39.4 | Water treatment; softener plants; heating system flushing | Hampshire East | waste water from the Potable Water Treatment Washwater recovery (Centrifuge) process | Water Supply Works | Consent | -
16256 | 1 | Tier 2 Consent | Portsmouth Water Limited | PO Box 8 | West Street |  | Havant | Hampshire | PO9 1LG | Wtw Farlington | GILLMAN ROAD | - | Farlington | HA | PO6 1BL | 2019-02-07 | 100 | 2.6 | Discharge times 0.6 l/sec at any time 2.6 l/sec during during off peak only (1100 - 1600 & 2200 - 0600) | BUDDS FARM HAVANT WTW | Gilman Road Road MH 2001 | pH | 6 | 10 | pH Units | 39.4 | Water treatment; softener plants; heating system flushing | Hampshire East | waste water from the Potable Water Treatment Washwater recovery (Centrifuge) process | Water Supply Works | Consent | -
16256 | 1 | Tier 2 Consent | Portsmouth Water Limited | PO Box 8 | West Street |  | Havant | Hampshire | PO9 1LG | Wtw Farlington | GILLMAN ROAD | - | Farlington | HA | PO6 1BL | 2019-02-07 | 100 | 2.6 | Discharge times 0.6 l/sec at any time 2.6 l/sec during during off peak only (1100 - 1600 & 2200 - 0600) | BUDDS FARM HAVANT WTW | Gilman Road Road MH 2001 | Solids Suspended 105 Degrees C | - | 400 | mg/l | 39.4 | Water treatment; softener plants; heating system flushing | Hampshire East | waste water from the Potable Water Treatment Washwater recovery (Centrifuge) process | Water Supply Works | Consent | -
16258 | 3 | Tier 1 Consent | Places For People Leisure Management Ltd. | 305 | Gray's Inn Road |  | London |  | WC1X 8QR | NEW STEYNING COMMUNITY POOL | HORSHAM ROAD | - | STEYNING | SW | BN44 3AA | 2014-12-01 | 30 | 5 | at all times | STEYNING WTW | Horsham Road | Chemical Oxygen Demand Shaken as 0 | - | 800 | mg/l | 32.1 | Leisure facilities | Sussex West | Swimming Pools: Commercial Swimming Pools process | Pre Market Reform | Consent | -
16258 | 3 | Tier 1 Consent | Places For People Leisure Management Ltd. | 305 | Gray's Inn Road |  | London |  | WC1X 8QR | NEW STEYNING COMMUNITY POOL | HORSHAM ROAD | - | STEYNING | SW | BN44 3AA | 2014-12-01 | 30 | 5 | at all times | STEYNING WTW | Horsham Road | pH | 6 | 10 | pH Units | 32.1 | Leisure facilities | Sussex West | Swimming Pools: Commercial Swimming Pools process | Pre Market Reform | Consent | -
16258 | 3 | Tier 1 Consent | Places For People Leisure Management Ltd. | 305 | Gray's Inn Road |  | London |  | WC1X 8QR | NEW STEYNING COMMUNITY POOL | HORSHAM ROAD | - | STEYNING | SW | BN44 3AA | 2014-12-01 | 30 | 5 | at all times | STEYNING WTW | Horsham Road | Solids Suspended 105 Degrees C | - | 400 | mg/l | 32.1 | Leisure facilities | Sussex West | Swimming Pools: Commercial Swimming Pools process | Pre Market Reform | Consent | -
16259 | 3 | Tier 2 Consent | Places For People Leisure Management Ltd. | 305 | Gray's Inn Road |  | London |  | WC1X 8QR | SWIMMING POOL, WEALD SCHOOL | STATION ROAD | - | BILLINGSHURST | SW | RH14 9RY | 2014-12-01 | 15 | 10 | at all times | BILLINGSHURST WTW | Unknown | Chemical Oxygen Demand Shaken as 0 | - | 800 | mg/l | 32.1 | Leisure facilities | Sussex West | Swimming Pools: Commercial Swimming Pools process | Pre Market Reform | Consent | -
16259 | 3 | Tier 2 Consent | Places For People Leisure Management Ltd. | 305 | Gray's Inn Road |  | London |  | WC1X 8QR | SWIMMING POOL, WEALD SCHOOL | STATION ROAD | - | BILLINGSHURST | SW | RH14 9RY | 2014-12-01 | 15 | 10 | at all times | BILLINGSHURST WTW | Unknown | pH | 6 | 10 | pH Units | 32.1 | Leisure facilities | Sussex West | Swimming Pools: Commercial Swimming Pools process | Pre Market Reform | Consent | -
16259 | 3 | Tier 2 Consent | Places For People Leisure Management Ltd. | 305 | Gray's Inn Road |  | London |  | WC1X 8QR | SWIMMING POOL, WEALD SCHOOL | STATION ROAD | - | BILLINGSHURST | SW | RH14 9RY | 2014-12-01 | 15 | 10 | at all times | BILLINGSHURST WTW | Unknown | Solids Suspended 105 Degrees C | - | 400 | mg/l | 32.1 | Leisure facilities | Sussex West | Swimming Pools: Commercial Swimming Pools process | Pre Market Reform | Consent | -
16260 | 1 | Low Risk Consent | H. J. Baker Sulphur & Fertilizer UK Ltd | Sulpher Processing Plant | West Bay Road | Port Of Southampton | Southampton | - | - | Dock Gate 10 | West Bay Road | Western Docks | Southampton | Hamshire | SO15 1AW | 2014-11-17 | 6 | 4.3 | At all times | MILLBROOK WTW | West Bay Road | Chemical Oxygen Demand Shaken as 0 | - | 800 | mg/l | 4.2 | Chemical and pharmaceutical manufacture (Low Impact) | Hampshire West | Boiler blowdown, cooling water system and production area washdown | Pre Market Reform | Consent | -
16260 | 1 | Low Risk Consent | H. J. Baker Sulphur & Fertilizer UK Ltd | Sulpher Processing Plant | West Bay Road | Port Of Southampton | Southampton | - | - | Dock Gate 10 | West Bay Road | Western Docks | Southampton | Hamshire | SO15 1AW | 2014-11-17 | 6 | 4.3 | At all times | MILLBROOK WTW | West Bay Road | pH | 6 | 10 | pH Units | 4.2 | Chemical and pharmaceutical manufacture (Low Impact) | Hampshire West | Boiler blowdown, cooling water system and production area washdown | Pre Market Reform | Consent | -
16260 | 1 | Low Risk Consent | H. J. Baker Sulphur & Fertilizer UK Ltd | Sulpher Processing Plant | West Bay Road | Port Of Southampton | Southampton | - | - | Dock Gate 10 | West Bay Road | Western Docks | Southampton | Hamshire | SO15 1AW | 2014-11-17 | 6 | 4.3 | At all times | MILLBROOK WTW | West Bay Road | Solids Suspended 105 Degrees C | - | 400 | mg/l | 4.2 | Chemical and pharmaceutical manufacture (Low Impact) | Hampshire West | Boiler blowdown, cooling water system and production area washdown | Pre Market Reform | Consent | -
16260 | 1 | Low Risk Consent | H. J. Baker Sulphur & Fertilizer UK Ltd | Sulpher Processing Plant | West Bay Road | Port Of Southampton | Southampton | - | - | Dock Gate 10 | West Bay Road | Western Docks | Southampton | Hamshire | SO15 1AW | 2014-11-17 | 6 | 4.3 | At all times | MILLBROOK WTW | West Bay Road | Sulphate as S04 | - | 500 | mg/l | 4.2 | Chemical and pharmaceutical manufacture (Low Impact) | Hampshire West | Boiler blowdown, cooling water system and production area washdown | Pre Market Reform | Consent | -
16260 | 1 | Low Risk Consent | H. J. Baker Sulphur & Fertilizer UK Ltd | Sulpher Processing Plant | West Bay Road | Port Of Southampton | Southampton | - | - | Dock Gate 10 | West Bay Road | Western Docks | Southampton | Hamshire | SO15 1AW | 2014-11-17 | 6 | 4.3 | At all times | MILLBROOK WTW | West Bay Road | Sulphide as S | - | 1 | mg/l | 4.2 | Chemical and pharmaceutical manufacture (Low Impact) | Hampshire West | Boiler blowdown, cooling water system and production area washdown | Pre Market Reform | Consent | -
16264 | 1 | Low Risk Consent | Hughes And Salvidge Limited | 11 Flathouse Road | - | - | Portsmouth | Hampshire | PO1 4QS | 11 | FLATHOUSE ROAD | - | PORTSMOUTH | HA | PO1 4QS | 2014-11-20 | 5 | 5 | At all times | BUDDS FARM HAVANT WTW | Flathouse Road | Chemical Oxygen Demand Shaken as 0 | - | 800 | mg/l | 40.2 | Rainwater and surface water run-off (Low Impact) | Hampshire East | Surface Water: Surface Water process | Pre Market Reform | Consent | -
16264 | 1 | Low Risk Consent | Hughes And Salvidge Limited | 11 Flathouse Road | - | - | Portsmouth | Hampshire | PO1 4QS | 11 | FLATHOUSE ROAD | - | PORTSMOUTH | HA | PO1 4QS | 2014-11-20 | 5 | 5 | At all times | BUDDS FARM HAVANT WTW | Flathouse Road | Oil and Grease | - | 200 | mg/l | 40.2 | Rainwater and surface water run-off (Low Impact) | Hampshire East | Surface Water: Surface Water process | Pre Market Reform | Consent | -
16264 | 1 | Low Risk Consent | Hughes And Salvidge Limited | 11 Flathouse Road | - | - | Portsmouth | Hampshire | PO1 4QS | 11 | FLATHOUSE ROAD | - | PORTSMOUTH | HA | PO1 4QS | 2014-11-20 | 5 | 5 | At all times | BUDDS FARM HAVANT WTW | Flathouse Road | pH | 6 | 10 | pH Units | 40.2 | Rainwater and surface water run-off (Low Impact) | Hampshire East | Surface Water: Surface Water process | Pre Market Reform | Consent | -
16264 | 1 | Low Risk Consent | Hughes And Salvidge Limited | 11 Flathouse Road | - | - | Portsmouth | Hampshire | PO1 4QS | 11 | FLATHOUSE ROAD | - | PORTSMOUTH | HA | PO1 4QS | 2014-11-20 | 5 | 5 | At all times | BUDDS FARM HAVANT WTW | Flathouse Road | Solids Suspended 105 Degrees C | - | 400 | mg/l | 40.2 | Rainwater and surface water run-off (Low Impact) | Hampshire East | Surface Water: Surface Water process | Pre Market Reform | Consent | -
16269 | 3 | Tier 2 Consent | Hanson Quarry Products Europe Limited | Hanson House | 14 Castle Hill |  | Maidenhead |  | SL6 4JJ | PIONEER CONCRETE UK LTD | DIPLOCKS WAY |  | HAILSHAM | SE | BN27 3JF | 2014-11-07 | 86.4 | 3.6 | At all times | HAILSHAM SOUTH WTW | Diplocks Way Industrial Estate | Chemical Oxygen Demand Shaken as 0 | - | 800 | mg/l | 3.2 | Concrete batching yard | Sussex East | Miscellaneous: Concrete Production process | Pre Market Reform | Consent | -
16269 | 3 | Tier 2 Consent | Hanson Quarry Products Europe Limited | Hanson House | 14 Castle Hill |  | Maidenhead |  | SL6 4JJ | PIONEER CONCRETE UK LTD | DIPLOCKS WAY |  | HAILSHAM | SE | BN27 3JF | 2014-11-07 | 86.4 | 3.6 | At all times | HAILSHAM SOUTH WTW | Diplocks Way Industrial Estate | pH | 6 | 11 | pH Units | 3.2 | Concrete batching yard | Sussex East | Miscellaneous: Concrete Production process | Pre Market Reform | Consent | -
16269 | 3 | Tier 2 Consent | Hanson Quarry Products Europe Limited | Hanson House | 14 Castle Hill |  | Maidenhead |  | SL6 4JJ | PIONEER CONCRETE UK LTD | DIPLOCKS WAY |  | HAILSHAM | SE | BN27 3JF | 2014-11-07 | 86.4 | 3.6 | At all times | HAILSHAM SOUTH WTW | Diplocks Way Industrial Estate | Solids Suspended 105 Degrees C | - | 400 | mg/l | 3.2 | Concrete batching yard | Sussex East | Miscellaneous: Concrete Production process | Pre Market Reform | Consent | -
16269 | 3 | Tier 2 Consent | Hanson Quarry Products Europe Limited | Hanson House | 14 Castle Hill |  | Maidenhead |  | SL6 4JJ | PIONEER CONCRETE UK LTD | DIPLOCKS WAY |  | HAILSHAM | SE | BN27 3JF | 2014-11-07 | 86.4 | 3.6 | At all times | HAILSHAM SOUTH WTW | Diplocks Way Industrial Estate | Sulphate as S04 | - | 500 | mg/l | 3.2 | Concrete batching yard | Sussex East | Miscellaneous: Concrete Production process | Pre Market Reform | Consent | -
16269 | 3 | Tier 2 Consent | Hanson Quarry Products Europe Limited | Hanson House | 14 Castle Hill |  | Maidenhead |  | SL6 4JJ | PIONEER CONCRETE UK LTD | DIPLOCKS WAY |  | HAILSHAM | SE | BN27 3JF | 2014-11-07 | 86.4 | 3.6 | At all times | HAILSHAM SOUTH WTW | Diplocks Way Industrial Estate | Sulphide as S | - | 1 | mg/l | 3.2 | Concrete batching yard | Sussex East | Miscellaneous: Concrete Production process | Pre Market Reform | Consent | -
16271 | 1 | Low Risk Consent | Premier Impressions Limited | Units 10-11 E Plan Estate | New Road | - | Newhaven | East Sussex | BN9 0EX | Units 9/10/11 E Plan Estate | NEW ROAD | - | NEWHAVEN | SE | BN9 0EX | 2014-11-11 | 0.6 | 2 | At all times | NEWHAVEN MAIN WTW | New Road | Chemical Oxygen Demand Shaken as 0 | - | 2000 | mg/l | 33.1 | Photographic and X-ray film processing COPPICE | Sussex East | Reprographics: Printing process | Pre Market Reform | Consent | -
16271 | 1 | Low Risk Consent | Premier Impressions Limited | Units 10-11 E Plan Estate | New Road | - | Newhaven | East Sussex | BN9 0EX | Units 9/10/11 E Plan Estate | NEW ROAD | - | NEWHAVEN | SE | BN9 0EX | 2014-11-11 | 0.6 | 2 | At all times | NEWHAVEN MAIN WTW | New Road | Detergents Anionic | - | 50 | mg/l | 33.1 | Photographic and X-ray film processing COPPICE | Sussex East | Reprographics: Printing process | Pre Market Reform | Consent | -
16271 | 1 | Low Risk Consent | Premier Impressions Limited | Units 10-11 E Plan Estate | New Road | - | Newhaven | East Sussex | BN9 0EX | Units 9/10/11 E Plan Estate | NEW ROAD | - | NEWHAVEN | SE | BN9 0EX | 2014-11-11 | 0.6 | 2 | At all times | NEWHAVEN MAIN WTW | New Road | Detergents Non-Ionic | - | 50 | mg/l | 33.1 | Photographic and X-ray film processing COPPICE | Sussex East | Reprographics: Printing process | Pre Market Reform | Consent | -
16271 | 1 | Low Risk Consent | Premier Impressions Limited | Units 10-11 E Plan Estate | New Road | - | Newhaven | East Sussex | BN9 0EX | Units 9/10/11 E Plan Estate | NEW ROAD | - | NEWHAVEN | SE | BN9 0EX | 2014-11-11 | 0.6 | 2 | At all times | NEWHAVEN MAIN WTW | New Road | Oil and Grease | - | 200 | mg/l | 33.1 | Photographic and X-ray film processing COPPICE | Sussex East | Reprographics: Printing process | Pre Market Reform | Consent | -
16271 | 1 | Low Risk Consent | Premier Impressions Limited | Units 10-11 E Plan Estate | New Road | - | Newhaven | East Sussex | BN9 0EX | Units 9/10/11 E Plan Estate | NEW ROAD | - | NEWHAVEN | SE | BN9 0EX | 2014-11-11 | 0.6 | 2 | At all times | NEWHAVEN MAIN WTW | New Road | pH | 6 | 10 | pH Units | 33.1 | Photographic and X-ray film processing COPPICE | Sussex East | Reprographics: Printing process | Pre Market Reform | Consent | -
16271 | 1 | Low Risk Consent | Premier Impressions Limited | Units 10-11 E Plan Estate | New Road | - | Newhaven | East Sussex | BN9 0EX | Units 9/10/11 E Plan Estate | NEW ROAD | - | NEWHAVEN | SE | BN9 0EX | 2014-11-11 | 0.6 | 2 | At all times | NEWHAVEN MAIN WTW | New Road | Solids Suspended 105 Degrees C | - | 600 | mg/l | 33.1 | Photographic and X-ray film processing COPPICE | Sussex East | Reprographics: Printing process | Pre Market Reform | Consent | -
16271 | 1 | Low Risk Consent | Premier Impressions Limited | Units 10-11 E Plan Estate | New Road | - | Newhaven | East Sussex | BN9 0EX | Units 9/10/11 E Plan Estate | NEW ROAD | - | NEWHAVEN | SE | BN9 0EX | 2014-11-11 | 0.6 | 2 | At all times | NEWHAVEN MAIN WTW | New Road | Sulphate as S04 | - | 500 | mg/l | 33.1 | Photographic and X-ray film processing COPPICE | Sussex East | Reprographics: Printing process | Pre Market Reform | Consent | -
16272 | 1 | Low Risk Consent | Xtreme Valeting Limited | 63 | High Street | - | Chislehurst | - | BR7 5BE | 10 | KINGS HILL AVENUE | - | WEST MALLING | KE | ME19 4UA | 2014-11-28 | 0.5 | 1 | At all times | HAM HILL WTW |  | Chemical Oxygen Demand Shaken as 0 | - | 800 | mg/l | 31.3 | Vehicle and plant washing (Low Impact) | Kent West | Vehicle Washing: Jet Wash process | Pre Market Reform | Consent | -
16272 | 1 | Low Risk Consent | Xtreme Valeting Limited | 63 | High Street | - | Chislehurst | - | BR7 5BE | 10 | KINGS HILL AVENUE | - | WEST MALLING | KE | ME19 4UA | 2014-11-28 | 0.5 | 1 | At all times | HAM HILL WTW |  | pH | 6 | 10 | pH Units | 31.3 | Vehicle and plant washing (Low Impact) | Kent West | Vehicle Washing: Jet Wash process | Pre Market Reform | Consent | -
16272 | 1 | Low Risk Consent | Xtreme Valeting Limited | 63 | High Street | - | Chislehurst | - | BR7 5BE | 10 | KINGS HILL AVENUE | - | WEST MALLING | KE | ME19 4UA | 2014-11-28 | 0.5 | 1 | At all times | HAM HILL WTW |  | Solids Suspended 105 Degrees C | - | 400 | mg/l | 31.3 | Vehicle and plant washing (Low Impact) | Kent West | Vehicle Washing: Jet Wash process | Pre Market Reform | Consent | -
16276 | 1 | Low Risk Consent | Waves Consultancy Limited | Bridge Studios | 318-326 Wandsworth Bridge Road |  | London |  | SW6 2TZ | TESCO STORE | QUAY STREET | - | FAREHAM | HA | PO16 0LE | 2014-12-01 | 1.5 | 0.5 | At all times | PEEL COMMON WTW | Quay Street | Chemical Oxygen Demand Shaken as 0 | - | 800 | mg/l | 31.3 | Vehicle and plant washing (Low Impact) | Hampshire East | Vehicle Washing: General Wash process | Pre Market Reform | Consent | -
16276 | 1 | Low Risk Consent | Waves Consultancy Limited | Bridge Studios | 318-326 Wandsworth Bridge Road |  | London |  | SW6 2TZ | TESCO STORE | QUAY STREET | - | FAREHAM | HA | PO16 0LE | 2014-12-01 | 1.5 | 0.5 | At all times | PEEL COMMON WTW | Quay Street | pH | 6 | 10 | pH Units | 31.3 | Vehicle and plant washing (Low Impact) | Hampshire East | Vehicle Washing: General Wash process | Pre Market Reform | Consent | -
16276 | 1 | Low Risk Consent | Waves Consultancy Limited | Bridge Studios | 318-326 Wandsworth Bridge Road |  | London |  | SW6 2TZ | TESCO STORE | QUAY STREET | - | FAREHAM | HA | PO16 0LE | 2014-12-01 | 1.5 | 0.5 | At all times | PEEL COMMON WTW | Quay Street | Solids Suspended 105 Degrees C | - | 400 | mg/l | 31.3 | Vehicle and plant washing (Low Impact) | Hampshire East | Vehicle Washing: General Wash process | Pre Market Reform | Consent | -
16280 | 1 | Low Risk Consent | D.B. Domestic Appliances Limited | 18 | Hyde Gardens | - | Eastbourne | East Sussex | BN21 4PT | UNIT 4 | HAMMONDS DRIVE | - | EASTBOURNE | SE | BN23 6PW | 2014-12-01 | 0.6 | 2 | At all times | EASTBOURNE WTW | Hammonds Drive | Chemical Oxygen Demand Shaken as 0 | - | 800 | mg/l | 8.1 | Engineering (High risk) | Sussex East | Component Cleaning: Equipment Cleaning process | Pre Market Reform | Consent | -
16280 | 1 | Low Risk Consent | D.B. Domestic Appliances Limited | 18 | Hyde Gardens | - | Eastbourne | East Sussex | BN21 4PT | UNIT 4 | HAMMONDS DRIVE | - | EASTBOURNE | SE | BN23 6PW | 2014-12-01 | 0.6 | 2 | At all times | EASTBOURNE WTW | Hammonds Drive | Detergents Anionic | - | 50 | mg/l | 8.1 | Engineering (High risk) | Sussex East | Component Cleaning: Equipment Cleaning process | Pre Market Reform | Consent | -
16280 | 1 | Low Risk Consent | D.B. Domestic Appliances Limited | 18 | Hyde Gardens | - | Eastbourne | East Sussex | BN21 4PT | UNIT 4 | HAMMONDS DRIVE | - | EASTBOURNE | SE | BN23 6PW | 2014-12-01 | 0.6 | 2 | At all times | EASTBOURNE WTW | Hammonds Drive | Detergents Non-Ionic | - | 50 | mg/l | 8.1 | Engineering (High risk) | Sussex East | Component Cleaning: Equipment Cleaning process | Pre Market Reform | Consent | -
16280 | 1 | Low Risk Consent | D.B. Domestic Appliances Limited | 18 | Hyde Gardens | - | Eastbourne | East Sussex | BN21 4PT | UNIT 4 | HAMMONDS DRIVE | - | EASTBOURNE | SE | BN23 6PW | 2014-12-01 | 0.6 | 2 | At all times | EASTBOURNE WTW | Hammonds Drive | Oil and Grease | - | 200 | mg/l | 8.1 | Engineering (High risk) | Sussex East | Component Cleaning: Equipment Cleaning process | Pre Market Reform | Consent | -
16280 | 1 | Low Risk Consent | D.B. Domestic Appliances Limited | 18 | Hyde Gardens | - | Eastbourne | East Sussex | BN21 4PT | UNIT 4 | HAMMONDS DRIVE | - | EASTBOURNE | SE | BN23 6PW | 2014-12-01 | 0.6 | 2 | At all times | EASTBOURNE WTW | Hammonds Drive | pH | 6 | 10 | pH Units | 8.1 | Engineering (High risk) | Sussex East | Component Cleaning: Equipment Cleaning process | Pre Market Reform | Consent | -
16280 | 1 | Low Risk Consent | D.B. Domestic Appliances Limited | 18 | Hyde Gardens | - | Eastbourne | East Sussex | BN21 4PT | UNIT 4 | HAMMONDS DRIVE | - | EASTBOURNE | SE | BN23 6PW | 2014-12-01 | 0.6 | 2 | At all times | EASTBOURNE WTW | Hammonds Drive | Solids Suspended 105C at pH7 | - | 400 | mg/l | 8.1 | Engineering (High risk) | Sussex East | Component Cleaning: Equipment Cleaning process | Pre Market Reform | Consent | -
16282 | 1 | Tier 2 Consent | Places For People Leisure Management Ltd. | 305 | Gray's Inn Road |  | London |  | WC1X 8QR | SPORTS FIELD | PASSFIELD AVENUE | - | EASTLEIGH | HA | SO50 9NL | 2014-12-01 | 13 | 5 | At all times | CHICKENHALL EASTLEIGH WTW | Passfield Avenue | Chemical Oxygen Demand Shaken as 0 | - | 800 | mg/l | 32.1 | Leisure facilities | Hampshire West | Paddling pool | Pre Market Reform | Consent | -
16282 | 1 | Tier 2 Consent | Places For People Leisure Management Ltd. | 305 | Gray's Inn Road |  | London |  | WC1X 8QR | SPORTS FIELD | PASSFIELD AVENUE | - | EASTLEIGH | HA | SO50 9NL | 2014-12-01 | 13 | 5 | At all times | CHICKENHALL EASTLEIGH WTW | Passfield Avenue | pH | 6 | 10 | pH Units | 32.1 | Leisure facilities | Hampshire West | Paddling pool | Pre Market Reform | Consent | -
16282 | 1 | Tier 2 Consent | Places For People Leisure Management Ltd. | 305 | Gray's Inn Road |  | London |  | WC1X 8QR | SPORTS FIELD | PASSFIELD AVENUE | - | EASTLEIGH | HA | SO50 9NL | 2014-12-01 | 13 | 5 | At all times | CHICKENHALL EASTLEIGH WTW | Passfield Avenue | Solids Suspended 105 Degrees C | - | 400 | mg/l | 32.1 | Leisure facilities | Hampshire West | Paddling pool | Pre Market Reform | Consent | -
16285 | 1 | Low Risk Consent | The Belgian Cafe Limited | - | 11/23 Grand Parade | - | Eastbourne | East Sussex | BN21 3YN | BURLINGTON HOTEL | GRAND PARADE | - | EASTBOURNE | SE | BN21 3YN | 2014-12-15 | 1 | 0.5 | At all times | EASTBOURNE WTW | Grand Parade | Chemical Oxygen Demand Settled as 0 | - | 3500 | mg/l | 1.3 | Alcoholic beverages (Low Impact) | Sussex East | Drink Production: Brewery process | Pre Market Reform | Consent | -
16285 | 1 | Low Risk Consent | The Belgian Cafe Limited | - | 11/23 Grand Parade | - | Eastbourne | East Sussex | BN21 3YN | BURLINGTON HOTEL | GRAND PARADE | - | EASTBOURNE | SE | BN21 3YN | 2014-12-15 | 1 | 0.5 | At all times | EASTBOURNE WTW | Grand Parade | Chemical Oxygen Demand Shaken as 0 | - | 7000 | mg/l | 1.3 | Alcoholic beverages (Low Impact) | Sussex East | Drink Production: Brewery process | Pre Market Reform | Consent | -
16285 | 1 | Low Risk Consent | The Belgian Cafe Limited | - | 11/23 Grand Parade | - | Eastbourne | East Sussex | BN21 3YN | BURLINGTON HOTEL | GRAND PARADE | - | EASTBOURNE | SE | BN21 3YN | 2014-12-15 | 1 | 0.5 | At all times | EASTBOURNE WTW | Grand Parade | pH | 6 | 10 | pH Units | 1.3 | Alcoholic beverages (Low Impact) | Sussex East | Drink Production: Brewery process | Pre Market Reform | Consent | -
16285 | 1 | Low Risk Consent | The Belgian Cafe Limited | - | 11/23 Grand Parade | - | Eastbourne | East Sussex | BN21 3YN | BURLINGTON HOTEL | GRAND PARADE | - | EASTBOURNE | SE | BN21 3YN | 2014-12-15 | 1 | 0.5 | At all times | EASTBOURNE WTW | Grand Parade | Solids Suspended 105 Degrees C | - | 1400 | mg/l | 1.3 | Alcoholic beverages (Low Impact) | Sussex East | Drink Production: Brewery process | Pre Market Reform | Consent | -
16285 | 1 | Low Risk Consent | The Belgian Cafe Limited | - | 11/23 Grand Parade | - | Eastbourne | East Sussex | BN21 3YN | BURLINGTON HOTEL | GRAND PARADE | - | EASTBOURNE | SE | BN21 3YN | 2014-12-15 | 1 | 0.5 | At all times | EASTBOURNE WTW | Grand Parade | Solids Suspended 105C at pH7 | - | 700 | mg/l | 1.3 | Alcoholic beverages (Low Impact) | Sussex East | Drink Production: Brewery process | Pre Market Reform | Consent | -
16286 | 1 | Tier 1 Consent | Oaklands Community Pool Limited | Oaklands Community Pool | Cromarty Road | - | Southampton | - | SO16 8LX | OAKLANDS COMMUNITY POOL | CROMARTY ROAD | - | SOUTHAMPTON | SP | SO16 8LX | 2014-12-11 | 35 | 2.1 | At all times | MILLBROOK WTW | Lordshill Way | Chemical Oxygen Demand Shaken as 0 | - | 800 | mg/l | 32.1 | Leisure facilities | Hampshire West | Swimming pool backwash | Leisure | Consent | -
16286 | 1 | Tier 1 Consent | Oaklands Community Pool Limited | Oaklands Community Pool | Cromarty Road | - | Southampton | - | SO16 8LX | OAKLANDS COMMUNITY POOL | CROMARTY ROAD | - | SOUTHAMPTON | SP | SO16 8LX | 2014-12-11 | 35 | 2.1 | At all times | MILLBROOK WTW | Lordshill Way | pH | 6 | 10 | pH Units | 32.1 | Leisure facilities | Hampshire West | Swimming pool backwash | Leisure | Consent | -
16286 | 1 | Tier 1 Consent | Oaklands Community Pool Limited | Oaklands Community Pool | Cromarty Road | - | Southampton | - | SO16 8LX | OAKLANDS COMMUNITY POOL | CROMARTY ROAD | - | SOUTHAMPTON | SP | SO16 8LX | 2014-12-11 | 35 | 2.1 | At all times | MILLBROOK WTW | Lordshill Way | Solids Suspended 105 Degrees C | - | 400 | mg/l | 32.1 | Leisure facilities | Hampshire West | Swimming pool backwash | Leisure | Consent | -
16289 | 6 | Tier 1 Consent | Shepherd Neame Limited | 17 | Court Street |  | Faversham | Kent | ME13 7AX | DEPOT | NORTH LANE | - | FAVERSHAM | KE | ME13 7DY | 2015-04-01 | 250 | 45 | At all times | FAVERSHAM WTW | Sewer located at North Lane, near Conduit St | Chemical Oxygen Demand Shaken as 0 | - | 5000 | mg/l | 1.1 | Alcoholic beverages (High Impact) | Kent West | Effluent from the treatment of waste water. Waste water contains residual sugars, grain particles, waste yeast and beer, water and residual chemicals from cleaning and sterilisation. | Activities associated with the manufacture and packaging of beer | Consent | QUAY LANE FAVERSHAM WPS
16289 | 6 | Tier 1 Consent | Shepherd Neame Limited | 17 | Court Street |  | Faversham | Kent | ME13 7AX | DEPOT | NORTH LANE | - | FAVERSHAM | KE | ME13 7DY | 2015-04-01 | 250 | 45 | At all times | FAVERSHAM WTW | Sewer located at North Lane, near Conduit St | Nitrogen Ammoniacal as N | - | 50 | mg/l | 1.1 | Alcoholic beverages (High Impact) | Kent West | Effluent from the treatment of waste water. Waste water contains residual sugars, grain particles, waste yeast and beer, water and residual chemicals from cleaning and sterilisation. | Activities associated with the manufacture and packaging of beer | Consent | QUAY LANE FAVERSHAM WPS
16289 | 6 | Tier 1 Consent | Shepherd Neame Limited | 17 | Court Street |  | Faversham | Kent | ME13 7AX | DEPOT | NORTH LANE | - | FAVERSHAM | KE | ME13 7DY | 2015-04-01 | 250 | 45 | At all times | FAVERSHAM WTW | Sewer located at North Lane, near Conduit St | pH | 6 | 10 | pH Units | 1.1 | Alcoholic beverages (High Impact) | Kent West | Effluent from the treatment of waste water. Waste water contains residual sugars, grain particles, waste yeast and beer, water and residual chemicals from cleaning and sterilisation. | Activities associated with the manufacture and packaging of beer | Consent | QUAY LANE FAVERSHAM WPS
16289 | 6 | Tier 1 Consent | Shepherd Neame Limited | 17 | Court Street |  | Faversham | Kent | ME13 7AX | DEPOT | NORTH LANE | - | FAVERSHAM | KE | ME13 7DY | 2015-04-01 | 250 | 45 | At all times | FAVERSHAM WTW | Sewer located at North Lane, near Conduit St | Solids Suspended 105 Degrees C | - | 1250 | mg/l | 1.1 | Alcoholic beverages (High Impact) | Kent West | Effluent from the treatment of waste water. Waste water contains residual sugars, grain particles, waste yeast and beer, water and residual chemicals from cleaning and sterilisation. | Activities associated with the manufacture and packaging of beer | Consent | QUAY LANE FAVERSHAM WPS
16291 | 1 | Low Risk Consent | Millbrook Healthcare Group Limited | Nutsey Lane Calmore Industrial | Estate Totton | - | Southampton | Hampshire | SO40 3XJ | UNIT D | BITTERNE ROAD WEST | - | SOUTHAMPTON |  | SO18 1UB | 2014-12-17 | 2 | 3 | At all times | PORTSWOOD WTW | Bitterne Road West | Chemical Oxygen Demand Shaken as 0 | - | 800 | mg/l | 8.1 | Engineering (High risk) | Hampshire West | Component Cleaning: Equipment Cleaning process | Pre Market Reform | Consent | -
16291 | 1 | Low Risk Consent | Millbrook Healthcare Group Limited | Nutsey Lane Calmore Industrial | Estate Totton | - | Southampton | Hampshire | SO40 3XJ | UNIT D | BITTERNE ROAD WEST | - | SOUTHAMPTON |  | SO18 1UB | 2014-12-17 | 2 | 3 | At all times | PORTSWOOD WTW | Bitterne Road West | Solids Suspended 105 Degrees C | - | 400 | mg/l | 8.1 | Engineering (High risk) | Hampshire West | Component Cleaning: Equipment Cleaning process | Pre Market Reform | Consent | -
16294 | 1 | Low Risk Consent | Rodenstock (U.K.) Limited | Springhead Road | - | - | Northfleet | Kent | DA11 8HJ | UNIT U | SPRINGHEAD ROAD | - | GRAVESEND | KE | DA11 8HJ | 2014-12-22 | 4.5 | 5 | At all times | NORTHFLEET WTW |  | Chemical Oxygen Demand Shaken as 0 | - | 800 | mg/l | 4.3 | Medical equipment manufacture | Kent West | Miscellaneous: Optical process | Pre Market Reform | Consent | -
16294 | 1 | Low Risk Consent | Rodenstock (U.K.) Limited | Springhead Road | - | - | Northfleet | Kent | DA11 8HJ | UNIT U | SPRINGHEAD ROAD | - | GRAVESEND | KE | DA11 8HJ | 2014-12-22 | 4.5 | 5 | At all times | NORTHFLEET WTW |  | pH | 6 | 10 | pH Units | 4.3 | Medical equipment manufacture | Kent West | Miscellaneous: Optical process | Pre Market Reform | Consent | -
16294 | 1 | Low Risk Consent | Rodenstock (U.K.) Limited | Springhead Road | - | - | Northfleet | Kent | DA11 8HJ | UNIT U | SPRINGHEAD ROAD | - | GRAVESEND | KE | DA11 8HJ | 2014-12-22 | 4.5 | 5 | At all times | NORTHFLEET WTW |  | Solids Suspended 105 Degrees C | - | 400 | mg/l | 4.3 | Medical equipment manufacture | Kent West | Miscellaneous: Optical process | Pre Market Reform | Consent | -
16296 | 1 | Low Risk Consent | Exsel Pumps Limited | - | Fulwood Road South | Fuliwood Industrial Estate | Sutton in Ashfield | Nottinghamshire | HG17 2JZ | FORT WALLINGTON IND ESTATE | UNIT G5, MILITARY ROAD | - | FAREHAM | HA | PO16 8TT | 2014-12-22 | 1 | 0.5 | At all times | PEEL COMMON WTW | Military Road | Chemical Oxygen Demand Shaken as 0 | - | 800 | mg/l | 8.1 | Engineering (High risk) | Hampshire East | Component Cleaning: Component Cleaning process | Pre Market Reform | Consent | -
16296 | 1 | Low Risk Consent | Exsel Pumps Limited | - | Fulwood Road South | Fuliwood Industrial Estate | Sutton in Ashfield | Nottinghamshire | HG17 2JZ | FORT WALLINGTON IND ESTATE | UNIT G5, MILITARY ROAD | - | FAREHAM | HA | PO16 8TT | 2014-12-22 | 1 | 0.5 | At all times | PEEL COMMON WTW | Military Road | Oil and Grease | - | 200 | mg/l | 8.1 | Engineering (High risk) | Hampshire East | Component Cleaning: Component Cleaning process | Pre Market Reform | Consent | -
16296 | 1 | Low Risk Consent | Exsel Pumps Limited | - | Fulwood Road South | Fuliwood Industrial Estate | Sutton in Ashfield | Nottinghamshire | HG17 2JZ | FORT WALLINGTON IND ESTATE | UNIT G5, MILITARY ROAD | - | FAREHAM | HA | PO16 8TT | 2014-12-22 | 1 | 0.5 | At all times | PEEL COMMON WTW | Military Road | pH | 6 | 10 | pH Units | 8.1 | Engineering (High risk) | Hampshire East | Component Cleaning: Component Cleaning process | Pre Market Reform | Consent | -
16296 | 1 | Low Risk Consent | Exsel Pumps Limited | - | Fulwood Road South | Fuliwood Industrial Estate | Sutton in Ashfield | Nottinghamshire | HG17 2JZ | FORT WALLINGTON IND ESTATE | UNIT G5, MILITARY ROAD | - | FAREHAM | HA | PO16 8TT | 2014-12-22 | 1 | 0.5 | At all times | PEEL COMMON WTW | Military Road | Solids Suspended 105 Degrees C | - | 400 | mg/l | 8.1 | Engineering (High risk) | Hampshire East | Component Cleaning: Component Cleaning process | Pre Market Reform | Consent | -
16298 | 2 | Tier 2 Consent | Maidstone Borough Council | - | King Street | - | Maidstone | Kent | ME15 6JQ | PARK WOOD | BIRCHOLT ROAD | - | MAIDSTONE | KE | ME15 9XY | 2015-02-01 | 72 | 2.3 | At all times | AYLESFORD WTW |  | Chemical Oxygen Demand Shaken as 0 | - | 800 | mg/l | 40.2 | Rainwater and surface water run-off (Low Impact) | Kent West | Surface Water: Surface Water process | Pre Market Reform | Consent | -
16298 | 2 | Tier 2 Consent | Maidstone Borough Council | - | King Street | - | Maidstone | Kent | ME15 6JQ | PARK WOOD | BIRCHOLT ROAD | - | MAIDSTONE | KE | ME15 9XY | 2015-02-01 | 72 | 2.3 | At all times | AYLESFORD WTW |  | pH | 6 | 10 | pH Units | 40.2 | Rainwater and surface water run-off (Low Impact) | Kent West | Surface Water: Surface Water process | Pre Market Reform | Consent | -
16298 | 2 | Tier 2 Consent | Maidstone Borough Council | - | King Street | - | Maidstone | Kent | ME15 6JQ | PARK WOOD | BIRCHOLT ROAD | - | MAIDSTONE | KE | ME15 9XY | 2015-02-01 | 72 | 2.3 | At all times | AYLESFORD WTW |  | Solids Suspended 105 Degrees C | - | 400 | mg/l | 40.2 | Rainwater and surface water run-off (Low Impact) | Kent West | Surface Water: Surface Water process | Pre Market Reform | Consent | -
16304 | 1 | Low Risk Consent | Saint-Gobain Building Distribution Limited | Saint-Gobain House | - | East Leake | Loughborough | Leicestershire | LE12 6JU | J SALBSTEIN LTD | BROUGHAM ROAD | - | WORTHING | SW | BN11 2NX | 2015-01-07 | 2 | 2 | at all times | EAST WORTHING WTW |  | Chemical Oxygen Demand Shaken as 0 | - | 800 | mg/l | 31.2 | Vehicle and plant washing (Low Impact) | Sussex West | Vehicle Washing: General Wash process | Pre Market Reform | Consent | -
16304 | 1 | Low Risk Consent | Saint-Gobain Building Distribution Limited | Saint-Gobain House | - | East Leake | Loughborough | Leicestershire | LE12 6JU | J SALBSTEIN LTD | BROUGHAM ROAD | - | WORTHING | SW | BN11 2NX | 2015-01-07 | 2 | 2 | at all times | EAST WORTHING WTW |  | pH | 6 | 10 | pH Units | 31.2 | Vehicle and plant washing (Low Impact) | Sussex West | Vehicle Washing: General Wash process | Pre Market Reform | Consent | -
16304 | 1 | Low Risk Consent | Saint-Gobain Building Distribution Limited | Saint-Gobain House | - | East Leake | Loughborough | Leicestershire | LE12 6JU | J SALBSTEIN LTD | BROUGHAM ROAD | - | WORTHING | SW | BN11 2NX | 2015-01-07 | 2 | 2 | at all times | EAST WORTHING WTW |  | Solids Suspended 105 Degrees C | - | 400 | mg/l | 31.2 | Vehicle and plant washing (Low Impact) | Sussex West | Vehicle Washing: General Wash process | Pre Market Reform | Consent | -
16305 | 1 | Low Risk Consent | Attewell Limited | 7 A/B | Millington Road | - | Hayes | Middlesex | UB3 4AZ | UNIT 15 | HAZELWOOD CLOSE | - | WORTHING | SW | BN14 8NP | 2015-01-07 | 1 | 2 | at all times | EAST WORTHING WTW |  | Chemical Oxygen Demand Shaken as 0 | - | 800 | mg/l | 31.2 | Vehicle and plant washing (Low Impact) | Sussex West | Vehicle Washing: General Wash process | Pre Market Reform | Consent | -
16305 | 1 | Low Risk Consent | Attewell Limited | 7 A/B | Millington Road | - | Hayes | Middlesex | UB3 4AZ | UNIT 15 | HAZELWOOD CLOSE | - | WORTHING | SW | BN14 8NP | 2015-01-07 | 1 | 2 | at all times | EAST WORTHING WTW |  | pH | 6 | 10 | pH Units | 31.2 | Vehicle and plant washing (Low Impact) | Sussex West | Vehicle Washing: General Wash process | Pre Market Reform | Consent | -
16305 | 1 | Low Risk Consent | Attewell Limited | 7 A/B | Millington Road | - | Hayes | Middlesex | UB3 4AZ | UNIT 15 | HAZELWOOD CLOSE | - | WORTHING | SW | BN14 8NP | 2015-01-07 | 1 | 2 | at all times | EAST WORTHING WTW |  | Solids Suspended 105 Degrees C | - | 400 | mg/l | 31.2 | Vehicle and plant washing (Low Impact) | Sussex West | Vehicle Washing: General Wash process | Pre Market Reform | Consent | -
16307 | 1 | Low Risk Consent | Sussex Management | - | 26 Whitefriars Wharf | - | Tonbridge | - | TN9 1QP | Vivid Car Wash |  | Lower Stoke | Rochester | Kent | ME3 9QU | 2015-01-15 | 1 | 1 | At all times | WHITEWALL CREEK WTW |  | Chemical Oxygen Demand Shaken as 0 | - | 800 | mg/l | 31.3 | Vehicle and plant washing (Low Impact) | Kent West | Vehicle Washing: Jet Wash process | Pre Market Reform | Consent | -
16307 | 1 | Low Risk Consent | Sussex Management | - | 26 Whitefriars Wharf | - | Tonbridge | - | TN9 1QP | Vivid Car Wash |  | Lower Stoke | Rochester | Kent | ME3 9QU | 2015-01-15 | 1 | 1 | At all times | WHITEWALL CREEK WTW |  | pH | 6 | 10 | pH Units | 31.3 | Vehicle and plant washing (Low Impact) | Kent West | Vehicle Washing: Jet Wash process | Pre Market Reform | Consent | -
16307 | 1 | Low Risk Consent | Sussex Management | - | 26 Whitefriars Wharf | - | Tonbridge | - | TN9 1QP | Vivid Car Wash |  | Lower Stoke | Rochester | Kent | ME3 9QU | 2015-01-15 | 1 | 1 | At all times | WHITEWALL CREEK WTW |  | Solids Suspended 105 Degrees C | - | 400 | mg/l | 31.3 | Vehicle and plant washing (Low Impact) | Kent West | Vehicle Washing: Jet Wash process | Pre Market Reform | Consent | -
16316 | 4 | Tier 1 Consent | Basf Agricultural Specialities Limited | 4th And 5th Floors, 2 Stockport Exchange | Railway Road |  | Stockport |  | SK1 3GG | FACTORY | HARWOOD ROAD |  | LITTLEHAMPTON | SW | BN17 7AU | 2015-01-01 | 72 | 2 | Between 18:00 and 08:00 hours | FORD WTW | Harwood Road | Chemical Oxygen Demand Shaken as 0 | - | 10000 | mg/l | 30.1 | Farming, livestock markets, horticulture and related activities | Sussex West | Agricultural Process – Biological Pest Control | Pre Market Reform | Consent | -
16316 | 4 | Tier 1 Consent | Basf Agricultural Specialities Limited | 4th And 5th Floors, 2 Stockport Exchange | Railway Road |  | Stockport |  | SK1 3GG | FACTORY | HARWOOD ROAD |  | LITTLEHAMPTON | SW | BN17 7AU | 2015-01-01 | 72 | 2 | Between 18:00 and 08:00 hours | FORD WTW | Harwood Road | pH | 6 | 10 | pH Units | 30.1 | Farming, livestock markets, horticulture and related activities | Sussex West | Agricultural Process – Biological Pest Control | Pre Market Reform | Consent | -
16316 | 4 | Tier 1 Consent | Basf Agricultural Specialities Limited | 4th And 5th Floors, 2 Stockport Exchange | Railway Road |  | Stockport |  | SK1 3GG | FACTORY | HARWOOD ROAD |  | LITTLEHAMPTON | SW | BN17 7AU | 2015-01-01 | 72 | 2 | Between 18:00 and 08:00 hours | FORD WTW | Harwood Road | Solids Suspended 105 Degrees C | - | 1500 | mg/l | 30.1 | Farming, livestock markets, horticulture and related activities | Sussex West | Agricultural Process – Biological Pest Control | Pre Market Reform | Consent | -
16316 | 4 | Tier 1 Consent | Basf Agricultural Specialities Limited | 4th And 5th Floors, 2 Stockport Exchange | Railway Road |  | Stockport |  | SK1 3GG | FACTORY | HARWOOD ROAD |  | LITTLEHAMPTON | SW | BN17 7AU | 2015-01-01 | 72 | 2 | Between 18:00 and 08:00 hours | FORD WTW | Harwood Road | Solids Suspended 105C Settled | - | 1500 | mg/l | 30.1 | Farming, livestock markets, horticulture and related activities | Sussex West | Agricultural Process – Biological Pest Control | Pre Market Reform | Consent | -
16317 | 1 | Low Risk Consent | Saint-Gobain Building Distribution Limited | Saint-Gobain House | - | East Leake | Loughborough | Leicestershire | LE12 6JU | WHARF & YARD | HIGH STREET | - | SITTINGBOURNE | KE | ME10 3SN | 2015-01-30 | 5 | 1 | At all times | SITTINGBOURNE WTW |  | Chemical Oxygen Demand Shaken as 0 | - | 800 | mg/l | 31.2 | Vehicle and plant washing (Low Impact) | Kent West | Vehicle Washing: Jet Wash process | Pre Market Reform | Consent | -
16317 | 1 | Low Risk Consent | Saint-Gobain Building Distribution Limited | Saint-Gobain House | - | East Leake | Loughborough | Leicestershire | LE12 6JU | WHARF & YARD | HIGH STREET | - | SITTINGBOURNE | KE | ME10 3SN | 2015-01-30 | 5 | 1 | At all times | SITTINGBOURNE WTW |  | pH | 6 | 10 | pH Units | 31.2 | Vehicle and plant washing (Low Impact) | Kent West | Vehicle Washing: Jet Wash process | Pre Market Reform | Consent | -
16317 | 1 | Low Risk Consent | Saint-Gobain Building Distribution Limited | Saint-Gobain House | - | East Leake | Loughborough | Leicestershire | LE12 6JU | WHARF & YARD | HIGH STREET | - | SITTINGBOURNE | KE | ME10 3SN | 2015-01-30 | 5 | 1 | At all times | SITTINGBOURNE WTW |  | Solids Suspended 105 Degrees C | - | 400 | mg/l | 31.2 | Vehicle and plant washing (Low Impact) | Kent West | Vehicle Washing: Jet Wash process | Pre Market Reform | Consent | -
16318 | 1 | Low Risk Consent | Jewson Limited | Saint-Gobain House | East Leake | - | Loughborough | Leicestershire | LE12 6JU | JEWSON AND SONS LTD | NEW ROAD | - | SHEERNESS | KE | ME12 1QE | 2015-01-30 | 2.2 | 1 | At all times | QUEENBOROUGH WTW |  | Chemical Oxygen Demand Shaken as 0 | - | 800 | mg/l | 31.3 | Vehicle and plant washing (Low Impact) | Kent West | Vehicle Washing: Jet Wash process | Pre Market Reform | Consent | -
16318 | 1 | Low Risk Consent | Jewson Limited | Saint-Gobain House | East Leake | - | Loughborough | Leicestershire | LE12 6JU | JEWSON AND SONS LTD | NEW ROAD | - | SHEERNESS | KE | ME12 1QE | 2015-01-30 | 2.2 | 1 | At all times | QUEENBOROUGH WTW |  | pH | 6 | 10 | pH Units | 31.3 | Vehicle and plant washing (Low Impact) | Kent West | Vehicle Washing: Jet Wash process | Pre Market Reform | Consent | -
16318 | 1 | Low Risk Consent | Jewson Limited | Saint-Gobain House | East Leake | - | Loughborough | Leicestershire | LE12 6JU | JEWSON AND SONS LTD | NEW ROAD | - | SHEERNESS | KE | ME12 1QE | 2015-01-30 | 2.2 | 1 | At all times | QUEENBOROUGH WTW |  | Solids Suspended 105 Degrees C | - | 400 | mg/l | 31.3 | Vehicle and plant washing (Low Impact) | Kent West | Vehicle Washing: Jet Wash process | Pre Market Reform | Consent | -
16319 | 1 | Low Risk Consent | Jewson Limited | Saint-Gobain House | East Leake | - | Loughborough | Leicestershire | LE12 6JU |  | Buckland Hill |  | Maidstone |  | ME16 0SQ | 2015-01-30 | 1 | 1 | at all times | AYLESFORD WTW | not known | Chemical Oxygen Demand Shaken as 0 | - | 800 | mg/l | 31.2 | Vehicle and plant washing (Low Impact) | Kent West | Vehicle Washing: Jet Wash process | Pre Market Reform | Consent | -
16319 | 1 | Low Risk Consent | Jewson Limited | Saint-Gobain House | East Leake | - | Loughborough | Leicestershire | LE12 6JU |  | Buckland Hill |  | Maidstone |  | ME16 0SQ | 2015-01-30 | 1 | 1 | at all times | AYLESFORD WTW | not known | pH | 6 | 10 | pH Units | 31.2 | Vehicle and plant washing (Low Impact) | Kent West | Vehicle Washing: Jet Wash process | Pre Market Reform | Consent | -
16319 | 1 | Low Risk Consent | Jewson Limited | Saint-Gobain House | East Leake | - | Loughborough | Leicestershire | LE12 6JU |  | Buckland Hill |  | Maidstone |  | ME16 0SQ | 2015-01-30 | 1 | 1 | at all times | AYLESFORD WTW | not known | Solids Suspended 105 Degrees C | - | 400 | mg/l | 31.2 | Vehicle and plant washing (Low Impact) | Kent West | Vehicle Washing: Jet Wash process | Pre Market Reform | Consent | -
16322 | 1 | Low Risk Consent | Saint-Gobain Building Distribution Limited | Saint-Gobain House | - | East Leake | Loughborough | Leicestershire | LE12 6JU | Jewsons Ltd | Unit 2 Solent Road | - | Havant | Hampshire | PO9 1JH | 2015-01-15 | 2 | 1 | At all times | BUDDS FARM HAVANT WTW | solent road | Chemical Oxygen Demand Shaken as 0 | - | 800 | mg/l | 31.3 | Vehicle and plant washing (Low Impact) | Hampshire East | Mobile Plant & Equipment Washdown process | Pre Market Reform | Consent | -
16322 | 1 | Low Risk Consent | Saint-Gobain Building Distribution Limited | Saint-Gobain House | - | East Leake | Loughborough | Leicestershire | LE12 6JU | Jewsons Ltd | Unit 2 Solent Road | - | Havant | Hampshire | PO9 1JH | 2015-01-15 | 2 | 1 | At all times | BUDDS FARM HAVANT WTW | solent road | Oil and Grease | - | 200 | mg/l | 31.3 | Vehicle and plant washing (Low Impact) | Hampshire East | Mobile Plant & Equipment Washdown process | Pre Market Reform | Consent | -
16322 | 1 | Low Risk Consent | Saint-Gobain Building Distribution Limited | Saint-Gobain House | - | East Leake | Loughborough | Leicestershire | LE12 6JU | Jewsons Ltd | Unit 2 Solent Road | - | Havant | Hampshire | PO9 1JH | 2015-01-15 | 2 | 1 | At all times | BUDDS FARM HAVANT WTW | solent road | pH | 6 | 10 | pH Units | 31.3 | Vehicle and plant washing (Low Impact) | Hampshire East | Mobile Plant & Equipment Washdown process | Pre Market Reform | Consent | -
16322 | 1 | Low Risk Consent | Saint-Gobain Building Distribution Limited | Saint-Gobain House | - | East Leake | Loughborough | Leicestershire | LE12 6JU | Jewsons Ltd | Unit 2 Solent Road | - | Havant | Hampshire | PO9 1JH | 2015-01-15 | 2 | 1 | At all times | BUDDS FARM HAVANT WTW | solent road | Solids Suspended 105 Degrees C | - | 400 | mg/l | 31.3 | Vehicle and plant washing (Low Impact) | Hampshire East | Mobile Plant & Equipment Washdown process | Pre Market Reform | Consent | -
16323 | 1 | Low Risk Consent | Jewson Limited | Saint-Gobain House | East Leake | - | Loughborough | Leicestershire | LE12 6JU | Jewson Ltd | 1A West Portway | West Portway Industrial Estate | Andover | Hampshire | SP10 3LF | 2015-02-01 | 1 | 1 | At all times | FULLERTON WTW | West Portway | Chemical Oxygen Demand Shaken as 0 | - | 800 | mg/l | 31.2 | Vehicle and plant washing (Low Impact) | Hampshire West | Equipment/Vehicle washing | Pre Market Reform | Consent | -
16323 | 1 | Low Risk Consent | Jewson Limited | Saint-Gobain House | East Leake | - | Loughborough | Leicestershire | LE12 6JU | Jewson Ltd | 1A West Portway | West Portway Industrial Estate | Andover | Hampshire | SP10 3LF | 2015-02-01 | 1 | 1 | At all times | FULLERTON WTW | West Portway | pH | 6 | 10 | pH Units | 31.2 | Vehicle and plant washing (Low Impact) | Hampshire West | Equipment/Vehicle washing | Pre Market Reform | Consent | -
16323 | 1 | Low Risk Consent | Jewson Limited | Saint-Gobain House | East Leake | - | Loughborough | Leicestershire | LE12 6JU | Jewson Ltd | 1A West Portway | West Portway Industrial Estate | Andover | Hampshire | SP10 3LF | 2015-02-01 | 1 | 1 | At all times | FULLERTON WTW | West Portway | Solids Suspended 105 Degrees C | - | 400 | mg/l | 31.2 | Vehicle and plant washing (Low Impact) | Hampshire West | Equipment/Vehicle washing | Pre Market Reform | Consent | -
16326 | 1 | Low Risk Consent | Jewson Limited | Saint-Gobain House | East Leake | - | Loughborough | Leicestershire | LE12 6JU | 105-119 SHOWROOM & OFFICES | BLACKFRIARS ROAD | - | SOUTHSEA | HA | PO5 4LW | 2015-02-03 | 2 | 1 | At all times | BUDDS FARM HAVANT WTW | Blackfriars Road | Chemical Oxygen Demand Shaken as 0 | - | 800 | mg/l | 31.3 | Vehicle and plant washing (Low Impact) | Hampshire East | Vehicle Washing: Mobile Plant Washdown process | Pre Market Reform | Consent | -
16326 | 1 | Low Risk Consent | Jewson Limited | Saint-Gobain House | East Leake | - | Loughborough | Leicestershire | LE12 6JU | 105-119 SHOWROOM & OFFICES | BLACKFRIARS ROAD | - | SOUTHSEA | HA | PO5 4LW | 2015-02-03 | 2 | 1 | At all times | BUDDS FARM HAVANT WTW | Blackfriars Road | Oil and Grease | - | 200 | mg/l | 31.3 | Vehicle and plant washing (Low Impact) | Hampshire East | Vehicle Washing: Mobile Plant Washdown process | Pre Market Reform | Consent | -
16326 | 1 | Low Risk Consent | Jewson Limited | Saint-Gobain House | East Leake | - | Loughborough | Leicestershire | LE12 6JU | 105-119 SHOWROOM & OFFICES | BLACKFRIARS ROAD | - | SOUTHSEA | HA | PO5 4LW | 2015-02-03 | 2 | 1 | At all times | BUDDS FARM HAVANT WTW | Blackfriars Road | pH | 6 | 10 | pH Units | 31.3 | Vehicle and plant washing (Low Impact) | Hampshire East | Vehicle Washing: Mobile Plant Washdown process | Pre Market Reform | Consent | -
16326 | 1 | Low Risk Consent | Jewson Limited | Saint-Gobain House | East Leake | - | Loughborough | Leicestershire | LE12 6JU | 105-119 SHOWROOM & OFFICES | BLACKFRIARS ROAD | - | SOUTHSEA | HA | PO5 4LW | 2015-02-03 | 2 | 1 | At all times | BUDDS FARM HAVANT WTW | Blackfriars Road | Solids Suspended 105 Degrees C | - | 400 | mg/l | 31.3 | Vehicle and plant washing (Low Impact) | Hampshire East | Vehicle Washing: Mobile Plant Washdown process | Pre Market Reform | Consent | -
16328 | 1 | Low Risk Consent | Jewson Limited | Saint-Gobain House | East Leake | - | Loughborough | Leicestershire | LE12 6JU | Jewson Ltd | Gavan Street | Antelope Park | Southampton | Hampshire | SO19 8NE | 2015-02-01 | 2 | 1 | At all times | WOOLSTON WTW | Gavan Street | Chemical Oxygen Demand Shaken as 0 | - | 800 | mg/l | 31.2 | Vehicle and plant washing (Low Impact) | Hampshire West | Equipment/Vehicle Washing | Pre Market Reform | Consent | -
16328 | 1 | Low Risk Consent | Jewson Limited | Saint-Gobain House | East Leake | - | Loughborough | Leicestershire | LE12 6JU | Jewson Ltd | Gavan Street | Antelope Park | Southampton | Hampshire | SO19 8NE | 2015-02-01 | 2 | 1 | At all times | WOOLSTON WTW | Gavan Street | pH | 6 | 10 | pH Units | 31.2 | Vehicle and plant washing (Low Impact) | Hampshire West | Equipment/Vehicle Washing | Pre Market Reform | Consent | -
16328 | 1 | Low Risk Consent | Jewson Limited | Saint-Gobain House | East Leake | - | Loughborough | Leicestershire | LE12 6JU | Jewson Ltd | Gavan Street | Antelope Park | Southampton | Hampshire | SO19 8NE | 2015-02-01 | 2 | 1 | At all times | WOOLSTON WTW | Gavan Street | Solids Suspended 105 Degrees C | - | 400 | mg/l | 31.2 | Vehicle and plant washing (Low Impact) | Hampshire West | Equipment/Vehicle Washing | Pre Market Reform | Consent | -
16329 | 1 | Low Risk Consent | Jewson Limited | Saint-Gobain House | East Leake | - | Loughborough | Leicestershire | LE12 6JU | JEWSON LTD | NUTSEY LANE | - | TOTTON | HA | SO40 3NB | 2015-02-01 | 1 | 1 | At all times | SLOWHILL COPSE MARCHWOOD WTW | Nutsey Lane | Chemical Oxygen Demand Shaken as 0 | - | 800 | mg/l | 31.2 | Vehicle and plant washing (Low Impact) | Hampshire West | Equipment/Vehicle Washing | Pre Market Reform | Consent | -
16329 | 1 | Low Risk Consent | Jewson Limited | Saint-Gobain House | East Leake | - | Loughborough | Leicestershire | LE12 6JU | JEWSON LTD | NUTSEY LANE | - | TOTTON | HA | SO40 3NB | 2015-02-01 | 1 | 1 | At all times | SLOWHILL COPSE MARCHWOOD WTW | Nutsey Lane | pH | 6 | 10 | pH Units | 31.2 | Vehicle and plant washing (Low Impact) | Hampshire West | Equipment/Vehicle Washing | Pre Market Reform | Consent | -
16329 | 1 | Low Risk Consent | Jewson Limited | Saint-Gobain House | East Leake | - | Loughborough | Leicestershire | LE12 6JU | JEWSON LTD | NUTSEY LANE | - | TOTTON | HA | SO40 3NB | 2015-02-01 | 1 | 1 | At all times | SLOWHILL COPSE MARCHWOOD WTW | Nutsey Lane | Solids Suspended 105 Degrees C | - | 400 | mg/l | 31.2 | Vehicle and plant washing (Low Impact) | Hampshire West | Equipment/Vehicle Washing | Pre Market Reform | Consent | -
16331 | 1 | Low Risk Consent | Campbell Watson Property Services Ltd | 73 | Capel Avenue | - | Peacehaven | East Sussex | BN10 8HD | 376 | SOUTH COAST ROAD | - | PEACEHAVEN | SE | BN10 7ET | 2015-01-30 | 4.5 | 2 | At all times | PEACEHAVEN WTW | South Coast Road | Chemical Oxygen Demand Shaken as 0 | - | 800 | mg/l | 31.3 | Vehicle and plant washing (Low Impact) | Sussex East | Vehicle Washing: Automatic Vehicle Washing process | Pre Market Reform | Consent | -
16331 | 1 | Low Risk Consent | Campbell Watson Property Services Ltd | 73 | Capel Avenue | - | Peacehaven | East Sussex | BN10 8HD | 376 | SOUTH COAST ROAD | - | PEACEHAVEN | SE | BN10 7ET | 2015-01-30 | 4.5 | 2 | At all times | PEACEHAVEN WTW | South Coast Road | Detergents Anionic | - | 50 | mg/l | 31.3 | Vehicle and plant washing (Low Impact) | Sussex East | Vehicle Washing: Automatic Vehicle Washing process | Pre Market Reform | Consent | -
16331 | 1 | Low Risk Consent | Campbell Watson Property Services Ltd | 73 | Capel Avenue | - | Peacehaven | East Sussex | BN10 8HD | 376 | SOUTH COAST ROAD | - | PEACEHAVEN | SE | BN10 7ET | 2015-01-30 | 4.5 | 2 | At all times | PEACEHAVEN WTW | South Coast Road | Detergents Non-Ionic | - | 50 | mg/l | 31.3 | Vehicle and plant washing (Low Impact) | Sussex East | Vehicle Washing: Automatic Vehicle Washing process | Pre Market Reform | Consent | -
16331 | 1 | Low Risk Consent | Campbell Watson Property Services Ltd | 73 | Capel Avenue | - | Peacehaven | East Sussex | BN10 8HD | 376 | SOUTH COAST ROAD | - | PEACEHAVEN | SE | BN10 7ET | 2015-01-30 | 4.5 | 2 | At all times | PEACEHAVEN WTW | South Coast Road | Oil and Grease | - | 200 | mg/l | 31.3 | Vehicle and plant washing (Low Impact) | Sussex East | Vehicle Washing: Automatic Vehicle Washing process | Pre Market Reform | Consent | -
16331 | 1 | Low Risk Consent | Campbell Watson Property Services Ltd | 73 | Capel Avenue | - | Peacehaven | East Sussex | BN10 8HD | 376 | SOUTH COAST ROAD | - | PEACEHAVEN | SE | BN10 7ET | 2015-01-30 | 4.5 | 2 | At all times | PEACEHAVEN WTW | South Coast Road | pH | 6 | 10 | pH Units | 31.3 | Vehicle and plant washing (Low Impact) | Sussex East | Vehicle Washing: Automatic Vehicle Washing process | Pre Market Reform | Consent | -
16331 | 1 | Low Risk Consent | Campbell Watson Property Services Ltd | 73 | Capel Avenue | - | Peacehaven | East Sussex | BN10 8HD | 376 | SOUTH COAST ROAD | - | PEACEHAVEN | SE | BN10 7ET | 2015-01-30 | 4.5 | 2 | At all times | PEACEHAVEN WTW | South Coast Road | Solids Suspended 105C at pH7 | - | 400 | mg/l | 31.3 | Vehicle and plant washing (Low Impact) | Sussex East | Vehicle Washing: Automatic Vehicle Washing process | Pre Market Reform | Consent | -
16331 | 1 | Low Risk Consent | Campbell Watson Property Services Ltd | 73 | Capel Avenue | - | Peacehaven | East Sussex | BN10 8HD | 376 | SOUTH COAST ROAD | - | PEACEHAVEN | SE | BN10 7ET | 2015-01-30 | 4.5 | 2 | At all times | PEACEHAVEN WTW | South Coast Road | Sulphate as S04 | - | 500 | mg/l | 31.3 | Vehicle and plant washing (Low Impact) | Sussex East | Vehicle Washing: Automatic Vehicle Washing process | Pre Market Reform | Consent | -
16332 | 1 | Low Risk Consent | Jewson Limited | Saint-Gobain House | East Leake | - | Loughborough | Leicestershire | LE12 6JU | BUILDER CENTER | CRAWLEY ROAD | - | HORSHAM | SW | RH12 4DP | 2015-02-04 | 2 | 2 | at all times | HORSHAM NEW WTW |  | Chemical Oxygen Demand Shaken as 0 | - | 800 | mg/l | 31.2 | Vehicle and plant washing (Low Impact) | Sussex West | Vehicle Washing: Mobile Plant Washdown process | Pre Market Reform | Consent | -
16332 | 1 | Low Risk Consent | Jewson Limited | Saint-Gobain House | East Leake | - | Loughborough | Leicestershire | LE12 6JU | BUILDER CENTER | CRAWLEY ROAD | - | HORSHAM | SW | RH12 4DP | 2015-02-04 | 2 | 2 | at all times | HORSHAM NEW WTW |  | pH | 6 | 10 | pH Units | 31.2 | Vehicle and plant washing (Low Impact) | Sussex West | Vehicle Washing: Mobile Plant Washdown process | Pre Market Reform | Consent | -
16332 | 1 | Low Risk Consent | Jewson Limited | Saint-Gobain House | East Leake | - | Loughborough | Leicestershire | LE12 6JU | BUILDER CENTER | CRAWLEY ROAD | - | HORSHAM | SW | RH12 4DP | 2015-02-04 | 2 | 2 | at all times | HORSHAM NEW WTW |  | Solids Suspended 105 Degrees C | - | 400 | mg/l | 31.2 | Vehicle and plant washing (Low Impact) | Sussex West | Vehicle Washing: Mobile Plant Washdown process | Pre Market Reform | Consent | -
16333 | 1 | Low Risk Consent | Jewson Limited | Saint-Gobain House | East Leake | - | Loughborough | Leicestershire | LE12 6JU | Jewsons Ltd | Power Place 2 | Terminus Road | Chichester | West Sussex | PO19 8UE | 2015-02-04 | 3 | 2 | at all times | CHICHESTER WTW |  | Chemical Oxygen Demand Shaken as 0 | - | 800 | mg/l | 31.2 | Vehicle and plant washing (Low Impact) | Sussex West | Vehicle Washing: Mobile Plant Washdown process | Pre Market Reform | Consent | -
16333 | 1 | Low Risk Consent | Jewson Limited | Saint-Gobain House | East Leake | - | Loughborough | Leicestershire | LE12 6JU | Jewsons Ltd | Power Place 2 | Terminus Road | Chichester | West Sussex | PO19 8UE | 2015-02-04 | 3 | 2 | at all times | CHICHESTER WTW |  | pH | 6 | 10 | pH Units | 31.2 | Vehicle and plant washing (Low Impact) | Sussex West | Vehicle Washing: Mobile Plant Washdown process | Pre Market Reform | Consent | -
16333 | 1 | Low Risk Consent | Jewson Limited | Saint-Gobain House | East Leake | - | Loughborough | Leicestershire | LE12 6JU | Jewsons Ltd | Power Place 2 | Terminus Road | Chichester | West Sussex | PO19 8UE | 2015-02-04 | 3 | 2 | at all times | CHICHESTER WTW |  | Solids Suspended 105 Degrees C | - | 400 | mg/l | 31.2 | Vehicle and plant washing (Low Impact) | Sussex West | Vehicle Washing: Mobile Plant Washdown process | Pre Market Reform | Consent | -
16334 | 1 | Low Risk Consent | Jewson Limited | Saint-Gobain House | East Leake | - | Loughborough | Leicestershire | LE12 6JU | 153 - 157 | LONDON ROAD | - | EAST GRINSTEAD | SW | RH19 1EU | 2015-02-04 | 2 | 2 | at all times | EDEN VALE EAST GRINSTEAD WTW |  | Chemical Oxygen Demand Shaken as 0 | - | 800 | mg/l | 31.2 | Vehicle and plant washing (Low Impact) | Sussex West | Vehicle Washing: Mobile Plant Washdown process | Pre Market Reform | Consent | -
16334 | 1 | Low Risk Consent | Jewson Limited | Saint-Gobain House | East Leake | - | Loughborough | Leicestershire | LE12 6JU | 153 - 157 | LONDON ROAD | - | EAST GRINSTEAD | SW | RH19 1EU | 2015-02-04 | 2 | 2 | at all times | EDEN VALE EAST GRINSTEAD WTW |  | pH | 6 | 10 | pH Units | 31.2 | Vehicle and plant washing (Low Impact) | Sussex West | Vehicle Washing: Mobile Plant Washdown process | Pre Market Reform | Consent | -
16334 | 1 | Low Risk Consent | Jewson Limited | Saint-Gobain House | East Leake | - | Loughborough | Leicestershire | LE12 6JU | 153 - 157 | LONDON ROAD | - | EAST GRINSTEAD | SW | RH19 1EU | 2015-02-04 | 2 | 2 | at all times | EDEN VALE EAST GRINSTEAD WTW |  | Solids Suspended 105 Degrees C | - | 400 | mg/l | 31.2 | Vehicle and plant washing (Low Impact) | Sussex West | Vehicle Washing: Mobile Plant Washdown process | Pre Market Reform | Consent | -
16338 | 1 | Low Risk Consent | Jewson Limited | Saint-Gobain House | East Leake | - | Loughborough | Leicestershire | LE12 6JU | 2-4 | BEECHING ROAD | - | BEXHILL-ON-SEA | SE | TN39 3LG | 2014-11-13 | 1.2 | 0.169 | At all times | BEXHILL & HASTINGS WTW | Beeching Road | Chemical Oxygen Demand Shaken as 0 | - | 800 | mg/l | 31.2 | Vehicle and plant washing (Low Impact) | Sussex East | Vehicle Washing: Mobile Plant Washdown process | Pre Market Reform | Consent | -
16338 | 1 | Low Risk Consent | Jewson Limited | Saint-Gobain House | East Leake | - | Loughborough | Leicestershire | LE12 6JU | 2-4 | BEECHING ROAD | - | BEXHILL-ON-SEA | SE | TN39 3LG | 2014-11-13 | 1.2 | 0.169 | At all times | BEXHILL & HASTINGS WTW | Beeching Road | pH | 6 | 10 | pH Units | 31.2 | Vehicle and plant washing (Low Impact) | Sussex East | Vehicle Washing: Mobile Plant Washdown process | Pre Market Reform | Consent | -
16338 | 1 | Low Risk Consent | Jewson Limited | Saint-Gobain House | East Leake | - | Loughborough | Leicestershire | LE12 6JU | 2-4 | BEECHING ROAD | - | BEXHILL-ON-SEA | SE | TN39 3LG | 2014-11-13 | 1.2 | 0.169 | At all times | BEXHILL & HASTINGS WTW | Beeching Road | Solids Suspended 105 Degrees C | - | 400 | mg/l | 31.2 | Vehicle and plant washing (Low Impact) | Sussex East | Vehicle Washing: Mobile Plant Washdown process | Pre Market Reform | Consent | -
16339 | 1 | Low Risk Consent | Jewson Limited | Saint-Gobain House | East Leake | - | Loughborough | Leicestershire | LE12 6JU | 70 | SOUTH ROAD | - | HAILSHAM | SE | BN27 3JH | 2014-11-13 | 0.6 | 0.2 | At all times | HAILSHAM SOUTH WTW | South Road | Chemical Oxygen Demand Shaken as 0 | - | 800 | mg/l | 31.3 | Vehicle and plant washing (Low Impact) | Sussex East | Vehicle Washing: Mobile Plant Washdown process | Pre Market Reform | Consent | -
16339 | 1 | Low Risk Consent | Jewson Limited | Saint-Gobain House | East Leake | - | Loughborough | Leicestershire | LE12 6JU | 70 | SOUTH ROAD | - | HAILSHAM | SE | BN27 3JH | 2014-11-13 | 0.6 | 0.2 | At all times | HAILSHAM SOUTH WTW | South Road | pH | 6 | 10 | pH Units | 31.3 | Vehicle and plant washing (Low Impact) | Sussex East | Vehicle Washing: Mobile Plant Washdown process | Pre Market Reform | Consent | -
16339 | 1 | Low Risk Consent | Jewson Limited | Saint-Gobain House | East Leake | - | Loughborough | Leicestershire | LE12 6JU | 70 | SOUTH ROAD | - | HAILSHAM | SE | BN27 3JH | 2014-11-13 | 0.6 | 0.2 | At all times | HAILSHAM SOUTH WTW | South Road | Solids Suspended 105C at pH7 | - | 400 | mg/l | 31.3 | Vehicle and plant washing (Low Impact) | Sussex East | Vehicle Washing: Mobile Plant Washdown process | Pre Market Reform | Consent | -
16345 | 2 | Tier 2 Consent | Romney Marsh Brewery Limited | 10 | Littlebourne Road | - | Maidstone | - | ME14 5QP | JACKS PARK UNIT 7 | CINQUE PORTS ROAD | - | NEW ROMNEY | KE | TN28 8LJ | 2015-02-10 | 0.5 | 0.2 | At all times | NEW ROMNEY WTW | Cinque Ports Road | Chemical Oxygen Demand Shaken as 0 | - | 7000 | mg/l | 1.3 | Alcoholic beverages (Low Impact) | Kent East | Drink Production: Brewery process | Brewery | Consent | LEAROYD ROAD NEW ROMNEY WPS
16345 | 2 | Tier 2 Consent | Romney Marsh Brewery Limited | 10 | Littlebourne Road | - | Maidstone | - | ME14 5QP | JACKS PARK UNIT 7 | CINQUE PORTS ROAD | - | NEW ROMNEY | KE | TN28 8LJ | 2015-02-10 | 0.5 | 0.2 | At all times | NEW ROMNEY WTW | Cinque Ports Road | pH | 6 | 10 | pH Units | 1.3 | Alcoholic beverages (Low Impact) | Kent East | Drink Production: Brewery process | Brewery | Consent | LEAROYD ROAD NEW ROMNEY WPS
16345 | 2 | Tier 2 Consent | Romney Marsh Brewery Limited | 10 | Littlebourne Road | - | Maidstone | - | ME14 5QP | JACKS PARK UNIT 7 | CINQUE PORTS ROAD | - | NEW ROMNEY | KE | TN28 8LJ | 2015-02-10 | 0.5 | 0.2 | At all times | NEW ROMNEY WTW | Cinque Ports Road | Solids Suspended 105 Degrees C | - | 1400 | mg/l | 1.3 | Alcoholic beverages (Low Impact) | Kent East | Drink Production: Brewery process | Brewery | Consent | LEAROYD ROAD NEW ROMNEY WPS
16346 | 1 | Low Risk Consent | Jewson Limited | Saint-Gobain House | East Leake | - | Loughborough | Leicestershire | LE12 6JU | BUILDER CENTER | ALBERT ROAD | - | DEAL | KE | CT14 9RA | 2015-02-10 | 0.6 | 0.169 | At all times | WEATHERLEES HILL A WTW | Western Road | Chemical Oxygen Demand Shaken as 0 | - | 800 | mg/l | 31.3 | Vehicle and plant washing (Low Impact) | Kent East | Vehicle Washing: Mobile Plant Washdown process | Pre Market Reform | Consent | -
16346 | 1 | Low Risk Consent | Jewson Limited | Saint-Gobain House | East Leake | - | Loughborough | Leicestershire | LE12 6JU | BUILDER CENTER | ALBERT ROAD | - | DEAL | KE | CT14 9RA | 2015-02-10 | 0.6 | 0.169 | At all times | WEATHERLEES HILL A WTW | Western Road | pH | 6 | 10 | pH Units | 31.3 | Vehicle and plant washing (Low Impact) | Kent East | Vehicle Washing: Mobile Plant Washdown process | Pre Market Reform | Consent | -
16346 | 1 | Low Risk Consent | Jewson Limited | Saint-Gobain House | East Leake | - | Loughborough | Leicestershire | LE12 6JU | BUILDER CENTER | ALBERT ROAD | - | DEAL | KE | CT14 9RA | 2015-02-10 | 0.6 | 0.169 | At all times | WEATHERLEES HILL A WTW | Western Road | Solids Suspended 105 Degrees C | - | 400 | mg/l | 31.3 | Vehicle and plant washing (Low Impact) | Kent East | Vehicle Washing: Mobile Plant Washdown process | Pre Market Reform | Consent | -
16348 | 1 | Low Risk Consent | Jewson Limited | Saint-Gobain House | East Leake | - | Loughborough | Leicestershire | LE12 6JU | BUILDERS MERCHANTS | COOMBE VALLEY ROAD | - | DOVER | KE | CT17 0HZ | 2015-02-10 | 1.2 | 0.169 | At all times | BROOMFIELD BANK WTW | Coombe Valley Road | Chemical Oxygen Demand Shaken as 0 | - | 800 | mg/l | 31.3 | Vehicle and plant washing (Low Impact) | Kent East | Vehicle Washing: Mobile Plant Washdown process | Pre Market Reform | Consent | -
16348 | 1 | Low Risk Consent | Jewson Limited | Saint-Gobain House | East Leake | - | Loughborough | Leicestershire | LE12 6JU | BUILDERS MERCHANTS | COOMBE VALLEY ROAD | - | DOVER | KE | CT17 0HZ | 2015-02-10 | 1.2 | 0.169 | At all times | BROOMFIELD BANK WTW | Coombe Valley Road | pH | 6 | 10 | pH Units | 31.3 | Vehicle and plant washing (Low Impact) | Kent East | Vehicle Washing: Mobile Plant Washdown process | Pre Market Reform | Consent | -
16348 | 1 | Low Risk Consent | Jewson Limited | Saint-Gobain House | East Leake | - | Loughborough | Leicestershire | LE12 6JU | BUILDERS MERCHANTS | COOMBE VALLEY ROAD | - | DOVER | KE | CT17 0HZ | 2015-02-10 | 1.2 | 0.169 | At all times | BROOMFIELD BANK WTW | Coombe Valley Road | Solids Suspended 105 Degrees C | - | 400 | mg/l | 31.3 | Vehicle and plant washing (Low Impact) | Kent East | Vehicle Washing: Mobile Plant Washdown process | Pre Market Reform | Consent | -
16349 | 1 | Low Risk Consent | Jewson Limited | Saint-Gobain House | East Leake | - | Loughborough | Leicestershire | LE12 6JU | Jewson Limited | Unit 1 Tivoli Brooks | - | Margate | Kent | CT9 5TB | 2015-02-10 | 1.2 | 0.169 | At all times | WEATHERLEES HILL B (MGATE &amp; BSTAIRS) WTW | Tivoli Brooks | Chemical Oxygen Demand Shaken as 0 | - | 800 | mg/l | 31.3 | Vehicle and plant washing (Low Impact) | Kent East | Vehicle Washing: Mobile Plant Washdown process | Pre Market Reform | Consent | -
16349 | 1 | Low Risk Consent | Jewson Limited | Saint-Gobain House | East Leake | - | Loughborough | Leicestershire | LE12 6JU | Jewson Limited | Unit 1 Tivoli Brooks | - | Margate | Kent | CT9 5TB | 2015-02-10 | 1.2 | 0.169 | At all times | WEATHERLEES HILL B (MGATE &amp; BSTAIRS) WTW | Tivoli Brooks | pH | 6 | 10 | pH Units | 31.3 | Vehicle and plant washing (Low Impact) | Kent East | Vehicle Washing: Mobile Plant Washdown process | Pre Market Reform | Consent | -
16349 | 1 | Low Risk Consent | Jewson Limited | Saint-Gobain House | East Leake | - | Loughborough | Leicestershire | LE12 6JU | Jewson Limited | Unit 1 Tivoli Brooks | - | Margate | Kent | CT9 5TB | 2015-02-10 | 1.2 | 0.169 | At all times | WEATHERLEES HILL B (MGATE &amp; BSTAIRS) WTW | Tivoli Brooks | Solids Suspended 105 Degrees C | - | 400 | mg/l | 31.3 | Vehicle and plant washing (Low Impact) | Kent East | Vehicle Washing: Mobile Plant Washdown process | Pre Market Reform | Consent | -
16350 | 1 | Low Risk Consent | Jewson Limited | Saint-Gobain House | East Leake | - | Loughborough | Leicestershire | LE12 6JU | 70-72 | ELLINGHAM WAY | - | ASHFORD | KE | TN23 6JU | 2015-02-10 | 1.8 | 0.169 | At all times | ASHFORD WTW | Ellingham Way | Chemical Oxygen Demand Shaken as 0 | - | 800 | mg/l | 31.3 | Vehicle and plant washing (Low Impact) | Kent East | Vehicle Washing: Mobile Plant Washdown process | Pre Market Reform | Consent | -
16350 | 1 | Low Risk Consent | Jewson Limited | Saint-Gobain House | East Leake | - | Loughborough | Leicestershire | LE12 6JU | 70-72 | ELLINGHAM WAY | - | ASHFORD | KE | TN23 6JU | 2015-02-10 | 1.8 | 0.169 | At all times | ASHFORD WTW | Ellingham Way | pH | 6 | 10 | pH Units | 31.3 | Vehicle and plant washing (Low Impact) | Kent East | Vehicle Washing: Mobile Plant Washdown process | Pre Market Reform | Consent | -
16350 | 1 | Low Risk Consent | Jewson Limited | Saint-Gobain House | East Leake | - | Loughborough | Leicestershire | LE12 6JU | 70-72 | ELLINGHAM WAY | - | ASHFORD | KE | TN23 6JU | 2015-02-10 | 1.8 | 0.169 | At all times | ASHFORD WTW | Ellingham Way | Solids Suspended 105 Degrees C | - | 400 | mg/l | 31.3 | Vehicle and plant washing (Low Impact) | Kent East | Vehicle Washing: Mobile Plant Washdown process | Pre Market Reform | Consent | -
16352 | 1 | Low Risk Consent | Southsea Car Wash | - | 4B Victoria Road | Southsea | Portsmouth | Hampshire | PO5 2DF | 4B South Coast Imporium | VICTORIA ROAD SOUTH | - | SOUTHSEA | HA | PO5 2DF | 2015-02-12 | 4 | 1 | At all times | BUDDS FARM HAVANT WTW | Victoria Road | Chemical Oxygen Demand Shaken as 0 | - | 800 | mg/l | 31.3 | Vehicle and plant washing (Low Impact) | Hampshire East | Vehicle Washing: Jet Wash process | Car Valeting | Consent | -
16352 | 1 | Low Risk Consent | Southsea Car Wash | - | 4B Victoria Road | Southsea | Portsmouth | Hampshire | PO5 2DF | 4B South Coast Imporium | VICTORIA ROAD SOUTH | - | SOUTHSEA | HA | PO5 2DF | 2015-02-12 | 4 | 1 | At all times | BUDDS FARM HAVANT WTW | Victoria Road | Oil and Grease | - | 200 | mg/l | 31.3 | Vehicle and plant washing (Low Impact) | Hampshire East | Vehicle Washing: Jet Wash process | Car Valeting | Consent | -
16352 | 1 | Low Risk Consent | Southsea Car Wash | - | 4B Victoria Road | Southsea | Portsmouth | Hampshire | PO5 2DF | 4B South Coast Imporium | VICTORIA ROAD SOUTH | - | SOUTHSEA | HA | PO5 2DF | 2015-02-12 | 4 | 1 | At all times | BUDDS FARM HAVANT WTW | Victoria Road | pH | 6 | 10 | pH Units | 31.3 | Vehicle and plant washing (Low Impact) | Hampshire East | Vehicle Washing: Jet Wash process | Car Valeting | Consent | -
16352 | 1 | Low Risk Consent | Southsea Car Wash | - | 4B Victoria Road | Southsea | Portsmouth | Hampshire | PO5 2DF | 4B South Coast Imporium | VICTORIA ROAD SOUTH | - | SOUTHSEA | HA | PO5 2DF | 2015-02-12 | 4 | 1 | At all times | BUDDS FARM HAVANT WTW | Victoria Road | Solids Suspended 105 Degrees C | - | 400 | mg/l | 31.3 | Vehicle and plant washing (Low Impact) | Hampshire East | Vehicle Washing: Jet Wash process | Car Valeting | Consent | -
16354 | 1 | Low Risk Consent | Kent Frozen Foods Limited | Enterprise House | Eureka Business Park | - | Ashford | Kent | TN25 4AG | WYVERN HOUSE UNIT 3B | MILLS ROAD | - | AYLESFORD | KE | ME20 7PP | 2015-02-13 | 1 | 1 | At all times | AYLESFORD WTW |  | Chemical Oxygen Demand Shaken as 0 | - | 800 | mg/l | 31.3 | Vehicle and plant washing (Low Impact) | Kent West | Food Processing: Prepared Meals process | Pre Market Reform | Consent | -
16354 | 1 | Low Risk Consent | Kent Frozen Foods Limited | Enterprise House | Eureka Business Park | - | Ashford | Kent | TN25 4AG | WYVERN HOUSE UNIT 3B | MILLS ROAD | - | AYLESFORD | KE | ME20 7PP | 2015-02-13 | 1 | 1 | At all times | AYLESFORD WTW |  | pH | 6 | 10 | pH Units | 31.3 | Vehicle and plant washing (Low Impact) | Kent West | Food Processing: Prepared Meals process | Pre Market Reform | Consent | -
16354 | 1 | Low Risk Consent | Kent Frozen Foods Limited | Enterprise House | Eureka Business Park | - | Ashford | Kent | TN25 4AG | WYVERN HOUSE UNIT 3B | MILLS ROAD | - | AYLESFORD | KE | ME20 7PP | 2015-02-13 | 1 | 1 | At all times | AYLESFORD WTW |  | Solids Suspended 105 Degrees C | - | 400 | mg/l | 31.3 | Vehicle and plant washing (Low Impact) | Kent West | Food Processing: Prepared Meals process | Pre Market Reform | Consent | -
16358 | 1 | Low Risk Consent | Millbrook Healthcare Group Limited | Nutsey Lane Calmore Industrial | Estate Totton | - | Southampton | Hampshire | SO40 3XJ | 14 UNIT A | APEX PARK | - | HAILSHAM | SE | BN27 3JU | 2015-02-17 | 1 | 3 | At all times | SLOWHILL COPSE MARCHWOOD WTW | Apex Park | Chemical Oxygen Demand Shaken as 0 | - | 800 | mg/l | 8.1 | Engineering (High risk) | Hampshire West | Component Cleaning: Equipment Cleaning process | Pre Market Reform | Consent | -
16358 | 1 | Low Risk Consent | Millbrook Healthcare Group Limited | Nutsey Lane Calmore Industrial | Estate Totton | - | Southampton | Hampshire | SO40 3XJ | 14 UNIT A | APEX PARK | - | HAILSHAM | SE | BN27 3JU | 2015-02-17 | 1 | 3 | At all times | SLOWHILL COPSE MARCHWOOD WTW | Apex Park | pH | 6 | 10 | pH Units | 8.1 | Engineering (High risk) | Hampshire West | Component Cleaning: Equipment Cleaning process | Pre Market Reform | Consent | -
16358 | 1 | Low Risk Consent | Millbrook Healthcare Group Limited | Nutsey Lane Calmore Industrial | Estate Totton | - | Southampton | Hampshire | SO40 3XJ | 14 UNIT A | APEX PARK | - | HAILSHAM | SE | BN27 3JU | 2015-02-17 | 1 | 3 | At all times | SLOWHILL COPSE MARCHWOOD WTW | Apex Park | Solids Suspended 105 Degrees C | - | 400 | mg/l | 8.1 | Engineering (High risk) | Hampshire West | Component Cleaning: Equipment Cleaning process | Pre Market Reform | Consent | -
16359 | 3 | Low Risk Consent | Ruby's Bakery Limited |  | 168 Church Road |  | Hove | East Sussex | BN3 2DL |  | Unit 4B Consort Way | Braybon Industrial Estate | Burgess Hill | West Sussex | RH15 9ND | 2015-04-10 | 2 | 2 | at all times | GODDARDS GREEN WTW | Victoria Road | Chemical Oxygen Demand Shaken as 0 | - | 10000 | mg/l | 9.1 | Food/drink processing - high sugar/prepared meals | Sussex West | Food Processing: Bakery/Confectionery process | Pre Market Reform | Consent | -
16359 | 3 | Low Risk Consent | Ruby's Bakery Limited |  | 168 Church Road |  | Hove | East Sussex | BN3 2DL |  | Unit 4B Consort Way | Braybon Industrial Estate | Burgess Hill | West Sussex | RH15 9ND | 2015-04-10 | 2 | 2 | at all times | GODDARDS GREEN WTW | Victoria Road | Oil and Grease | - | 250 | mg/l | 9.1 | Food/drink processing - high sugar/prepared meals | Sussex West | Food Processing: Bakery/Confectionery process | Pre Market Reform | Consent | -
16359 | 3 | Low Risk Consent | Ruby's Bakery Limited |  | 168 Church Road |  | Hove | East Sussex | BN3 2DL |  | Unit 4B Consort Way | Braybon Industrial Estate | Burgess Hill | West Sussex | RH15 9ND | 2015-04-10 | 2 | 2 | at all times | GODDARDS GREEN WTW | Victoria Road | pH | 6 | 10 | pH Units | 9.1 | Food/drink processing - high sugar/prepared meals | Sussex West | Food Processing: Bakery/Confectionery process | Pre Market Reform | Consent | -
16359 | 3 | Low Risk Consent | Ruby's Bakery Limited |  | 168 Church Road |  | Hove | East Sussex | BN3 2DL |  | Unit 4B Consort Way | Braybon Industrial Estate | Burgess Hill | West Sussex | RH15 9ND | 2015-04-10 | 2 | 2 | at all times | GODDARDS GREEN WTW | Victoria Road | Solids Suspended 105 Degrees C | - | 4000 | mg/l | 9.1 | Food/drink processing - high sugar/prepared meals | Sussex West | Food Processing: Bakery/Confectionery process | Pre Market Reform | Consent | -
16360 | 1 | Low Risk Consent | Blackfield Hand Car Wash Ltd | 114 | Rosebery Avenue | Hythe | Southampton | - | SO45 3GX | SOUTH WEST CRADLES | NEW ROAD | - | SOUTHAMPTON | HA | SO45 1WA | 2015-02-17 | 5 | 3 | At all times | ASHLETT CREEK FAWLEY WTW | New Road | Chemical Oxygen Demand Shaken as 0 | - | 800 | mg/l | 31.2 | Vehicle and plant washing (Low Impact) | Hampshire West | Vehicle Washing process | Pre Market Reform | Consent | -
16360 | 1 | Low Risk Consent | Blackfield Hand Car Wash Ltd | 114 | Rosebery Avenue | Hythe | Southampton | - | SO45 3GX | SOUTH WEST CRADLES | NEW ROAD | - | SOUTHAMPTON | HA | SO45 1WA | 2015-02-17 | 5 | 3 | At all times | ASHLETT CREEK FAWLEY WTW | New Road | Oil and Grease | - | 200 | mg/l | 31.2 | Vehicle and plant washing (Low Impact) | Hampshire West | Vehicle Washing process | Pre Market Reform | Consent | -
16360 | 1 | Low Risk Consent | Blackfield Hand Car Wash Ltd | 114 | Rosebery Avenue | Hythe | Southampton | - | SO45 3GX | SOUTH WEST CRADLES | NEW ROAD | - | SOUTHAMPTON | HA | SO45 1WA | 2015-02-17 | 5 | 3 | At all times | ASHLETT CREEK FAWLEY WTW | New Road | Solids Suspended 105 Degrees C | - | 400 | mg/l | 31.2 | Vehicle and plant washing (Low Impact) | Hampshire West | Vehicle Washing process | Pre Market Reform | Consent | -
16374 | 1 | Tier 2 Consent | Certas Energy UK Limited | 1st Floor Allday House | Warrington Road | - | Birchwood | - | WA3 6GR | CPL PETROLEUM OIL TERMINAL | RUDMORE ROAD | - | PORTSMOUTH | PC | PO2 8DR | 2015-04-01 | 5 | 0.5 | 0001- 2359 | BUDDS FARM HAVANT WTW | Rudmore Road | Chemical Oxygen Demand Shaken as 0 | - | 800 | mg/l | 40.1 | Rainwater and surface water run-off (Medium Impact). Fire fighting foam training | Hampshire East | Surface Water: Surface Water process | Pre Market Reform | Consent | -
16374 | 1 | Tier 2 Consent | Certas Energy UK Limited | 1st Floor Allday House | Warrington Road | - | Birchwood | - | WA3 6GR | CPL PETROLEUM OIL TERMINAL | RUDMORE ROAD | - | PORTSMOUTH | PC | PO2 8DR | 2015-04-01 | 5 | 0.5 | 0001- 2359 | BUDDS FARM HAVANT WTW | Rudmore Road | Oil and Grease | - | 200 | mg/l | 40.1 | Rainwater and surface water run-off (Medium Impact). Fire fighting foam training | Hampshire East | Surface Water: Surface Water process | Pre Market Reform | Consent | -
16374 | 1 | Tier 2 Consent | Certas Energy UK Limited | 1st Floor Allday House | Warrington Road | - | Birchwood | - | WA3 6GR | CPL PETROLEUM OIL TERMINAL | RUDMORE ROAD | - | PORTSMOUTH | PC | PO2 8DR | 2015-04-01 | 5 | 0.5 | 0001- 2359 | BUDDS FARM HAVANT WTW | Rudmore Road | Solids Suspended 105 Degrees C | - | 400 | mg/l | 40.1 | Rainwater and surface water run-off (Medium Impact). Fire fighting foam training | Hampshire East | Surface Water: Surface Water process | Pre Market Reform | Consent | -
16377 | 1 | Low Risk Consent | St Leonards Motors Limited | 3 | John Macadam Way | - | St. Leonards-On-Sea | East Sussex | TN37 7SQ | 2 | JOHN MACADAM WAY | - | ST LEONARDS ON SEA | SE | TN37 7SQ | 2015-02-23 | 4 | 0.2 | At all times | BEXHILL & HASTINGS WTW | John Macadam Way | Chemical Oxygen Demand Shaken as 0 | - | 800 | mg/l | 31.3 | Vehicle and plant washing (Low Impact) | Sussex East | Vehicle Washing: Jet Wash process | Pre Market Reform | Consent | -
16377 | 1 | Low Risk Consent | St Leonards Motors Limited | 3 | John Macadam Way | - | St. Leonards-On-Sea | East Sussex | TN37 7SQ | 2 | JOHN MACADAM WAY | - | ST LEONARDS ON SEA | SE | TN37 7SQ | 2015-02-23 | 4 | 0.2 | At all times | BEXHILL & HASTINGS WTW | John Macadam Way | pH | 6 | 10 | pH Units | 31.3 | Vehicle and plant washing (Low Impact) | Sussex East | Vehicle Washing: Jet Wash process | Pre Market Reform | Consent | -
16377 | 1 | Low Risk Consent | St Leonards Motors Limited | 3 | John Macadam Way | - | St. Leonards-On-Sea | East Sussex | TN37 7SQ | 2 | JOHN MACADAM WAY | - | ST LEONARDS ON SEA | SE | TN37 7SQ | 2015-02-23 | 4 | 0.2 | At all times | BEXHILL & HASTINGS WTW | John Macadam Way | Solids Suspended 105 Degrees C | - | 400 | mg/l | 31.3 | Vehicle and plant washing (Low Impact) | Sussex East | Vehicle Washing: Jet Wash process | Pre Market Reform | Consent | -
16378 | 1 | Low Risk Consent | St Leonards Motors Limited | 3 | John Macadam Way | - | St. Leonards-On-Sea | East Sussex | TN37 7SQ | 2 | JOHN MACADAM WAY | - | ST LEONARDS ON SEA | SE | TN37 7SQ | 2015-02-20 | 4 | 0.2 | At all times | BEXHILL & HASTINGS WTW | John Macadam Way | Chemical Oxygen Demand Shaken as 0 | - | 800 | mg/l | 31.3 | Vehicle and plant washing (Low Impact) | Sussex East | Vehicle Washing: Jet Wash process | Pre Market Reform | Consent | Pre Market Reform
16378 | 1 | Low Risk Consent | St Leonards Motors Limited | 3 | John Macadam Way | - | St. Leonards-On-Sea | East Sussex | TN37 7SQ | 2 | JOHN MACADAM WAY | - | ST LEONARDS ON SEA | SE | TN37 7SQ | 2015-02-20 | 4 | 0.2 | At all times | BEXHILL & HASTINGS WTW | John Macadam Way | pH | 6 | 10 | pH Units | 31.3 | Vehicle and plant washing (Low Impact) | Sussex East | Vehicle Washing: Jet Wash process | Pre Market Reform | Consent | Pre Market Reform
16378 | 1 | Low Risk Consent | St Leonards Motors Limited | 3 | John Macadam Way | - | St. Leonards-On-Sea | East Sussex | TN37 7SQ | 2 | JOHN MACADAM WAY | - | ST LEONARDS ON SEA | SE | TN37 7SQ | 2015-02-20 | 4 | 0.2 | At all times | BEXHILL & HASTINGS WTW | John Macadam Way | Solids Suspended 105C at pH7 | - | 400 | mg/l | 31.3 | Vehicle and plant washing (Low Impact) | Sussex East | Vehicle Washing: Jet Wash process | Pre Market Reform | Consent | Pre Market Reform
16384 | 4 | Tier 1 Consent | Cleansing Service Group Ltd | Chartwell House | 5 Barnes Wallis Rd | Segensworth East | Fareham | Hants | PO15 5TT | Cleansing Service Group | Forstal Road |  | Aylesford | KE | ME20 7AG | 2015-07-01 | 240 | 3 | At all times | AYLESFORD WTW | Foul sewer situated in Forstal Road and connecting to ‘Forstal Road Aylesford’ Wastewater Pumping Station | Chemical Oxygen Demand Shaken as 0 | - | 1000 | mg/l | 37.4 | Liquid waste reception/oil recovery | Kent West | Physico-Chemical treatment of domestic tankered waste | Pre Market Reform | Consent | FORSTAL ROAD AYLESFORD WPS
16384 | 4 | Tier 1 Consent | Cleansing Service Group Ltd | Chartwell House | 5 Barnes Wallis Rd | Segensworth East | Fareham | Hants | PO15 5TT | Cleansing Service Group | Forstal Road |  | Aylesford | KE | ME20 7AG | 2015-07-01 | 240 | 3 | At all times | AYLESFORD WTW | Foul sewer situated in Forstal Road and connecting to ‘Forstal Road Aylesford’ Wastewater Pumping Station | Nitrogen Ammoniacal as N | - | 150 | mg/l | 37.4 | Liquid waste reception/oil recovery | Kent West | Physico-Chemical treatment of domestic tankered waste | Pre Market Reform | Consent | FORSTAL ROAD AYLESFORD WPS
16384 | 4 | Tier 1 Consent | Cleansing Service Group Ltd | Chartwell House | 5 Barnes Wallis Rd | Segensworth East | Fareham | Hants | PO15 5TT | Cleansing Service Group | Forstal Road |  | Aylesford | KE | ME20 7AG | 2015-07-01 | 240 | 3 | At all times | AYLESFORD WTW | Foul sewer situated in Forstal Road and connecting to ‘Forstal Road Aylesford’ Wastewater Pumping Station | pH | 6 | 10 | pH Units | 37.4 | Liquid waste reception/oil recovery | Kent West | Physico-Chemical treatment of domestic tankered waste | Pre Market Reform | Consent | FORSTAL ROAD AYLESFORD WPS
16384 | 4 | Tier 1 Consent | Cleansing Service Group Ltd | Chartwell House | 5 Barnes Wallis Rd | Segensworth East | Fareham | Hants | PO15 5TT | Cleansing Service Group | Forstal Road |  | Aylesford | KE | ME20 7AG | 2015-07-01 | 240 | 3 | At all times | AYLESFORD WTW | Foul sewer situated in Forstal Road and connecting to ‘Forstal Road Aylesford’ Wastewater Pumping Station | Phosphorus Total | - | 30 | ug/l | 37.4 | Liquid waste reception/oil recovery | Kent West | Physico-Chemical treatment of domestic tankered waste | Pre Market Reform | Consent | FORSTAL ROAD AYLESFORD WPS
16384 | 4 | Tier 1 Consent | Cleansing Service Group Ltd | Chartwell House | 5 Barnes Wallis Rd | Segensworth East | Fareham | Hants | PO15 5TT | Cleansing Service Group | Forstal Road |  | Aylesford | KE | ME20 7AG | 2015-07-01 | 240 | 3 | At all times | AYLESFORD WTW | Foul sewer situated in Forstal Road and connecting to ‘Forstal Road Aylesford’ Wastewater Pumping Station | Solids Suspended 105 Degrees C | - | 500 | mg/l | 37.4 | Liquid waste reception/oil recovery | Kent West | Physico-Chemical treatment of domestic tankered waste | Pre Market Reform | Consent | FORSTAL ROAD AYLESFORD WPS
16384 | 4 | Tier 1 Consent | Cleansing Service Group Ltd | Chartwell House | 5 Barnes Wallis Rd | Segensworth East | Fareham | Hants | PO15 5TT | Cleansing Service Group | Forstal Road |  | Aylesford | KE | ME20 7AG | 2015-07-01 | 240 | 3 | At all times | AYLESFORD WTW | Foul sewer situated in Forstal Road and connecting to ‘Forstal Road Aylesford’ Wastewater Pumping Station | Sulphide as S | - | 1 | mg/l | 37.4 | Liquid waste reception/oil recovery | Kent West | Physico-Chemical treatment of domestic tankered waste | Pre Market Reform | Consent | FORSTAL ROAD AYLESFORD WPS
16386 | 1 | Low Risk Consent | Grundfos Watermill Limited | - | Grovebury Road | - | Leighton Buzzard | Bedfordshire | LU7 4TL | GEMINI HOUSE | ENTERPRISE WAY | - | EDENBRIDGE | KE | TN8 6HF | 2015-02-01 | 1 | 1 | At all times | EDENBRIDGE WTW | Enterprise Way | Chemical Oxygen Demand Shaken as 0 | - | 800 | mg/l | 39.4 | Water treatment; softener plants; heating system flushing | Kent West | Process Waters: Hydraulic Testing process | Pre Market Reform | Consent | -
16386 | 1 | Low Risk Consent | Grundfos Watermill Limited | - | Grovebury Road | - | Leighton Buzzard | Bedfordshire | LU7 4TL | GEMINI HOUSE | ENTERPRISE WAY | - | EDENBRIDGE | KE | TN8 6HF | 2015-02-01 | 1 | 1 | At all times | EDENBRIDGE WTW | Enterprise Way | pH | 6 | 10 | pH Units | 39.4 | Water treatment; softener plants; heating system flushing | Kent West | Process Waters: Hydraulic Testing process | Pre Market Reform | Consent | -
16386 | 1 | Low Risk Consent | Grundfos Watermill Limited | - | Grovebury Road | - | Leighton Buzzard | Bedfordshire | LU7 4TL | GEMINI HOUSE | ENTERPRISE WAY | - | EDENBRIDGE | KE | TN8 6HF | 2015-02-01 | 1 | 1 | At all times | EDENBRIDGE WTW | Enterprise Way | Solids Suspended 105 Degrees C | - | 400 | mg/l | 39.4 | Water treatment; softener plants; heating system flushing | Kent West | Process Waters: Hydraulic Testing process | Pre Market Reform | Consent | -
16389 | 2 | Low Risk Consent | Scarab Sweepers Limited | Pattenden Lane | - | Marden | Tonbridge | Kent | TN12 9QD | SCARAB SALES LTD | PATTENDEN LANE | - | TONBRIDGE | KE | TN12 9QD | 2015-04-28 | 4.5 | 0.4 | At all times | HORSMONDEN WTW | Pattenden Lane | Chemical Oxygen Demand Shaken as 0 | - | 800 | mg/l | 31.3 | Vehicle and plant washing (Low Impact) | Sussex East | Component Cleaning: Component Cleaning process | Pre Market Reform | Consent | -
16389 | 2 | Low Risk Consent | Scarab Sweepers Limited | Pattenden Lane | - | Marden | Tonbridge | Kent | TN12 9QD | SCARAB SALES LTD | PATTENDEN LANE | - | TONBRIDGE | KE | TN12 9QD | 2015-04-28 | 4.5 | 0.4 | At all times | HORSMONDEN WTW | Pattenden Lane | Oil and Grease | - | 200 | mg/l | 31.3 | Vehicle and plant washing (Low Impact) | Sussex East | Component Cleaning: Component Cleaning process | Pre Market Reform | Consent | -
16389 | 2 | Low Risk Consent | Scarab Sweepers Limited | Pattenden Lane | - | Marden | Tonbridge | Kent | TN12 9QD | SCARAB SALES LTD | PATTENDEN LANE | - | TONBRIDGE | KE | TN12 9QD | 2015-04-28 | 4.5 | 0.4 | At all times | HORSMONDEN WTW | Pattenden Lane | pH | 6 | 10 | pH Units | 31.3 | Vehicle and plant washing (Low Impact) | Sussex East | Component Cleaning: Component Cleaning process | Pre Market Reform | Consent | -
16389 | 2 | Low Risk Consent | Scarab Sweepers Limited | Pattenden Lane | - | Marden | Tonbridge | Kent | TN12 9QD | SCARAB SALES LTD | PATTENDEN LANE | - | TONBRIDGE | KE | TN12 9QD | 2015-04-28 | 4.5 | 0.4 | At all times | HORSMONDEN WTW | Pattenden Lane | Solids Suspended 105 Degrees C | - | 400 | mg/l | 31.3 | Vehicle and plant washing (Low Impact) | Sussex East | Component Cleaning: Component Cleaning process | Pre Market Reform | Consent | -
16393 | 1 | Low Risk Consent | Northfleet Cleaning And Laundry Ltd | 52 Istead Rise Parade | Istead Rise | - | Northfleet | Kent | DA13 9JF | 52 | ISTEAD RISE | - | GRAVESEND | KE | DA13 9JF | 2015-04-01 | 3.5 | 1 | At all times | NORTHFLEET WTW |  | Chemical Oxygen Demand Shaken as 0 | - | 800 | mg/l | 15.2 | Laundering (Small-scale/Coin-Op) | Kent West | Launderettes: Launderettes process | Pre Market Reform | Consent | -
16393 | 1 | Low Risk Consent | Northfleet Cleaning And Laundry Ltd | 52 Istead Rise Parade | Istead Rise | - | Northfleet | Kent | DA13 9JF | 52 | ISTEAD RISE | - | GRAVESEND | KE | DA13 9JF | 2015-04-01 | 3.5 | 1 | At all times | NORTHFLEET WTW |  | pH | 6 | 10 | pH Units | 15.2 | Laundering (Small-scale/Coin-Op) | Kent West | Launderettes: Launderettes process | Pre Market Reform | Consent | -
16393 | 1 | Low Risk Consent | Northfleet Cleaning And Laundry Ltd | 52 Istead Rise Parade | Istead Rise | - | Northfleet | Kent | DA13 9JF | 52 | ISTEAD RISE | - | GRAVESEND | KE | DA13 9JF | 2015-04-01 | 3.5 | 1 | At all times | NORTHFLEET WTW |  | Solids Suspended 105 Degrees C | - | 400 | mg/l | 15.2 | Laundering (Small-scale/Coin-Op) | Kent West | Launderettes: Launderettes process | Pre Market Reform | Consent | -
16395 | 1 | Low Risk Consent | Cleaner Cars Ltd | Cleaner Cars | Alchorne Place | - | Portsmouth | - | PO3 5PA | Cleraner Cars Ltd | Alchorne Place | - | Portsmouth | Hampshire | PO3 5QT | 2015-04-01 | 2 | 0.2 | At any time | BUDDS FARM HAVANT WTW | Alchorne PLace | Chemical Oxygen Demand Shaken as 0 | - | 800 | mg/l | 31.3 | Vehicle and plant washing (Low Impact) | Hampshire East | Vehicle Washing: Jet Wash process | Pre Market Reform | Consent | -
16395 | 1 | Low Risk Consent | Cleaner Cars Ltd | Cleaner Cars | Alchorne Place | - | Portsmouth | - | PO3 5PA | Cleraner Cars Ltd | Alchorne Place | - | Portsmouth | Hampshire | PO3 5QT | 2015-04-01 | 2 | 0.2 | At any time | BUDDS FARM HAVANT WTW | Alchorne PLace | pH | 6 | 10 | pH Units | 31.3 | Vehicle and plant washing (Low Impact) | Hampshire East | Vehicle Washing: Jet Wash process | Pre Market Reform | Consent | -
16395 | 1 | Low Risk Consent | Cleaner Cars Ltd | Cleaner Cars | Alchorne Place | - | Portsmouth | - | PO3 5PA | Cleraner Cars Ltd | Alchorne Place | - | Portsmouth | Hampshire | PO3 5QT | 2015-04-01 | 2 | 0.2 | At any time | BUDDS FARM HAVANT WTW | Alchorne PLace | Solids Suspended 105 Degrees C | - | 400 | mg/l | 31.3 | Vehicle and plant washing (Low Impact) | Hampshire East | Vehicle Washing: Jet Wash process | Pre Market Reform | Consent | -
16396 | 1 | Low Risk Consent | Dancing Man Brewery Limited | The Wool House | Town Quay | - | Southampton | - | SO14 2AR | THE WOOL HOUSE | TOWN QUAY | - | SOUTHAMPTON | SP | SO14 2AR | 2015-03-30 | 1 | 2 | At all times | MILLBROOK WTW | Bugle Street | Chemical Oxygen Demand Shaken as 0 | - | 3500 | mg/l | 1.3 | Alcoholic beverages (Low Impact) | Hampshire West | Brewing process | Pre Market Reform | Consent | -
16396 | 1 | Low Risk Consent | Dancing Man Brewery Limited | The Wool House | Town Quay | - | Southampton | - | SO14 2AR | THE WOOL HOUSE | TOWN QUAY | - | SOUTHAMPTON | SP | SO14 2AR | 2015-03-30 | 1 | 2 | At all times | MILLBROOK WTW | Bugle Street | pH | 6 | 10 | pH Units | 1.3 | Alcoholic beverages (Low Impact) | Hampshire West | Brewing process | Pre Market Reform | Consent | -
16396 | 1 | Low Risk Consent | Dancing Man Brewery Limited | The Wool House | Town Quay | - | Southampton | - | SO14 2AR | THE WOOL HOUSE | TOWN QUAY | - | SOUTHAMPTON | SP | SO14 2AR | 2015-03-30 | 1 | 2 | At all times | MILLBROOK WTW | Bugle Street | Solids Suspended 105 Degrees C | - | 700 | mg/l | 1.3 | Alcoholic beverages (Low Impact) | Hampshire West | Brewing process | Pre Market Reform | Consent | -
16399 | 1 | Low Risk Consent | Car Wash Bay Limited | Sleepy Hollow | Green Lane | Chilworth | Southampton | Hampshire | SO16 7JW | 69 - 73 | BISHOPSTOKE ROAD | - | BISHOPSTOKE | HA | SO50 6LA | 2015-04-01 | 5 | 5 | At all times | CHICKENHALL EASTLEIGH WTW | Bishopstoke Road | Chemical Oxygen Demand Shaken as 0 | - | 800 | mg/l | 31.2 | Vehicle and plant washing (Low Impact) | Hampshire West | Vehicle Washing process | Pre Market Reform | Consent | -
16399 | 1 | Low Risk Consent | Car Wash Bay Limited | Sleepy Hollow | Green Lane | Chilworth | Southampton | Hampshire | SO16 7JW | 69 - 73 | BISHOPSTOKE ROAD | - | BISHOPSTOKE | HA | SO50 6LA | 2015-04-01 | 5 | 5 | At all times | CHICKENHALL EASTLEIGH WTW | Bishopstoke Road | Oil and Grease | - | 200 | mg/l | 31.2 | Vehicle and plant washing (Low Impact) | Hampshire West | Vehicle Washing process | Pre Market Reform | Consent | -
16399 | 1 | Low Risk Consent | Car Wash Bay Limited | Sleepy Hollow | Green Lane | Chilworth | Southampton | Hampshire | SO16 7JW | 69 - 73 | BISHOPSTOKE ROAD | - | BISHOPSTOKE | HA | SO50 6LA | 2015-04-01 | 5 | 5 | At all times | CHICKENHALL EASTLEIGH WTW | Bishopstoke Road | pH | 6 | 10 | pH Units | 31.2 | Vehicle and plant washing (Low Impact) | Hampshire West | Vehicle Washing process | Pre Market Reform | Consent | -
16399 | 1 | Low Risk Consent | Car Wash Bay Limited | Sleepy Hollow | Green Lane | Chilworth | Southampton | Hampshire | SO16 7JW | 69 - 73 | BISHOPSTOKE ROAD | - | BISHOPSTOKE | HA | SO50 6LA | 2015-04-01 | 5 | 5 | At all times | CHICKENHALL EASTLEIGH WTW | Bishopstoke Road | Solids Suspended 105 Degrees C | - | 400 | mg/l | 31.2 | Vehicle and plant washing (Low Impact) | Hampshire West | Vehicle Washing process | Pre Market Reform | Consent | -
16400 | 1 | Low Risk Consent | Southampton Master Cleaners Ltd | 6 | Waterhouse Way | - | Southampton | - | SO15 8PA | 135 | NORTHAM ROAD | - | SOUTHAMPTON | HA | SO14 0QG | 2015-04-01 | 5 | 4 | At all times | MILLBROOK WTW | Northam Road | Chemical Oxygen Demand Shaken as 0 | - | 800 | mg/l | 31.2 | Vehicle and plant washing (Low Impact) | Hampshire West | Vehicle Washing process | Pre Market Reform | Consent | -
16400 | 1 | Low Risk Consent | Southampton Master Cleaners Ltd | 6 | Waterhouse Way | - | Southampton | - | SO15 8PA | 135 | NORTHAM ROAD | - | SOUTHAMPTON | HA | SO14 0QG | 2015-04-01 | 5 | 4 | At all times | MILLBROOK WTW | Northam Road | Oil and Grease | - | 200 | mg/l | 31.2 | Vehicle and plant washing (Low Impact) | Hampshire West | Vehicle Washing process | Pre Market Reform | Consent | -
16400 | 1 | Low Risk Consent | Southampton Master Cleaners Ltd | 6 | Waterhouse Way | - | Southampton | - | SO15 8PA | 135 | NORTHAM ROAD | - | SOUTHAMPTON | HA | SO14 0QG | 2015-04-01 | 5 | 4 | At all times | MILLBROOK WTW | Northam Road | pH | 6 | 10 | pH Units | 31.2 | Vehicle and plant washing (Low Impact) | Hampshire West | Vehicle Washing process | Pre Market Reform | Consent | -
16400 | 1 | Low Risk Consent | Southampton Master Cleaners Ltd | 6 | Waterhouse Way | - | Southampton | - | SO15 8PA | 135 | NORTHAM ROAD | - | SOUTHAMPTON | HA | SO14 0QG | 2015-04-01 | 5 | 4 | At all times | MILLBROOK WTW | Northam Road | Solids Suspended 105 Degrees C | - | 400 | mg/l | 31.2 | Vehicle and plant washing (Low Impact) | Hampshire West | Vehicle Washing process | Pre Market Reform | Consent | -
16405 | 1 | Tier 2 Consent | Thornwood Launderettes Limited | 29 | Thornwood Close | - | Eastbourne | East Sussex | BN22 0TF | 7 | WESTERN ROAD | - | HOVE | SE | BN3 1AE | 2015-03-10 | 7 | 2 | 08:00-19:00 | PEACEHAVEN WTW | Western Road | Chemical Oxygen Demand Shaken as 0 | - | 800 | mg/l | 15.2 | Laundering (Small-scale/Coin-Op) | Sussex East | Launderettes: Launderettes process | Pre Market Reform | Consent | -
16405 | 1 | Tier 2 Consent | Thornwood Launderettes Limited | 29 | Thornwood Close | - | Eastbourne | East Sussex | BN22 0TF | 7 | WESTERN ROAD | - | HOVE | SE | BN3 1AE | 2015-03-10 | 7 | 2 | 08:00-19:00 | PEACEHAVEN WTW | Western Road | Detergents Anionic | - | 50 | mg/l | 15.2 | Laundering (Small-scale/Coin-Op) | Sussex East | Launderettes: Launderettes process | Pre Market Reform | Consent | -
16405 | 1 | Tier 2 Consent | Thornwood Launderettes Limited | 29 | Thornwood Close | - | Eastbourne | East Sussex | BN22 0TF | 7 | WESTERN ROAD | - | HOVE | SE | BN3 1AE | 2015-03-10 | 7 | 2 | 08:00-19:00 | PEACEHAVEN WTW | Western Road | Detergents Non-Ionic | - | 50 | mg/l | 15.2 | Laundering (Small-scale/Coin-Op) | Sussex East | Launderettes: Launderettes process | Pre Market Reform | Consent | -
16405 | 1 | Tier 2 Consent | Thornwood Launderettes Limited | 29 | Thornwood Close | - | Eastbourne | East Sussex | BN22 0TF | 7 | WESTERN ROAD | - | HOVE | SE | BN3 1AE | 2015-03-10 | 7 | 2 | 08:00-19:00 | PEACEHAVEN WTW | Western Road | pH | 6 | 10 | pH Units | 15.2 | Laundering (Small-scale/Coin-Op) | Sussex East | Launderettes: Launderettes process | Pre Market Reform | Consent | -
16405 | 1 | Tier 2 Consent | Thornwood Launderettes Limited | 29 | Thornwood Close | - | Eastbourne | East Sussex | BN22 0TF | 7 | WESTERN ROAD | - | HOVE | SE | BN3 1AE | 2015-03-10 | 7 | 2 | 08:00-19:00 | PEACEHAVEN WTW | Western Road | Solids Suspended 105 Degrees C | - | 400 | mg/l | 15.2 | Laundering (Small-scale/Coin-Op) | Sussex East | Launderettes: Launderettes process | Pre Market Reform | Consent | -
16407 | 1 | Low Risk Consent | Mr Mario Hand Car Wash | - | Claybank Road | Copnor | Portsmouth | Hampshire | PO3 5NN | Mr Mario Hand Car Wash | Claybank Road | Copnor | Portsmouth | Hampshire | PO3 5NN | 2014-04-13 | 4 | 0.5 | At any time | BUDDS FARM HAVANT WTW | Claybank Road | Chemical Oxygen Demand Shaken as 0 | - | 800 | mg/l | 31.3 | Vehicle and plant washing (Low Impact) | Hampshire East | Vehicle Washing: Jet Wash process | Pre Market Reform | Consent | -
16407 | 1 | Low Risk Consent | Mr Mario Hand Car Wash | - | Claybank Road | Copnor | Portsmouth | Hampshire | PO3 5NN | Mr Mario Hand Car Wash | Claybank Road | Copnor | Portsmouth | Hampshire | PO3 5NN | 2014-04-13 | 4 | 0.5 | At any time | BUDDS FARM HAVANT WTW | Claybank Road | pH | 6 | 10 | pH Units | 31.3 | Vehicle and plant washing (Low Impact) | Hampshire East | Vehicle Washing: Jet Wash process | Pre Market Reform | Consent | -
16407 | 1 | Low Risk Consent | Mr Mario Hand Car Wash | - | Claybank Road | Copnor | Portsmouth | Hampshire | PO3 5NN | Mr Mario Hand Car Wash | Claybank Road | Copnor | Portsmouth | Hampshire | PO3 5NN | 2014-04-13 | 4 | 0.5 | At any time | BUDDS FARM HAVANT WTW | Claybank Road | Solids Suspended 105 Degrees C | - | 400 | mg/l | 31.3 | Vehicle and plant washing (Low Impact) | Hampshire East | Vehicle Washing: Jet Wash process | Pre Market Reform | Consent | -
16408 | 1 | Low Risk Consent | Petrogas Group UK Limited | Office 3 | The Limes Dunstable Street | Ampthill | Bedford | - | MK45 2GJ | Low Fuel Prices Always | 258 Havant Road | Hayling Island | Portsmouth | Hampshire | PO11 0LP | 2015-04-13 | 2 | 0.5 | 0001 -2359 | BUDDS FARM HAVANT WTW | Havant Road | Chemical Oxygen Demand Shaken as 0 | - | 800 | mg/l | 31.3 | Vehicle and plant washing (Low Impact) | Hampshire East | Vehicle Washing: General Wash process | Pre Market Reform | Consent | -
16408 | 1 | Low Risk Consent | Petrogas Group UK Limited | Office 3 | The Limes Dunstable Street | Ampthill | Bedford | - | MK45 2GJ | Low Fuel Prices Always | 258 Havant Road | Hayling Island | Portsmouth | Hampshire | PO11 0LP | 2015-04-13 | 2 | 0.5 | 0001 -2359 | BUDDS FARM HAVANT WTW | Havant Road | pH | 6 | 10 | pH Units | 31.3 | Vehicle and plant washing (Low Impact) | Hampshire East | Vehicle Washing: General Wash process | Pre Market Reform | Consent | -
16408 | 1 | Low Risk Consent | Petrogas Group UK Limited | Office 3 | The Limes Dunstable Street | Ampthill | Bedford | - | MK45 2GJ | Low Fuel Prices Always | 258 Havant Road | Hayling Island | Portsmouth | Hampshire | PO11 0LP | 2015-04-13 | 2 | 0.5 | 0001 -2359 | BUDDS FARM HAVANT WTW | Havant Road | Solids Suspended 105 Degrees C | - | 400 | mg/l | 31.3 | Vehicle and plant washing (Low Impact) | Hampshire East | Vehicle Washing: General Wash process | Pre Market Reform | Consent | -
16409 | 1 | Low Risk Consent | Petrogas Group UK Limited | Office 3 | The Limes Dunstable Street | Ampthill | Bedford | - | MK45 2GJ | SOUTHAMPTON SERVICE STATION | SWAYTHLING ROAD | - | SOUTHAMPTON | HA | SO30 3AG | 2015-04-14 | 2.5 | 0.5 | 00:00 - 23:59 | PORTSWOOD WTW | Swaythling Road | Chemical Oxygen Demand Shaken as 0 | - | 800 | mg/l | 31.2 | Vehicle and plant washing (Low Impact) | Hampshire West | Vehicle Washing process | Pre Market Reform | Consent | -
16409 | 1 | Low Risk Consent | Petrogas Group UK Limited | Office 3 | The Limes Dunstable Street | Ampthill | Bedford | - | MK45 2GJ | SOUTHAMPTON SERVICE STATION | SWAYTHLING ROAD | - | SOUTHAMPTON | HA | SO30 3AG | 2015-04-14 | 2.5 | 0.5 | 00:00 - 23:59 | PORTSWOOD WTW | Swaythling Road | pH | 6 | 10 | pH Units | 31.2 | Vehicle and plant washing (Low Impact) | Hampshire West | Vehicle Washing process | Pre Market Reform | Consent | -
16409 | 1 | Low Risk Consent | Petrogas Group UK Limited | Office 3 | The Limes Dunstable Street | Ampthill | Bedford | - | MK45 2GJ | SOUTHAMPTON SERVICE STATION | SWAYTHLING ROAD | - | SOUTHAMPTON | HA | SO30 3AG | 2015-04-14 | 2.5 | 0.5 | 00:00 - 23:59 | PORTSWOOD WTW | Swaythling Road | Solids Suspended 105 Degrees C | - | 400 | mg/l | 31.2 | Vehicle and plant washing (Low Impact) | Hampshire West | Vehicle Washing process | Pre Market Reform | Consent | -
16410 | 1 | Low Risk Consent | Lymington Hand Car Wash | 41 Blakemere Crescent | - | - | Portsmouth | Hampshire | PO6 3SQ | 44 | MILFORD ROAD | - | LYMINGTON | HA | SO41 8DU | 2015-04-16 | 4 | 1 | 08:00 - 18:00 | MILFORD ROAD PENNINGTON WTW | Milford Road | Chemical Oxygen Demand Shaken as 0 | - | 800 | mg/l | 31.2 | Vehicle and plant washing (Low Impact) | Hampshire West | Vehicle Washing: Jet Wash process | Pre Market Reform | Consent | -
16410 | 1 | Low Risk Consent | Lymington Hand Car Wash | 41 Blakemere Crescent | - | - | Portsmouth | Hampshire | PO6 3SQ | 44 | MILFORD ROAD | - | LYMINGTON | HA | SO41 8DU | 2015-04-16 | 4 | 1 | 08:00 - 18:00 | MILFORD ROAD PENNINGTON WTW | Milford Road | pH | 6 | 10 | pH Units | 31.2 | Vehicle and plant washing (Low Impact) | Hampshire West | Vehicle Washing: Jet Wash process | Pre Market Reform | Consent | -
16410 | 1 | Low Risk Consent | Lymington Hand Car Wash | 41 Blakemere Crescent | - | - | Portsmouth | Hampshire | PO6 3SQ | 44 | MILFORD ROAD | - | LYMINGTON | HA | SO41 8DU | 2015-04-16 | 4 | 1 | 08:00 - 18:00 | MILFORD ROAD PENNINGTON WTW | Milford Road | Solids Suspended 105 Degrees C | - | 400 | mg/l | 31.2 | Vehicle and plant washing (Low Impact) | Hampshire West | Vehicle Washing: Jet Wash process | Pre Market Reform | Consent | -
16416 | 1 | Low Risk Consent | UK Power Networks (Operations) Limited | Newington House | 237 Southwark Bridge Road | - | London | - | SE1 6NP | VEH SERVICE BLDG | DANE VALLEY ROAD | - | BROADSTAIRS | KE | CT10 3JJ | 2015-04-22 | 1.36 | 0.1 | 0800-1700 | WEATHERLEES HILL B (MGATE &amp; BSTAIRS) WTW | Dane Valley Road | Chemical Oxygen Demand Shaken as 0 | - | 800 | mg/l | 31.3 | Vehicle and plant washing (Low Impact) | Kent East | Vehicle Washing: Jet Wash process | Pre Market Reform | Consent | -
16416 | 1 | Low Risk Consent | UK Power Networks (Operations) Limited | Newington House | 237 Southwark Bridge Road | - | London | - | SE1 6NP | VEH SERVICE BLDG | DANE VALLEY ROAD | - | BROADSTAIRS | KE | CT10 3JJ | 2015-04-22 | 1.36 | 0.1 | 0800-1700 | WEATHERLEES HILL B (MGATE &amp; BSTAIRS) WTW | Dane Valley Road | pH | 6 | 10 | pH Units | 31.3 | Vehicle and plant washing (Low Impact) | Kent East | Vehicle Washing: Jet Wash process | Pre Market Reform | Consent | -
16416 | 1 | Low Risk Consent | UK Power Networks (Operations) Limited | Newington House | 237 Southwark Bridge Road | - | London | - | SE1 6NP | VEH SERVICE BLDG | DANE VALLEY ROAD | - | BROADSTAIRS | KE | CT10 3JJ | 2015-04-22 | 1.36 | 0.1 | 0800-1700 | WEATHERLEES HILL B (MGATE &amp; BSTAIRS) WTW | Dane Valley Road | Solids Suspended 105 Degrees C | - | 400 | mg/l | 31.3 | Vehicle and plant washing (Low Impact) | Kent East | Vehicle Washing: Jet Wash process | Pre Market Reform | Consent | -
16417 | 3 | Tier 2 Consent | D.K. Holdings Limited |  | Station Approach | Staplehurst | Tonbridge | Kent | TN12 0QN | D K HOLDINGS LTD | STATION APPROACH |  | TONBRIDGE | KE | TN12 0QN | 2015-04-01 | 1.5 | 1 | At all times | STAPLEHURST WTW | Station Approach | Chemical Oxygen Demand Shaken as 0 | - | 800 | mg/l | 22.2 | Plating and metal finishing (Medium Impact) | Kent East | Nickel electroplating of diamond tools | Manufacture of diamond tools | Discontinuation | DIRECT TO WTW
16417 | 3 | Tier 2 Consent | D.K. Holdings Limited |  | Station Approach | Staplehurst | Tonbridge | Kent | TN12 0QN | D K HOLDINGS LTD | STATION APPROACH |  | TONBRIDGE | KE | TN12 0QN | 2015-04-01 | 1.5 | 1 | At all times | STAPLEHURST WTW | Station Approach | Chromium Total mg/l | - | 1 | ug/l | 22.2 | Plating and metal finishing (Medium Impact) | Kent East | Nickel electroplating of diamond tools | Manufacture of diamond tools | Discontinuation | DIRECT TO WTW
16417 | 3 | Tier 2 Consent | D.K. Holdings Limited |  | Station Approach | Staplehurst | Tonbridge | Kent | TN12 0QN | D K HOLDINGS LTD | STATION APPROACH |  | TONBRIDGE | KE | TN12 0QN | 2015-04-01 | 1.5 | 1 | At all times | STAPLEHURST WTW | Station Approach | Copper Total | - | 1 | ug/l | 22.2 | Plating and metal finishing (Medium Impact) | Kent East | Nickel electroplating of diamond tools | Manufacture of diamond tools | Discontinuation | DIRECT TO WTW
16417 | 3 | Tier 2 Consent | D.K. Holdings Limited |  | Station Approach | Staplehurst | Tonbridge | Kent | TN12 0QN | D K HOLDINGS LTD | STATION APPROACH |  | TONBRIDGE | KE | TN12 0QN | 2015-04-01 | 1.5 | 1 | At all times | STAPLEHURST WTW | Station Approach | Iron Total | - | 1 | ug/l | 22.2 | Plating and metal finishing (Medium Impact) | Kent East | Nickel electroplating of diamond tools | Manufacture of diamond tools | Discontinuation | DIRECT TO WTW
16417 | 3 | Tier 2 Consent | D.K. Holdings Limited |  | Station Approach | Staplehurst | Tonbridge | Kent | TN12 0QN | D K HOLDINGS LTD | STATION APPROACH |  | TONBRIDGE | KE | TN12 0QN | 2015-04-01 | 1.5 | 1 | At all times | STAPLEHURST WTW | Station Approach | Nickel Total | - | 3 | ug/l | 22.2 | Plating and metal finishing (Medium Impact) | Kent East | Nickel electroplating of diamond tools | Manufacture of diamond tools | Discontinuation | DIRECT TO WTW
16417 | 3 | Tier 2 Consent | D.K. Holdings Limited |  | Station Approach | Staplehurst | Tonbridge | Kent | TN12 0QN | D K HOLDINGS LTD | STATION APPROACH |  | TONBRIDGE | KE | TN12 0QN | 2015-04-01 | 1.5 | 1 | At all times | STAPLEHURST WTW | Station Approach | Nitrogen Ammoniacal as N | - | 5 | mg/l | 22.2 | Plating and metal finishing (Medium Impact) | Kent East | Nickel electroplating of diamond tools | Manufacture of diamond tools | Discontinuation | DIRECT TO WTW
16417 | 3 | Tier 2 Consent | D.K. Holdings Limited |  | Station Approach | Staplehurst | Tonbridge | Kent | TN12 0QN | D K HOLDINGS LTD | STATION APPROACH |  | TONBRIDGE | KE | TN12 0QN | 2015-04-01 | 1.5 | 1 | At all times | STAPLEHURST WTW | Station Approach | pH | 6 | 10 | pH Units | 22.2 | Plating and metal finishing (Medium Impact) | Kent East | Nickel electroplating of diamond tools | Manufacture of diamond tools | Discontinuation | DIRECT TO WTW
16417 | 3 | Tier 2 Consent | D.K. Holdings Limited |  | Station Approach | Staplehurst | Tonbridge | Kent | TN12 0QN | D K HOLDINGS LTD | STATION APPROACH |  | TONBRIDGE | KE | TN12 0QN | 2015-04-01 | 1.5 | 1 | At all times | STAPLEHURST WTW | Station Approach | Phosphorus Total | - | 5 | ug/l | 22.2 | Plating and metal finishing (Medium Impact) | Kent East | Nickel electroplating of diamond tools | Manufacture of diamond tools | Discontinuation | DIRECT TO WTW
16417 | 3 | Tier 2 Consent | D.K. Holdings Limited |  | Station Approach | Staplehurst | Tonbridge | Kent | TN12 0QN | D K HOLDINGS LTD | STATION APPROACH |  | TONBRIDGE | KE | TN12 0QN | 2015-04-01 | 1.5 | 1 | At all times | STAPLEHURST WTW | Station Approach | Solids Suspended 105 Degrees C | - | 400 | mg/l | 22.2 | Plating and metal finishing (Medium Impact) | Kent East | Nickel electroplating of diamond tools | Manufacture of diamond tools | Discontinuation | DIRECT TO WTW
16417 | 3 | Tier 2 Consent | D.K. Holdings Limited |  | Station Approach | Staplehurst | Tonbridge | Kent | TN12 0QN | D K HOLDINGS LTD | STATION APPROACH |  | TONBRIDGE | KE | TN12 0QN | 2015-04-01 | 1.5 | 1 | At all times | STAPLEHURST WTW | Station Approach | Sulphate as S04 | - | 1000 | mg/l | 22.2 | Plating and metal finishing (Medium Impact) | Kent East | Nickel electroplating of diamond tools | Manufacture of diamond tools | Discontinuation | DIRECT TO WTW
16417 | 3 | Tier 2 Consent | D.K. Holdings Limited |  | Station Approach | Staplehurst | Tonbridge | Kent | TN12 0QN | D K HOLDINGS LTD | STATION APPROACH |  | TONBRIDGE | KE | TN12 0QN | 2015-04-01 | 1.5 | 1 | At all times | STAPLEHURST WTW | Station Approach | Zinc Total mg/l | - | 1 | ug/l | 22.2 | Plating and metal finishing (Medium Impact) | Kent East | Nickel electroplating of diamond tools | Manufacture of diamond tools | Discontinuation | DIRECT TO WTW
16418 | 4 | Tier 2 Consent | Time & Tide Brewing Limited | Statenborough Farm | Felderland Lane | Worth | Deal | Kent | CT14 0BX | STATENBOROUGH FARM | FELDERLAND LANE | Eastry | SANDWICH | KE | CT13 0DH | 2015-05-01 | 4 | 0.5 | 0800-1900 | EASTRY WTW | Eastry WPS | Chemical Oxygen Demand Shaken as 0 | - | 7000 | mg/l | 1.3 | Alcoholic beverages (Low Impact) | Kent East | Production of beer and associated cleaning of vessels and lines. | Brewing beer | Consent | EASTRY WPS
16418 | 4 | Tier 2 Consent | Time & Tide Brewing Limited | Statenborough Farm | Felderland Lane | Worth | Deal | Kent | CT14 0BX | STATENBOROUGH FARM | FELDERLAND LANE | Eastry | SANDWICH | KE | CT13 0DH | 2015-05-01 | 4 | 0.5 | 0800-1900 | EASTRY WTW | Eastry WPS | pH | 6 | 10 | pH Units | 1.3 | Alcoholic beverages (Low Impact) | Kent East | Production of beer and associated cleaning of vessels and lines. | Brewing beer | Consent | EASTRY WPS
16418 | 4 | Tier 2 Consent | Time & Tide Brewing Limited | Statenborough Farm | Felderland Lane | Worth | Deal | Kent | CT14 0BX | STATENBOROUGH FARM | FELDERLAND LANE | Eastry | SANDWICH | KE | CT13 0DH | 2015-05-01 | 4 | 0.5 | 0800-1900 | EASTRY WTW | Eastry WPS | Phosphorus Total | - | 100 | ug/l | 1.3 | Alcoholic beverages (Low Impact) | Kent East | Production of beer and associated cleaning of vessels and lines. | Brewing beer | Consent | EASTRY WPS
16418 | 4 | Tier 2 Consent | Time & Tide Brewing Limited | Statenborough Farm | Felderland Lane | Worth | Deal | Kent | CT14 0BX | STATENBOROUGH FARM | FELDERLAND LANE | Eastry | SANDWICH | KE | CT13 0DH | 2015-05-01 | 4 | 0.5 | 0800-1900 | EASTRY WTW | Eastry WPS | Solids Suspended 105 Degrees C | - | 1400 | mg/l | 1.3 | Alcoholic beverages (Low Impact) | Kent East | Production of beer and associated cleaning of vessels and lines. | Brewing beer | Consent | EASTRY WPS
16418 | 4 | Tier 2 Consent | Time & Tide Brewing Limited | Statenborough Farm | Felderland Lane | Worth | Deal | Kent | CT14 0BX | STATENBOROUGH FARM | FELDERLAND LANE | Eastry | SANDWICH | KE | CT13 0DH | 2015-05-01 | 4 | 0.5 | 0800-1900 | EASTRY WTW | Eastry WPS | Sulphate as S04 | - | 500 | mg/l | 1.3 | Alcoholic beverages (Low Impact) | Kent East | Production of beer and associated cleaning of vessels and lines. | Brewing beer | Consent | EASTRY WPS
16427 | 1 | Low Risk Consent | International Toiletries & Cosmetics Limited | - | Elizabeth Road | Ponswood Industrial Estate | St Leonard-on-Sea | East Sussex | TN38 9TF | I.T. & C. Ltd | ELIZABETH ROAD | Ponswood Industrial Estate | St Leonard-on-Sea | SE | TN38 9TF | 2015-04-01 | 4 | 0.5 | 06:00-19:00 | BEXHILL & HASTINGS WTW | Elizabeth Road | Chemical Oxygen Demand Shaken as 0 | - | 800 | mg/l | 27.1 | Soap, detergents, toiletries and cleaning products | Sussex East | Component Cleaning: Equipment Cleaning process | Pre Market Reform | Consent | -
16427 | 1 | Low Risk Consent | International Toiletries & Cosmetics Limited | - | Elizabeth Road | Ponswood Industrial Estate | St Leonard-on-Sea | East Sussex | TN38 9TF | I.T. & C. Ltd | ELIZABETH ROAD | Ponswood Industrial Estate | St Leonard-on-Sea | SE | TN38 9TF | 2015-04-01 | 4 | 0.5 | 06:00-19:00 | BEXHILL & HASTINGS WTW | Elizabeth Road | Detergents Anionic | - | 50 | mg/l | 27.1 | Soap, detergents, toiletries and cleaning products | Sussex East | Component Cleaning: Equipment Cleaning process | Pre Market Reform | Consent | -
16427 | 1 | Low Risk Consent | International Toiletries & Cosmetics Limited | - | Elizabeth Road | Ponswood Industrial Estate | St Leonard-on-Sea | East Sussex | TN38 9TF | I.T. & C. Ltd | ELIZABETH ROAD | Ponswood Industrial Estate | St Leonard-on-Sea | SE | TN38 9TF | 2015-04-01 | 4 | 0.5 | 06:00-19:00 | BEXHILL & HASTINGS WTW | Elizabeth Road | Detergents Non-Ionic | - | 50 | mg/l | 27.1 | Soap, detergents, toiletries and cleaning products | Sussex East | Component Cleaning: Equipment Cleaning process | Pre Market Reform | Consent | -
16427 | 1 | Low Risk Consent | International Toiletries & Cosmetics Limited | - | Elizabeth Road | Ponswood Industrial Estate | St Leonard-on-Sea | East Sussex | TN38 9TF | I.T. & C. Ltd | ELIZABETH ROAD | Ponswood Industrial Estate | St Leonard-on-Sea | SE | TN38 9TF | 2015-04-01 | 4 | 0.5 | 06:00-19:00 | BEXHILL & HASTINGS WTW | Elizabeth Road | pH | 6 | 10 | pH Units | 27.1 | Soap, detergents, toiletries and cleaning products | Sussex East | Component Cleaning: Equipment Cleaning process | Pre Market Reform | Consent | -
16427 | 1 | Low Risk Consent | International Toiletries & Cosmetics Limited | - | Elizabeth Road | Ponswood Industrial Estate | St Leonard-on-Sea | East Sussex | TN38 9TF | I.T. & C. Ltd | ELIZABETH ROAD | Ponswood Industrial Estate | St Leonard-on-Sea | SE | TN38 9TF | 2015-04-01 | 4 | 0.5 | 06:00-19:00 | BEXHILL & HASTINGS WTW | Elizabeth Road | Solids Suspended 105 Degrees C | - | 400 | mg/l | 27.1 | Soap, detergents, toiletries and cleaning products | Sussex East | Component Cleaning: Equipment Cleaning process | Pre Market Reform | Consent | -
16429 | 1 | Low Risk Consent | A-2-Sea Solutions Limited | Unit 15 | - | Romsey Industrial Estate | Romsey | Hampshire | SO51 0HR | UNIT 15 | GREATBRIDGE ROAD | - | ROMSEY | HA | SO51 0HR | 2015-05-12 | 2 | 2 | 00:00 23:59 | ROMSEY WTW | Greatbridge Road | Chemical Oxygen Demand Shaken as 0 | - | 2000 | mg/l | 31.2 | Vehicle and plant washing (Low Impact) | Hampshire West | Component Cleaning and vehicle washing | Pre Market Reform | Consent | -
16429 | 1 | Low Risk Consent | A-2-Sea Solutions Limited | Unit 15 | - | Romsey Industrial Estate | Romsey | Hampshire | SO51 0HR | UNIT 15 | GREATBRIDGE ROAD | - | ROMSEY | HA | SO51 0HR | 2015-05-12 | 2 | 2 | 00:00 23:59 | ROMSEY WTW | Greatbridge Road | Oil and Grease | - | 200 | mg/l | 31.2 | Vehicle and plant washing (Low Impact) | Hampshire West | Component Cleaning and vehicle washing | Pre Market Reform | Consent | -
16429 | 1 | Low Risk Consent | A-2-Sea Solutions Limited | Unit 15 | - | Romsey Industrial Estate | Romsey | Hampshire | SO51 0HR | UNIT 15 | GREATBRIDGE ROAD | - | ROMSEY | HA | SO51 0HR | 2015-05-12 | 2 | 2 | 00:00 23:59 | ROMSEY WTW | Greatbridge Road | pH | 6 | 10 | pH Units | 31.2 | Vehicle and plant washing (Low Impact) | Hampshire West | Component Cleaning and vehicle washing | Pre Market Reform | Consent | -
16429 | 1 | Low Risk Consent | A-2-Sea Solutions Limited | Unit 15 | - | Romsey Industrial Estate | Romsey | Hampshire | SO51 0HR | UNIT 15 | GREATBRIDGE ROAD | - | ROMSEY | HA | SO51 0HR | 2015-05-12 | 2 | 2 | 00:00 23:59 | ROMSEY WTW | Greatbridge Road | Solids Suspended 105C at pH7 | - | 400 | mg/l | 31.2 | Vehicle and plant washing (Low Impact) | Hampshire West | Component Cleaning and vehicle washing | Pre Market Reform | Consent | -
16431 | 1 | Low Risk Consent | UK Power Networks (Operations) Limited | Newington House | 237 Southwark Bridge Road | - | London | - | SE1 6NP | KINGSMEAD ROAD |  | - | CANTERBURY | KE | CT1 1BW | 2015-05-15 | 2 | 0.1 | 0700-1800 | CANTERBURY WTW | Kingsmead Road | Chemical Oxygen Demand Shaken as 0 | - | 800 | mg/l | 31.3 | Vehicle and plant washing (Low Impact) | Kent East | Vehicle Washing: Jet Wash process | Pre Market Reform | Consent | -
16431 | 1 | Low Risk Consent | UK Power Networks (Operations) Limited | Newington House | 237 Southwark Bridge Road | - | London | - | SE1 6NP | KINGSMEAD ROAD |  | - | CANTERBURY | KE | CT1 1BW | 2015-05-15 | 2 | 0.1 | 0700-1800 | CANTERBURY WTW | Kingsmead Road | pH | 6 | 10 | pH Units | 31.3 | Vehicle and plant washing (Low Impact) | Kent East | Vehicle Washing: Jet Wash process | Pre Market Reform | Consent | -
16431 | 1 | Low Risk Consent | UK Power Networks (Operations) Limited | Newington House | 237 Southwark Bridge Road | - | London | - | SE1 6NP | KINGSMEAD ROAD |  | - | CANTERBURY | KE | CT1 1BW | 2015-05-15 | 2 | 0.1 | 0700-1800 | CANTERBURY WTW | Kingsmead Road | Solids Suspended 105 Degrees C | - | 400 | mg/l | 31.3 | Vehicle and plant washing (Low Impact) | Kent East | Vehicle Washing: Jet Wash process | Pre Market Reform | Consent | -
16434 | 1 | Low Risk Consent | Speedy Asset Services Limited | Chase House | 16 The Parks | Newton Le Willows | Merseyside | - | WA12 0JQ | UNIT 8 | WOOD CLOSE | - | AYLESFORD | KE | ME20 7UB | 2015-05-22 | 3 | 0.5 |  | AYLESFORD WTW |  | Chemical Oxygen Demand Shaken as 0 | - | 800 | mg/l | 31.3 | Vehicle and plant washing (Low Impact) | Kent West | Vehicle Washing: Mobile Plant Washdown process | Pre Market Reform | Consent | -
16434 | 1 | Low Risk Consent | Speedy Asset Services Limited | Chase House | 16 The Parks | Newton Le Willows | Merseyside | - | WA12 0JQ | UNIT 8 | WOOD CLOSE | - | AYLESFORD | KE | ME20 7UB | 2015-05-22 | 3 | 0.5 |  | AYLESFORD WTW |  | pH | 6 | 10 | pH Units | 31.3 | Vehicle and plant washing (Low Impact) | Kent West | Vehicle Washing: Mobile Plant Washdown process | Pre Market Reform | Consent | -
16434 | 1 | Low Risk Consent | Speedy Asset Services Limited | Chase House | 16 The Parks | Newton Le Willows | Merseyside | - | WA12 0JQ | UNIT 8 | WOOD CLOSE | - | AYLESFORD | KE | ME20 7UB | 2015-05-22 | 3 | 0.5 |  | AYLESFORD WTW |  | Solids Suspended 105 Degrees C | - | 400 | mg/l | 31.3 | Vehicle and plant washing (Low Impact) | Kent West | Vehicle Washing: Mobile Plant Washdown process | Pre Market Reform | Consent | -
16435 | 1 | Tier 2 Consent | Grupo Bimbo UK Limited | - | Swinton Meadows Industrial Estate | Swinton | Rotherham | South Yorkshire | S64 8AB | ST LAURENCE AVENUE UNIT 1-7 | TWENTY TWENTY INDUSTRIAL ESTATE | - | MAIDSTONE | KE | ME16 0LL | 2015-05-26 | 6 | 1 |  | AYLESFORD WTW |  | Chemical Oxygen Demand Shaken as 0 | - | 1000 | mg/l | 9.2 | Food processing - General | Kent West | Food Processing: Bakery/Confectionery process | Pre Market Reform | Consent | -
16435 | 1 | Tier 2 Consent | Grupo Bimbo UK Limited | - | Swinton Meadows Industrial Estate | Swinton | Rotherham | South Yorkshire | S64 8AB | ST LAURENCE AVENUE UNIT 1-7 | TWENTY TWENTY INDUSTRIAL ESTATE | - | MAIDSTONE | KE | ME16 0LL | 2015-05-26 | 6 | 1 |  | AYLESFORD WTW |  | Oil and Grease | - | 200 | mg/l | 9.2 | Food processing - General | Kent West | Food Processing: Bakery/Confectionery process | Pre Market Reform | Consent | -
16435 | 1 | Tier 2 Consent | Grupo Bimbo UK Limited | - | Swinton Meadows Industrial Estate | Swinton | Rotherham | South Yorkshire | S64 8AB | ST LAURENCE AVENUE UNIT 1-7 | TWENTY TWENTY INDUSTRIAL ESTATE | - | MAIDSTONE | KE | ME16 0LL | 2015-05-26 | 6 | 1 |  | AYLESFORD WTW |  | pH | 6 | 10 | pH Units | 9.2 | Food processing - General | Kent West | Food Processing: Bakery/Confectionery process | Pre Market Reform | Consent | -
16435 | 1 | Tier 2 Consent | Grupo Bimbo UK Limited | - | Swinton Meadows Industrial Estate | Swinton | Rotherham | South Yorkshire | S64 8AB | ST LAURENCE AVENUE UNIT 1-7 | TWENTY TWENTY INDUSTRIAL ESTATE | - | MAIDSTONE | KE | ME16 0LL | 2015-05-26 | 6 | 1 |  | AYLESFORD WTW |  | Solids Suspended 105 Degrees C | - | 400 | mg/l | 9.2 | Food processing - General | Kent West | Food Processing: Bakery/Confectionery process | Pre Market Reform | Consent | -
16436 | 1 | Tier 2 Consent | Sports And Leisure Management Ltd | 2 | Watling Drive | Sketchley Meadows | Hinckley | - | LE10 3EY | HOLLY HILL LEISURE CENTRE | BARNES LANE | - | SOUTHAMPTON | HA | SO31 7BJ | 2016-10-01 | 13 | 10.6 | 0001 - 2359 | PEEL COMMON WTW | mh 4002 - Barnes Lane | Chemical Oxygen Demand Settled as 0 | - | 800 | mg/l | 32.1 | Leisure facilities | Hampshire East | Swimming Pools: Commercial Swimming Pools process | Pre Market Reform | Consent | -
16436 | 1 | Tier 2 Consent | Sports And Leisure Management Ltd | 2 | Watling Drive | Sketchley Meadows | Hinckley | - | LE10 3EY | HOLLY HILL LEISURE CENTRE | BARNES LANE | - | SOUTHAMPTON | HA | SO31 7BJ | 2016-10-01 | 13 | 10.6 | 0001 - 2359 | PEEL COMMON WTW | mh 4002 - Barnes Lane | pH | 6 | 10 | pH Units | 32.1 | Leisure facilities | Hampshire East | Swimming Pools: Commercial Swimming Pools process | Pre Market Reform | Consent | -
16436 | 1 | Tier 2 Consent | Sports And Leisure Management Ltd | 2 | Watling Drive | Sketchley Meadows | Hinckley | - | LE10 3EY | HOLLY HILL LEISURE CENTRE | BARNES LANE | - | SOUTHAMPTON | HA | SO31 7BJ | 2016-10-01 | 13 | 10.6 | 0001 - 2359 | PEEL COMMON WTW | mh 4002 - Barnes Lane | Solids Suspended 105 Degrees C | - | 400 | mg/l | 32.1 | Leisure facilities | Hampshire East | Swimming Pools: Commercial Swimming Pools process | Pre Market Reform | Consent | -
16442 | 1 | Low Risk Consent | Royal Mail Group Limited | 185 | Farringdon Road |  | London |  | EC1A 1AA | PSER/0435PE | CHIEFTAN CLOSE | - | GILLINGHAM | KE | ME8 0PP | 2015-06-01 | 1 | 1 |  | MOTNEY HILL WTW |  | Chemical Oxygen Demand Shaken as 0 | - | 800 | mg/l | 31.3 | Vehicle and plant washing (Low Impact) | Kent West | Vehicle Washing | Pre Market Reform | Consent | -
16442 | 1 | Low Risk Consent | Royal Mail Group Limited | 185 | Farringdon Road |  | London |  | EC1A 1AA | PSER/0435PE | CHIEFTAN CLOSE | - | GILLINGHAM | KE | ME8 0PP | 2015-06-01 | 1 | 1 |  | MOTNEY HILL WTW |  | pH | 6 | 10 | pH Units | 31.3 | Vehicle and plant washing (Low Impact) | Kent West | Vehicle Washing | Pre Market Reform | Consent | -
16442 | 1 | Low Risk Consent | Royal Mail Group Limited | 185 | Farringdon Road |  | London |  | EC1A 1AA | PSER/0435PE | CHIEFTAN CLOSE | - | GILLINGHAM | KE | ME8 0PP | 2015-06-01 | 1 | 1 |  | MOTNEY HILL WTW |  | Solids Suspended 105 Degrees C | - | 400 | mg/l | 31.3 | Vehicle and plant washing (Low Impact) | Kent West | Vehicle Washing | Pre Market Reform | Consent | -
16447 | 6 | Tier 2 Consent | Ebrofrost UK Limited | Ebrofrost Uk | Hobbs Lane | Beckley | Rye | East Sussex | TN31 6TS |  | HOBBS LANE | - | RYE | SE | TN31 6TS | 2015-12-01 | 25 | 0.8 | 24 hours | BECKLEY WTW | Hobbs Lane | Alkalinity (as CaCO3) | 100 | 300 | mg/l | 9.1 | Food/drink processing - high sugar/prepared meals | Sussex East | Food Processing: Prepared Meals process | Pre Market Reform | Consent | BECKLEY GRAVITY (STREAM LANE)
16447 | 6 | Tier 2 Consent | Ebrofrost UK Limited | Ebrofrost Uk | Hobbs Lane | Beckley | Rye | East Sussex | TN31 6TS |  | HOBBS LANE | - | RYE | SE | TN31 6TS | 2015-12-01 | 25 | 0.8 | 24 hours | BECKLEY WTW | Hobbs Lane | Chemical Oxygen Demand Shaken as 0 | - | 2400 | mg/l | 9.1 | Food/drink processing - high sugar/prepared meals | Sussex East | Food Processing: Prepared Meals process | Pre Market Reform | Consent | BECKLEY GRAVITY (STREAM LANE)
16447 | 6 | Tier 2 Consent | Ebrofrost UK Limited | Ebrofrost Uk | Hobbs Lane | Beckley | Rye | East Sussex | TN31 6TS |  | HOBBS LANE | - | RYE | SE | TN31 6TS | 2015-12-01 | 25 | 0.8 | 24 hours | BECKLEY WTW | Hobbs Lane | Nitrogen Ammoniacal as N | - | 35 | mg/l | 9.1 | Food/drink processing - high sugar/prepared meals | Sussex East | Food Processing: Prepared Meals process | Pre Market Reform | Consent | BECKLEY GRAVITY (STREAM LANE)
16447 | 6 | Tier 2 Consent | Ebrofrost UK Limited | Ebrofrost Uk | Hobbs Lane | Beckley | Rye | East Sussex | TN31 6TS |  | HOBBS LANE | - | RYE | SE | TN31 6TS | 2015-12-01 | 25 | 0.8 | 24 hours | BECKLEY WTW | Hobbs Lane | pH | 6 | 10 | pH Units | 9.1 | Food/drink processing - high sugar/prepared meals | Sussex East | Food Processing: Prepared Meals process | Pre Market Reform | Consent | BECKLEY GRAVITY (STREAM LANE)
16447 | 6 | Tier 2 Consent | Ebrofrost UK Limited | Ebrofrost Uk | Hobbs Lane | Beckley | Rye | East Sussex | TN31 6TS |  | HOBBS LANE | - | RYE | SE | TN31 6TS | 2015-12-01 | 25 | 0.8 | 24 hours | BECKLEY WTW | Hobbs Lane | Solids Suspended 105 Degrees C | - | 500 | mg/l | 9.1 | Food/drink processing - high sugar/prepared meals | Sussex East | Food Processing: Prepared Meals process | Pre Market Reform | Consent | BECKLEY GRAVITY (STREAM LANE)
16449 | 1 | Low Risk Consent | Petrogas Group UK Limited | Office 3 | The Limes Dunstable Street | Ampthill | Bedford | - | MK45 2GJ | SHELL PETROL SERVICE STATION | HIGH STREET | - | UCKFIELD | SE | TN22 5DL | 2015-05-01 | 1 | 0.2 | any time | UCKFIELD WTW | High Street | Chemical Oxygen Demand Shaken as 0 | - | 800 | mg/l | 31.2 | Vehicle and plant washing (Low Impact) | Sussex East | Vehicle Washing: Jet Wash process | Pre Market Reform | Consent | -
16449 | 1 | Low Risk Consent | Petrogas Group UK Limited | Office 3 | The Limes Dunstable Street | Ampthill | Bedford | - | MK45 2GJ | SHELL PETROL SERVICE STATION | HIGH STREET | - | UCKFIELD | SE | TN22 5DL | 2015-05-01 | 1 | 0.2 | any time | UCKFIELD WTW | High Street | pH | 6 | 10 | pH Units | 31.2 | Vehicle and plant washing (Low Impact) | Sussex East | Vehicle Washing: Jet Wash process | Pre Market Reform | Consent | -
16449 | 1 | Low Risk Consent | Petrogas Group UK Limited | Office 3 | The Limes Dunstable Street | Ampthill | Bedford | - | MK45 2GJ | SHELL PETROL SERVICE STATION | HIGH STREET | - | UCKFIELD | SE | TN22 5DL | 2015-05-01 | 1 | 0.2 | any time | UCKFIELD WTW | High Street | Solids Suspended 105C at pH7 | - | 400 | mg/l | 31.2 | Vehicle and plant washing (Low Impact) | Sussex East | Vehicle Washing: Jet Wash process | Pre Market Reform | Consent | -
16452 | 1 | Low Risk Consent | MB South Limited | Lookers House | 3 Etchells Road | West Timperley | Altrincham | - | WA14 5XS | Mercedes Benz of Brighton | VICTORIA ROAD | Portslade | BRIGHTON | SE | BN41 1DY | 2015-05-29 | 4 | 2 | 08:00 - 17:30 | PEACEHAVEN WTW | Victoria Road | Chemical Oxygen Demand Shaken as 0 | - | 800 | mg/l | 31.2 | Vehicle and plant washing (Low Impact) | Sussex East | Vehicle Washing: Jet Wash process | Pre Market Reform | Consent | -
16452 | 1 | Low Risk Consent | MB South Limited | Lookers House | 3 Etchells Road | West Timperley | Altrincham | - | WA14 5XS | Mercedes Benz of Brighton | VICTORIA ROAD | Portslade | BRIGHTON | SE | BN41 1DY | 2015-05-29 | 4 | 2 | 08:00 - 17:30 | PEACEHAVEN WTW | Victoria Road | pH | 6 | 10 | pH Units | 31.2 | Vehicle and plant washing (Low Impact) | Sussex East | Vehicle Washing: Jet Wash process | Pre Market Reform | Consent | -
16452 | 1 | Low Risk Consent | MB South Limited | Lookers House | 3 Etchells Road | West Timperley | Altrincham | - | WA14 5XS | Mercedes Benz of Brighton | VICTORIA ROAD | Portslade | BRIGHTON | SE | BN41 1DY | 2015-05-29 | 4 | 2 | 08:00 - 17:30 | PEACEHAVEN WTW | Victoria Road | Solids Suspended 105 Degrees C | - | 400 | mg/l | 31.2 | Vehicle and plant washing (Low Impact) | Sussex East | Vehicle Washing: Jet Wash process | Pre Market Reform | Consent | -
16453 | 1 | Low Risk Consent | Brighton & Sussex Hospitals NHS Trust | Royal Sussex County Hospital | Eastern Road | - | Brighton | East Sussex | BN2 5BE | ROYAL SUSSEX COUNTY HOSPITAL | EASTERN ROAD | - | BRIGHTON | SE | BN2 5BE | 2015-06-01 | 25 | 2 | Any time | PEACEHAVEN WTW | Eastern Road | Chemical Oxygen Demand Shaken as 0 | - | 800 | mg/l | 38.2 | Laboratory and research activities (Low Impact) | Sussex East | Component Cleaning: Equipment Cleaning process | Pre Market Reform | Consent | -
16453 | 1 | Low Risk Consent | Brighton & Sussex Hospitals NHS Trust | Royal Sussex County Hospital | Eastern Road | - | Brighton | East Sussex | BN2 5BE | ROYAL SUSSEX COUNTY HOSPITAL | EASTERN ROAD | - | BRIGHTON | SE | BN2 5BE | 2015-06-01 | 25 | 2 | Any time | PEACEHAVEN WTW | Eastern Road | Chlorine Free as Cl2 | - | 2 | mg/l | 38.2 | Laboratory and research activities (Low Impact) | Sussex East | Component Cleaning: Equipment Cleaning process | Pre Market Reform | Consent | -
16453 | 1 | Low Risk Consent | Brighton & Sussex Hospitals NHS Trust | Royal Sussex County Hospital | Eastern Road | - | Brighton | East Sussex | BN2 5BE | ROYAL SUSSEX COUNTY HOSPITAL | EASTERN ROAD | - | BRIGHTON | SE | BN2 5BE | 2015-06-01 | 25 | 2 | Any time | PEACEHAVEN WTW | Eastern Road | Detergents Anionic | - | 20 | mg/l | 38.2 | Laboratory and research activities (Low Impact) | Sussex East | Component Cleaning: Equipment Cleaning process | Pre Market Reform | Consent | -
16453 | 1 | Low Risk Consent | Brighton & Sussex Hospitals NHS Trust | Royal Sussex County Hospital | Eastern Road | - | Brighton | East Sussex | BN2 5BE | ROYAL SUSSEX COUNTY HOSPITAL | EASTERN ROAD | - | BRIGHTON | SE | BN2 5BE | 2015-06-01 | 25 | 2 | Any time | PEACEHAVEN WTW | Eastern Road | Detergents Non-Ionic | - | 20 | mg/l | 38.2 | Laboratory and research activities (Low Impact) | Sussex East | Component Cleaning: Equipment Cleaning process | Pre Market Reform | Consent | -
16453 | 1 | Low Risk Consent | Brighton & Sussex Hospitals NHS Trust | Royal Sussex County Hospital | Eastern Road | - | Brighton | East Sussex | BN2 5BE | ROYAL SUSSEX COUNTY HOSPITAL | EASTERN ROAD | - | BRIGHTON | SE | BN2 5BE | 2015-06-01 | 25 | 2 | Any time | PEACEHAVEN WTW | Eastern Road | pH | 6 | 10 | pH Units | 38.2 | Laboratory and research activities (Low Impact) | Sussex East | Component Cleaning: Equipment Cleaning process | Pre Market Reform | Consent | -
16453 | 1 | Low Risk Consent | Brighton & Sussex Hospitals NHS Trust | Royal Sussex County Hospital | Eastern Road | - | Brighton | East Sussex | BN2 5BE | ROYAL SUSSEX COUNTY HOSPITAL | EASTERN ROAD | - | BRIGHTON | SE | BN2 5BE | 2015-06-01 | 25 | 2 | Any time | PEACEHAVEN WTW | Eastern Road | Solids Suspended 105 Degrees C | - | 400 | mg/l | 38.2 | Laboratory and research activities (Low Impact) | Sussex East | Component Cleaning: Equipment Cleaning process | Pre Market Reform | Consent | -
16453 | 1 | Low Risk Consent | Brighton & Sussex Hospitals NHS Trust | Royal Sussex County Hospital | Eastern Road | - | Brighton | East Sussex | BN2 5BE | ROYAL SUSSEX COUNTY HOSPITAL | EASTERN ROAD | - | BRIGHTON | SE | BN2 5BE | 2015-06-01 | 25 | 2 | Any time | PEACEHAVEN WTW | Eastern Road | Sulphate as S04 | - | 500 | mg/l | 38.2 | Laboratory and research activities (Low Impact) | Sussex East | Component Cleaning: Equipment Cleaning process | Pre Market Reform | Consent | -
16457 | 1 | Low Risk Consent | Royal Mail Group Limited | 185 | Farringdon Road |  | London |  | EC1A 1AA | ASHFORD DELIVERY OFFICE | TANNERY LANE | - | ASHFORD | KE | TN23 1AB | 2015-06-09 | 0.8 | 0.166 | 0000-2359 | ASHFORD WTW | Tannery Lane | Chemical Oxygen Demand Shaken as 0 | - | 800 | mg/l | 31.3 | Vehicle and plant washing (Low Impact) | Kent East | Vehicle Washing: General Wash process | Pre Market Reform | Consent | -
16457 | 1 | Low Risk Consent | Royal Mail Group Limited | 185 | Farringdon Road |  | London |  | EC1A 1AA | ASHFORD DELIVERY OFFICE | TANNERY LANE | - | ASHFORD | KE | TN23 1AB | 2015-06-09 | 0.8 | 0.166 | 0000-2359 | ASHFORD WTW | Tannery Lane | pH | 6 | 10 | pH Units | 31.3 | Vehicle and plant washing (Low Impact) | Kent East | Vehicle Washing: General Wash process | Pre Market Reform | Consent | -
16457 | 1 | Low Risk Consent | Royal Mail Group Limited | 185 | Farringdon Road |  | London |  | EC1A 1AA | ASHFORD DELIVERY OFFICE | TANNERY LANE | - | ASHFORD | KE | TN23 1AB | 2015-06-09 | 0.8 | 0.166 | 0000-2359 | ASHFORD WTW | Tannery Lane | Solids Suspended 105 Degrees C | - | 400 | mg/l | 31.3 | Vehicle and plant washing (Low Impact) | Kent East | Vehicle Washing: General Wash process | Pre Market Reform | Consent | -
16457 | 1 | Low Risk Consent | Royal Mail Group Limited | 185 | Farringdon Road |  | London |  | EC1A 1AA | ASHFORD DELIVERY OFFICE | TANNERY LANE | - | ASHFORD | KE | TN23 1AB | 2015-06-09 | 0.8 | 0.166 | 0000-2359 | ASHFORD WTW | Tannery Lane | Sulphate as S04 | - | 500 | mg/l | 31.3 | Vehicle and plant washing (Low Impact) | Kent East | Vehicle Washing: General Wash process | Pre Market Reform | Consent | -
16458 | 1 | Low Risk Consent | Micheldever Tyre Services Limited | - | - | Micheldever Station | Winchester | Hampshire | SO21 3AP | RING TOWER CENTRE | MOORSIDE ROAD | - | WINCHESTER | HA | SO23 7RZ | 2015-06-09 | 4 | 0.5 | 00:00 - 23:59 | MORESTEAD ROAD WINCHESTER WTW | Moorside Road | Chemical Oxygen Demand Shaken as 0 | - | 800 | mg/l | 31.2 | Vehicle and plant washing (Low Impact) | Hampshire West | Vehicle Washing process | Pre Market Reform | Consent | -
16458 | 1 | Low Risk Consent | Micheldever Tyre Services Limited | - | - | Micheldever Station | Winchester | Hampshire | SO21 3AP | RING TOWER CENTRE | MOORSIDE ROAD | - | WINCHESTER | HA | SO23 7RZ | 2015-06-09 | 4 | 0.5 | 00:00 - 23:59 | MORESTEAD ROAD WINCHESTER WTW | Moorside Road | pH | 6 | 10 | pH Units | 31.2 | Vehicle and plant washing (Low Impact) | Hampshire West | Vehicle Washing process | Pre Market Reform | Consent | -
16458 | 1 | Low Risk Consent | Micheldever Tyre Services Limited | - | - | Micheldever Station | Winchester | Hampshire | SO21 3AP | RING TOWER CENTRE | MOORSIDE ROAD | - | WINCHESTER | HA | SO23 7RZ | 2015-06-09 | 4 | 0.5 | 00:00 - 23:59 | MORESTEAD ROAD WINCHESTER WTW | Moorside Road | Solids Suspended 105 Degrees C | - | 400 | mg/l | 31.2 | Vehicle and plant washing (Low Impact) | Hampshire West | Vehicle Washing process | Pre Market Reform | Consent | -
16461 | 1 | Low Risk Consent | Aqua Cars Limited | Venture House | The Tanneries | East Street | Titchfield | Hampshire | PO14 4AR | Unit 12 - 13 Partnership Business Park |  | Rodney Road | Portsmouth | Hampshire | PO4 8DF | 2015-06-01 | 4.9 | 1 | 0001 - 2359 | BUDDS FARM HAVANT WTW | Rodney Road | Chemical Oxygen Demand Shaken as 0 | - | 800 | mg/l | 31.3 | Vehicle and plant washing (Low Impact) | Hampshire East | Vehicle Washing: Jet Wash process | Pre Market Reform | Consent | -
16461 | 1 | Low Risk Consent | Aqua Cars Limited | Venture House | The Tanneries | East Street | Titchfield | Hampshire | PO14 4AR | Unit 12 - 13 Partnership Business Park |  | Rodney Road | Portsmouth | Hampshire | PO4 8DF | 2015-06-01 | 4.9 | 1 | 0001 - 2359 | BUDDS FARM HAVANT WTW | Rodney Road | Oil and Grease | - | 200 | mg/l | 31.3 | Vehicle and plant washing (Low Impact) | Hampshire East | Vehicle Washing: Jet Wash process | Pre Market Reform | Consent | -
16461 | 1 | Low Risk Consent | Aqua Cars Limited | Venture House | The Tanneries | East Street | Titchfield | Hampshire | PO14 4AR | Unit 12 - 13 Partnership Business Park |  | Rodney Road | Portsmouth | Hampshire | PO4 8DF | 2015-06-01 | 4.9 | 1 | 0001 - 2359 | BUDDS FARM HAVANT WTW | Rodney Road | pH | 6 | 10 | pH Units | 31.3 | Vehicle and plant washing (Low Impact) | Hampshire East | Vehicle Washing: Jet Wash process | Pre Market Reform | Consent | -
16461 | 1 | Low Risk Consent | Aqua Cars Limited | Venture House | The Tanneries | East Street | Titchfield | Hampshire | PO14 4AR | Unit 12 - 13 Partnership Business Park |  | Rodney Road | Portsmouth | Hampshire | PO4 8DF | 2015-06-01 | 4.9 | 1 | 0001 - 2359 | BUDDS FARM HAVANT WTW | Rodney Road | Solids Suspended 105 Degrees C | - | 400 | mg/l | 31.3 | Vehicle and plant washing (Low Impact) | Hampshire East | Vehicle Washing: Jet Wash process | Pre Market Reform | Consent | -
16464 | 1 | Low Risk Consent | Queensway Car Wash Limited | 79 | Bullar Road | - | Southampton | - | SO18 1GT | 1 GROUND FLOOR | QUEENSWAY | - | SOUTHAMPTON | HA | SO14 3AQ | 2015-06-12 | 5 | 3 | 00:01 - 24:00 | MILLBROOK WTW | Queensway | Chemical Oxygen Demand Shaken as 0 | - | 800 | mg/l | 31.2 | Vehicle and plant washing (Low Impact) | Hampshire West | Vehicle Washing: General Wash process | Pre Market Reform | Consent | -
16464 | 1 | Low Risk Consent | Queensway Car Wash Limited | 79 | Bullar Road | - | Southampton | - | SO18 1GT | 1 GROUND FLOOR | QUEENSWAY | - | SOUTHAMPTON | HA | SO14 3AQ | 2015-06-12 | 5 | 3 | 00:01 - 24:00 | MILLBROOK WTW | Queensway | Oil and Grease | - | 200 | mg/l | 31.2 | Vehicle and plant washing (Low Impact) | Hampshire West | Vehicle Washing: General Wash process | Pre Market Reform | Consent | -
16464 | 1 | Low Risk Consent | Queensway Car Wash Limited | 79 | Bullar Road | - | Southampton | - | SO18 1GT | 1 GROUND FLOOR | QUEENSWAY | - | SOUTHAMPTON | HA | SO14 3AQ | 2015-06-12 | 5 | 3 | 00:01 - 24:00 | MILLBROOK WTW | Queensway | pH | 6 | 10 | pH Units | 31.2 | Vehicle and plant washing (Low Impact) | Hampshire West | Vehicle Washing: General Wash process | Pre Market Reform | Consent | -
16464 | 1 | Low Risk Consent | Queensway Car Wash Limited | 79 | Bullar Road | - | Southampton | - | SO18 1GT | 1 GROUND FLOOR | QUEENSWAY | - | SOUTHAMPTON | HA | SO14 3AQ | 2015-06-12 | 5 | 3 | 00:01 - 24:00 | MILLBROOK WTW | Queensway | Solids Suspended 105 Degrees C | - | 400 | mg/l | 31.2 | Vehicle and plant washing (Low Impact) | Hampshire West | Vehicle Washing: General Wash process | Pre Market Reform | Consent | -
16465 | 1 | Low Risk Consent | Clean Getaway Limited | 56 | Portswood Road | Portswood | Southampton | Hampshire | SO17 2FW | 88 - 94 | PORTSWOOD ROAD | - | SOUTHAMPTON | SP | SO17 2FW | 2015-06-12 | 5 | 3 | at any time | PORTSWOOD WTW | Portswood Road | Chemical Oxygen Demand Shaken as 0 | - | 800 | mg/l | 31.2 | Vehicle and plant washing (Low Impact) | Hampshire West | Vehicle Washing: General Wash process | Pre Market Reform | Consent | -
16465 | 1 | Low Risk Consent | Clean Getaway Limited | 56 | Portswood Road | Portswood | Southampton | Hampshire | SO17 2FW | 88 - 94 | PORTSWOOD ROAD | - | SOUTHAMPTON | SP | SO17 2FW | 2015-06-12 | 5 | 3 | at any time | PORTSWOOD WTW | Portswood Road | Oil and Grease | - | 200 | mg/l | 31.2 | Vehicle and plant washing (Low Impact) | Hampshire West | Vehicle Washing: General Wash process | Pre Market Reform | Consent | -
16465 | 1 | Low Risk Consent | Clean Getaway Limited | 56 | Portswood Road | Portswood | Southampton | Hampshire | SO17 2FW | 88 - 94 | PORTSWOOD ROAD | - | SOUTHAMPTON | SP | SO17 2FW | 2015-06-12 | 5 | 3 | at any time | PORTSWOOD WTW | Portswood Road | pH | 6 | 10 | pH Units | 31.2 | Vehicle and plant washing (Low Impact) | Hampshire West | Vehicle Washing: General Wash process | Pre Market Reform | Consent | -
16465 | 1 | Low Risk Consent | Clean Getaway Limited | 56 | Portswood Road | Portswood | Southampton | Hampshire | SO17 2FW | 88 - 94 | PORTSWOOD ROAD | - | SOUTHAMPTON | SP | SO17 2FW | 2015-06-12 | 5 | 3 | at any time | PORTSWOOD WTW | Portswood Road | Solids Suspended 105 Degrees C | - | 400 | mg/l | 31.2 | Vehicle and plant washing (Low Impact) | Hampshire West | Vehicle Washing: General Wash process | Pre Market Reform | Consent | -
16470 | 1 | Low Risk Consent | G.B. Terminals Limited | Meridian House | Alexandra Dock North | - | Grimsby | Lincolnshire | DN31 3UA |  | West Bay Road | Western Dock | Southampton | Hampshire | SO15 1HE | 2015-06-17 | 7 | 0.3 | At any time | MILLBROOK WTW | West Bay road | Chemical Oxygen Demand Shaken as 0 | - | 800 | mg/l | 31.2 | Vehicle and plant washing (Low Impact) | Hampshire West | Vehicle Washing: Jet Wash process | Pre Market Reform | Consent | -
16470 | 1 | Low Risk Consent | G.B. Terminals Limited | Meridian House | Alexandra Dock North | - | Grimsby | Lincolnshire | DN31 3UA |  | West Bay Road | Western Dock | Southampton | Hampshire | SO15 1HE | 2015-06-17 | 7 | 0.3 | At any time | MILLBROOK WTW | West Bay road | Oil and Grease | - | 200 | mg/l | 31.2 | Vehicle and plant washing (Low Impact) | Hampshire West | Vehicle Washing: Jet Wash process | Pre Market Reform | Consent | -
16470 | 1 | Low Risk Consent | G.B. Terminals Limited | Meridian House | Alexandra Dock North | - | Grimsby | Lincolnshire | DN31 3UA |  | West Bay Road | Western Dock | Southampton | Hampshire | SO15 1HE | 2015-06-17 | 7 | 0.3 | At any time | MILLBROOK WTW | West Bay road | pH | 6 | 10 | pH Units | 31.2 | Vehicle and plant washing (Low Impact) | Hampshire West | Vehicle Washing: Jet Wash process | Pre Market Reform | Consent | -
16470 | 1 | Low Risk Consent | G.B. Terminals Limited | Meridian House | Alexandra Dock North | - | Grimsby | Lincolnshire | DN31 3UA |  | West Bay Road | Western Dock | Southampton | Hampshire | SO15 1HE | 2015-06-17 | 7 | 0.3 | At any time | MILLBROOK WTW | West Bay road | Solids Suspended 105 Degrees C | - | 400 | mg/l | 31.2 | Vehicle and plant washing (Low Impact) | Hampshire West | Vehicle Washing: Jet Wash process | Pre Market Reform | Consent | -
16472 | 4 | Tier 1 Consent | Ashford Cattle Market Company Limited(The) | 11 | Bank Street | - | Ashford | Kent | TN23 1DA | OFFICES-NEW ASHFORD CATTLE MKT | MONUMENT WAY | - | SEVINGTON ASHFORD | KE | TN24 0HB | 2015-07-01 | 250 | 3 | 0000-2359 | ASHFORD WTW | Monument Way | Chemical Oxygen Demand Shaken as 0 | - | 400 | mg/l | 30.1 | Farming, livestock markets, horticulture and related activities | Kent East | Market washdown | Animal market. | Consent | CANTERBURY ROAD SOUTH WILLESBOROUGH WPS
16472 | 4 | Tier 1 Consent | Ashford Cattle Market Company Limited(The) | 11 | Bank Street | - | Ashford | Kent | TN23 1DA | OFFICES-NEW ASHFORD CATTLE MKT | MONUMENT WAY | - | SEVINGTON ASHFORD | KE | TN24 0HB | 2015-07-01 | 250 | 3 | 0000-2359 | ASHFORD WTW | Monument Way | Nitrogen Ammoniacal as N | - | 5 | mg/l | 30.1 | Farming, livestock markets, horticulture and related activities | Kent East | Market washdown | Animal market. | Consent | CANTERBURY ROAD SOUTH WILLESBOROUGH WPS
16472 | 4 | Tier 1 Consent | Ashford Cattle Market Company Limited(The) | 11 | Bank Street | - | Ashford | Kent | TN23 1DA | OFFICES-NEW ASHFORD CATTLE MKT | MONUMENT WAY | - | SEVINGTON ASHFORD | KE | TN24 0HB | 2015-07-01 | 250 | 3 | 0000-2359 | ASHFORD WTW | Monument Way | pH | 6 | 10 | pH Units | 30.1 | Farming, livestock markets, horticulture and related activities | Kent East | Market washdown | Animal market. | Consent | CANTERBURY ROAD SOUTH WILLESBOROUGH WPS
16472 | 4 | Tier 1 Consent | Ashford Cattle Market Company Limited(The) | 11 | Bank Street | - | Ashford | Kent | TN23 1DA | OFFICES-NEW ASHFORD CATTLE MKT | MONUMENT WAY | - | SEVINGTON ASHFORD | KE | TN24 0HB | 2015-07-01 | 250 | 3 | 0000-2359 | ASHFORD WTW | Monument Way | Phosphate Total as P. | - | 30 | mg/l | 30.1 | Farming, livestock markets, horticulture and related activities | Kent East | Market washdown | Animal market. | Consent | CANTERBURY ROAD SOUTH WILLESBOROUGH WPS
16472 | 4 | Tier 1 Consent | Ashford Cattle Market Company Limited(The) | 11 | Bank Street | - | Ashford | Kent | TN23 1DA | OFFICES-NEW ASHFORD CATTLE MKT | MONUMENT WAY | - | SEVINGTON ASHFORD | KE | TN24 0HB | 2015-07-01 | 250 | 3 | 0000-2359 | ASHFORD WTW | Monument Way | Solids Suspended 105 Degrees C | - | 200 | mg/l | 30.1 | Farming, livestock markets, horticulture and related activities | Kent East | Market washdown | Animal market. | Consent | CANTERBURY ROAD SOUTH WILLESBOROUGH WPS
16472 | 4 | Tier 1 Consent | Ashford Cattle Market Company Limited(The) | 11 | Bank Street | - | Ashford | Kent | TN23 1DA | OFFICES-NEW ASHFORD CATTLE MKT | MONUMENT WAY | - | SEVINGTON ASHFORD | KE | TN24 0HB | 2015-07-01 | 250 | 3 | 0000-2359 | ASHFORD WTW | Monument Way | Sulphate as S04 | - | 500 | mg/l | 30.1 | Farming, livestock markets, horticulture and related activities | Kent East | Market washdown | Animal market. | Consent | CANTERBURY ROAD SOUTH WILLESBOROUGH WPS
16481 | 1 | Low Risk Consent | Brandon Hire Limited | Central House Beckwith Knowle | Otley Road | Harrogate | - | North Yorkshire | HG3 1UD | 12C | SOVEREIGN WAY | - | TONBRIDGE | KE | TN12 9QF | 2015-06-26 | 1 | 10 |  | TONBRIDGE WTW |  | Chemical Oxygen Demand Shaken as 0 | - | 800 | mg/l | 31.3 | Vehicle and plant washing (Low Impact) | Kent West | Vehicle Washing: Mobile Plant Washdown process | Pre Market Reform | Consent | -
16481 | 1 | Low Risk Consent | Brandon Hire Limited | Central House Beckwith Knowle | Otley Road | Harrogate | - | North Yorkshire | HG3 1UD | 12C | SOVEREIGN WAY | - | TONBRIDGE | KE | TN12 9QF | 2015-06-26 | 1 | 10 |  | TONBRIDGE WTW |  | pH | 6 | 10 | pH Units | 31.3 | Vehicle and plant washing (Low Impact) | Kent West | Vehicle Washing: Mobile Plant Washdown process | Pre Market Reform | Consent | -
16481 | 1 | Low Risk Consent | Brandon Hire Limited | Central House Beckwith Knowle | Otley Road | Harrogate | - | North Yorkshire | HG3 1UD | 12C | SOVEREIGN WAY | - | TONBRIDGE | KE | TN12 9QF | 2015-06-26 | 1 | 10 |  | TONBRIDGE WTW |  | Solids Suspended 105 Degrees C | - | 400 | mg/l | 31.3 | Vehicle and plant washing (Low Impact) | Kent West | Vehicle Washing: Mobile Plant Washdown process | Pre Market Reform | Consent | -
16483 | 1 | Low Risk Consent | Inchcape Retail Limited | First Floor, Unit 3140 | Park Square Solihull Parkway | Birmingham Business Park | Birmingham | - | B37 7YN | BROOK FARM THE COOPER GROUP LTD TONBRIDGE MINI | FIVE OAK GREEN ROAD | - | TONBRIDGE | KE | TN11 0QN | 2015-07-01 | 3.15 | 0.3 |  | TONBRIDGE WTW |  | Chemical Oxygen Demand Shaken as 0 | - | 800 | mg/l | 31.3 | Vehicle and plant washing (Low Impact) | Kent West | Vehicle Washing: Jet Wash process | Pre Market Reform | Consent | -
16483 | 1 | Low Risk Consent | Inchcape Retail Limited | First Floor, Unit 3140 | Park Square Solihull Parkway | Birmingham Business Park | Birmingham | - | B37 7YN | BROOK FARM THE COOPER GROUP LTD TONBRIDGE MINI | FIVE OAK GREEN ROAD | - | TONBRIDGE | KE | TN11 0QN | 2015-07-01 | 3.15 | 0.3 |  | TONBRIDGE WTW |  | pH | 6 | 10 | pH Units | 31.3 | Vehicle and plant washing (Low Impact) | Kent West | Vehicle Washing: Jet Wash process | Pre Market Reform | Consent | -
16483 | 1 | Low Risk Consent | Inchcape Retail Limited | First Floor, Unit 3140 | Park Square Solihull Parkway | Birmingham Business Park | Birmingham | - | B37 7YN | BROOK FARM THE COOPER GROUP LTD TONBRIDGE MINI | FIVE OAK GREEN ROAD | - | TONBRIDGE | KE | TN11 0QN | 2015-07-01 | 3.15 | 0.3 |  | TONBRIDGE WTW |  | Solids Suspended 105 Degrees C | - | 400 | mg/l | 31.3 | Vehicle and plant washing (Low Impact) | Kent West | Vehicle Washing: Jet Wash process | Pre Market Reform | Consent | -
16484 | 1 | Low Risk Consent | Abbott Laboratories Limited | Abbott House Vanwall Business Park | Vanwall Road |  | Maidenhead | Berkshire | SL6 4XE | 1-2 SOVEREIGN HOUSE | BINGHAM ROAD |  | SITTINGBOURNE | KE | ME10 3SU | 2015-07-01 | 0.3 | 1 |  | SITTINGBOURNE WTW |  | Chemical Oxygen Demand Shaken as 0 | - | 800 | mg/l | 38.2 | Laboratory and research activities (Low Impact) | Kent West | Laboratories: Laboratories process | Pre Market Reform | Consent | -
16484 | 1 | Low Risk Consent | Abbott Laboratories Limited | Abbott House Vanwall Business Park | Vanwall Road |  | Maidenhead | Berkshire | SL6 4XE | 1-2 SOVEREIGN HOUSE | BINGHAM ROAD |  | SITTINGBOURNE | KE | ME10 3SU | 2015-07-01 | 0.3 | 1 |  | SITTINGBOURNE WTW |  | pH | 6 | 10 | pH Units | 38.2 | Laboratory and research activities (Low Impact) | Kent West | Laboratories: Laboratories process | Pre Market Reform | Consent | -
16484 | 1 | Low Risk Consent | Abbott Laboratories Limited | Abbott House Vanwall Business Park | Vanwall Road |  | Maidenhead | Berkshire | SL6 4XE | 1-2 SOVEREIGN HOUSE | BINGHAM ROAD |  | SITTINGBOURNE | KE | ME10 3SU | 2015-07-01 | 0.3 | 1 |  | SITTINGBOURNE WTW |  | Solids Suspended 105 Degrees C | - | 400 | mg/l | 38.2 | Laboratory and research activities (Low Impact) | Kent West | Laboratories: Laboratories process | Pre Market Reform | Consent | -
16489 | 2 | Tier 2 Consent | Tyco Electronics UK Ltd | Company Secretariat | Faraday Road | Dorcan | Swindon | - | SN3 5HH | 4 | STANIER ROAD | - | ST LEONARDS ON SEA | SE | TN38 9RF | 2014-10-01 | 15 | 2 | any time | BEXHILL & HASTINGS WTW | Stanier Road | Chemical Oxygen Demand Shaken as 0 | - | 500 | mg/l | 34.1 | Electrical, electronic and instrument manufacture | Sussex East | Component Cleaning: Component Cleaning process | Pre Market Reform | Consent | -
16489 | 2 | Tier 2 Consent | Tyco Electronics UK Ltd | Company Secretariat | Faraday Road | Dorcan | Swindon | - | SN3 5HH | 4 | STANIER ROAD | - | ST LEONARDS ON SEA | SE | TN38 9RF | 2014-10-01 | 15 | 2 | any time | BEXHILL & HASTINGS WTW | Stanier Road | Copper Total | - | 5 | ug/l | 34.1 | Electrical, electronic and instrument manufacture | Sussex East | Component Cleaning: Component Cleaning process | Pre Market Reform | Consent | -
16489 | 2 | Tier 2 Consent | Tyco Electronics UK Ltd | Company Secretariat | Faraday Road | Dorcan | Swindon | - | SN3 5HH | 4 | STANIER ROAD | - | ST LEONARDS ON SEA | SE | TN38 9RF | 2014-10-01 | 15 | 2 | any time | BEXHILL & HASTINGS WTW | Stanier Road | Oil and Grease | - | 300 | mg/l | 34.1 | Electrical, electronic and instrument manufacture | Sussex East | Component Cleaning: Component Cleaning process | Pre Market Reform | Consent | -
16489 | 2 | Tier 2 Consent | Tyco Electronics UK Ltd | Company Secretariat | Faraday Road | Dorcan | Swindon | - | SN3 5HH | 4 | STANIER ROAD | - | ST LEONARDS ON SEA | SE | TN38 9RF | 2014-10-01 | 15 | 2 | any time | BEXHILL & HASTINGS WTW | Stanier Road | pH | 6 | 11 | pH Units | 34.1 | Electrical, electronic and instrument manufacture | Sussex East | Component Cleaning: Component Cleaning process | Pre Market Reform | Consent | -
16489 | 2 | Tier 2 Consent | Tyco Electronics UK Ltd | Company Secretariat | Faraday Road | Dorcan | Swindon | - | SN3 5HH | 4 | STANIER ROAD | - | ST LEONARDS ON SEA | SE | TN38 9RF | 2014-10-01 | 15 | 2 | any time | BEXHILL & HASTINGS WTW | Stanier Road | Solids Suspended 105 Degrees C | - | 200 | mg/l | 34.1 | Electrical, electronic and instrument manufacture | Sussex East | Component Cleaning: Component Cleaning process | Pre Market Reform | Consent | -
16489 | 2 | Tier 2 Consent | Tyco Electronics UK Ltd | Company Secretariat | Faraday Road | Dorcan | Swindon | - | SN3 5HH | 4 | STANIER ROAD | - | ST LEONARDS ON SEA | SE | TN38 9RF | 2014-10-01 | 15 | 2 | any time | BEXHILL & HASTINGS WTW | Stanier Road | Zinc Total mg/l | - | 15 | ug/l | 34.1 | Electrical, electronic and instrument manufacture | Sussex East | Component Cleaning: Component Cleaning process | Pre Market Reform | Consent | -
16490 | 3 | Tier 2 Consent | Tyco Electronics UK Ltd | Company Secretariat | Faraday Road | Dorcan | Swindon | - | SN3 5HH | 4 | STANIER ROAD | - | ST LEONARDS ON SEA | SE | TN38 9RF | 2014-10-01 | 15 | 2 | any time | BEXHILL & HASTINGS WTW | 4 Stanier Road | Cadmium Total (ug/l) | - | 20 | ug/l | 22.1 | Plating and metal finishing (High Impact) | Sussex East | Metal Finishing: Electropolishing process | Pre Market Reform | Consent | -
16490 | 3 | Tier 2 Consent | Tyco Electronics UK Ltd | Company Secretariat | Faraday Road | Dorcan | Swindon | - | SN3 5HH | 4 | STANIER ROAD | - | ST LEONARDS ON SEA | SE | TN38 9RF | 2014-10-01 | 15 | 2 | any time | BEXHILL & HASTINGS WTW | 4 Stanier Road | Chemical Oxygen Demand Shaken as 0 | - | 500 | mg/l | 22.1 | Plating and metal finishing (High Impact) | Sussex East | Metal Finishing: Electropolishing process | Pre Market Reform | Consent | -
16490 | 3 | Tier 2 Consent | Tyco Electronics UK Ltd | Company Secretariat | Faraday Road | Dorcan | Swindon | - | SN3 5HH | 4 | STANIER ROAD | - | ST LEONARDS ON SEA | SE | TN38 9RF | 2014-10-01 | 15 | 2 | any time | BEXHILL & HASTINGS WTW | 4 Stanier Road | Chromium Total mg/l | - | 3.5 | ug/l | 22.1 | Plating and metal finishing (High Impact) | Sussex East | Metal Finishing: Electropolishing process | Pre Market Reform | Consent | -
16490 | 3 | Tier 2 Consent | Tyco Electronics UK Ltd | Company Secretariat | Faraday Road | Dorcan | Swindon | - | SN3 5HH | 4 | STANIER ROAD | - | ST LEONARDS ON SEA | SE | TN38 9RF | 2014-10-01 | 15 | 2 | any time | BEXHILL & HASTINGS WTW | 4 Stanier Road | Copper Total | - | 5 | ug/l | 22.1 | Plating and metal finishing (High Impact) | Sussex East | Metal Finishing: Electropolishing process | Pre Market Reform | Consent | -
16490 | 3 | Tier 2 Consent | Tyco Electronics UK Ltd | Company Secretariat | Faraday Road | Dorcan | Swindon | - | SN3 5HH | 4 | STANIER ROAD | - | ST LEONARDS ON SEA | SE | TN38 9RF | 2014-10-01 | 15 | 2 | any time | BEXHILL & HASTINGS WTW | 4 Stanier Road | Cyanide Total as Cn | - | 5 | ug/l | 22.1 | Plating and metal finishing (High Impact) | Sussex East | Metal Finishing: Electropolishing process | Pre Market Reform | Consent | -
16490 | 3 | Tier 2 Consent | Tyco Electronics UK Ltd | Company Secretariat | Faraday Road | Dorcan | Swindon | - | SN3 5HH | 4 | STANIER ROAD | - | ST LEONARDS ON SEA | SE | TN38 9RF | 2014-10-01 | 15 | 2 | any time | BEXHILL & HASTINGS WTW | 4 Stanier Road | Nickel Total | - | 8.5 | ug/l | 22.1 | Plating and metal finishing (High Impact) | Sussex East | Metal Finishing: Electropolishing process | Pre Market Reform | Consent | -
16490 | 3 | Tier 2 Consent | Tyco Electronics UK Ltd | Company Secretariat | Faraday Road | Dorcan | Swindon | - | SN3 5HH | 4 | STANIER ROAD | - | ST LEONARDS ON SEA | SE | TN38 9RF | 2014-10-01 | 15 | 2 | any time | BEXHILL & HASTINGS WTW | 4 Stanier Road | pH | 6 | 11 | pH Units | 22.1 | Plating and metal finishing (High Impact) | Sussex East | Metal Finishing: Electropolishing process | Pre Market Reform | Consent | -
16490 | 3 | Tier 2 Consent | Tyco Electronics UK Ltd | Company Secretariat | Faraday Road | Dorcan | Swindon | - | SN3 5HH | 4 | STANIER ROAD | - | ST LEONARDS ON SEA | SE | TN38 9RF | 2014-10-01 | 15 | 2 | any time | BEXHILL & HASTINGS WTW | 4 Stanier Road | Silver Total | - | 1000 | ug/l | 22.1 | Plating and metal finishing (High Impact) | Sussex East | Metal Finishing: Electropolishing process | Pre Market Reform | Consent | -
16490 | 3 | Tier 2 Consent | Tyco Electronics UK Ltd | Company Secretariat | Faraday Road | Dorcan | Swindon | - | SN3 5HH | 4 | STANIER ROAD | - | ST LEONARDS ON SEA | SE | TN38 9RF | 2014-10-01 | 15 | 2 | any time | BEXHILL & HASTINGS WTW | 4 Stanier Road | Solids Suspended 105 Degrees C | - | 200 | mg/l | 22.1 | Plating and metal finishing (High Impact) | Sussex East | Metal Finishing: Electropolishing process | Pre Market Reform | Consent | -
16490 | 3 | Tier 2 Consent | Tyco Electronics UK Ltd | Company Secretariat | Faraday Road | Dorcan | Swindon | - | SN3 5HH | 4 | STANIER ROAD | - | ST LEONARDS ON SEA | SE | TN38 9RF | 2014-10-01 | 15 | 2 | any time | BEXHILL & HASTINGS WTW | 4 Stanier Road | Tin Total | - | 5000 | ug/l | 22.1 | Plating and metal finishing (High Impact) | Sussex East | Metal Finishing: Electropolishing process | Pre Market Reform | Consent | -
16490 | 3 | Tier 2 Consent | Tyco Electronics UK Ltd | Company Secretariat | Faraday Road | Dorcan | Swindon | - | SN3 5HH | 4 | STANIER ROAD | - | ST LEONARDS ON SEA | SE | TN38 9RF | 2014-10-01 | 15 | 2 | any time | BEXHILL & HASTINGS WTW | 4 Stanier Road | Zinc Total mg/l | - | 10 | ug/l | 22.1 | Plating and metal finishing (High Impact) | Sussex East | Metal Finishing: Electropolishing process | Pre Market Reform | Consent | -
16494 | 1 | Low Risk Consent | Rainbow Hand Car Wash | - | Quarry Lane | - | Chichester | West Sussex | PO19 8ET | CHICHESTER TRADE CT UNITS 9-11 | QUARRY LANE | - | CHICHESTER | SW | PO19 8ET | 2015-07-14 | 1 | 2 | at all times | CHICHESTER WTW |  | Chemical Oxygen Demand Shaken as 0 | - | 800 | mg/l | 31.2 | Vehicle and plant washing (Low Impact) | Sussex West | Vehicle Washing: Hand Wash process | Pre Market Reform | Consent | -
16494 | 1 | Low Risk Consent | Rainbow Hand Car Wash | - | Quarry Lane | - | Chichester | West Sussex | PO19 8ET | CHICHESTER TRADE CT UNITS 9-11 | QUARRY LANE | - | CHICHESTER | SW | PO19 8ET | 2015-07-14 | 1 | 2 | at all times | CHICHESTER WTW |  | pH | 6 | 10 | pH Units | 31.2 | Vehicle and plant washing (Low Impact) | Sussex West | Vehicle Washing: Hand Wash process | Pre Market Reform | Consent | -
16494 | 1 | Low Risk Consent | Rainbow Hand Car Wash | - | Quarry Lane | - | Chichester | West Sussex | PO19 8ET | CHICHESTER TRADE CT UNITS 9-11 | QUARRY LANE | - | CHICHESTER | SW | PO19 8ET | 2015-07-14 | 1 | 2 | at all times | CHICHESTER WTW |  | Solids Suspended 105 Degrees C | - | 400 | mg/l | 31.2 | Vehicle and plant washing (Low Impact) | Sussex West | Vehicle Washing: Hand Wash process | Pre Market Reform | Consent | -
16496 | 1 | Low Risk Consent | Burgess Hill Autofix | - | 10 Victoria Gardens | - | Burgess Hill | West Sussex | RH15 9NB | 10 | VICTORIA GARDENS | - | BURGESS HILL | SW | RH15 9NB | 2015-07-16 | 1 | 2 | at all times | GODDARDS GREEN WTW |  | Chemical Oxygen Demand Shaken as 0 | - | 800 | mg/l | 31.2 | Vehicle and plant washing (Low Impact) | Sussex West | Vehicle Washing: Jet Wash process | Pre Market Reform | Consent | -
16496 | 1 | Low Risk Consent | Burgess Hill Autofix | - | 10 Victoria Gardens | - | Burgess Hill | West Sussex | RH15 9NB | 10 | VICTORIA GARDENS | - | BURGESS HILL | SW | RH15 9NB | 2015-07-16 | 1 | 2 | at all times | GODDARDS GREEN WTW |  | pH | 6 | 10 | pH Units | 31.2 | Vehicle and plant washing (Low Impact) | Sussex West | Vehicle Washing: Jet Wash process | Pre Market Reform | Consent | -
16496 | 1 | Low Risk Consent | Burgess Hill Autofix | - | 10 Victoria Gardens | - | Burgess Hill | West Sussex | RH15 9NB | 10 | VICTORIA GARDENS | - | BURGESS HILL | SW | RH15 9NB | 2015-07-16 | 1 | 2 | at all times | GODDARDS GREEN WTW |  | Solids Suspended 105 Degrees C | - | 400 | mg/l | 31.2 | Vehicle and plant washing (Low Impact) | Sussex West | Vehicle Washing: Jet Wash process | Pre Market Reform | Consent | -
16497 | 1 | Low Risk Consent | University of Winchester | Sparkford Road | - | - | Winchester | Hampshire | SO22 4NR | STUDENT ACCOMODATION THE UNIVERSITY OF WINCHESTER | BURMA ROAD | - | WINCHESTER | HA | SO22 4NR | 2015-07-16 | 4 | 0.1 | 00:00 to 03:00 | MORESTEAD ROAD WINCHESTER WTW | Burma Road | Chemical Oxygen Demand Shaken as 0 | - | 800 | mg/l | 15.2 | Laundering (Small-scale/Coin-Op) | Hampshire West | Laundry process | Pre Market Reform | Consent | -
16497 | 1 | Low Risk Consent | University of Winchester | Sparkford Road | - | - | Winchester | Hampshire | SO22 4NR | STUDENT ACCOMODATION THE UNIVERSITY OF WINCHESTER | BURMA ROAD | - | WINCHESTER | HA | SO22 4NR | 2015-07-16 | 4 | 0.1 | 00:00 to 03:00 | MORESTEAD ROAD WINCHESTER WTW | Burma Road | pH | 6 | 10 | pH Units | 15.2 | Laundering (Small-scale/Coin-Op) | Hampshire West | Laundry process | Pre Market Reform | Consent | -
16497 | 1 | Low Risk Consent | University of Winchester | Sparkford Road | - | - | Winchester | Hampshire | SO22 4NR | STUDENT ACCOMODATION THE UNIVERSITY OF WINCHESTER | BURMA ROAD | - | WINCHESTER | HA | SO22 4NR | 2015-07-16 | 4 | 0.1 | 00:00 to 03:00 | MORESTEAD ROAD WINCHESTER WTW | Burma Road | Solids Suspended 105 Degrees C | - | 400 | mg/l | 15.2 | Laundering (Small-scale/Coin-Op) | Hampshire West | Laundry process | Pre Market Reform | Consent | -
16500 | 1 | Low Risk Consent | University of Winchester | Sparkford Road | - | - | Winchester | Hampshire | SO22 4NR | WEST DOWNS STUDENT VILLAGE | ROMSEY ROAD | - | WINCHESTER | HA | SO22 5BE | 2015-07-16 | 6 | 0.2 | 05:00 to 21:00 | MORESTEAD ROAD WINCHESTER WTW | Romsey Road | Chemical Oxygen Demand Shaken as 0 | - | 800 | mg/l | 15.2 | Laundering (Small-scale/Coin-Op) | Hampshire West | Laundry process | Pre Market Reform | Consent | -
16500 | 1 | Low Risk Consent | University of Winchester | Sparkford Road | - | - | Winchester | Hampshire | SO22 4NR | WEST DOWNS STUDENT VILLAGE | ROMSEY ROAD | - | WINCHESTER | HA | SO22 5BE | 2015-07-16 | 6 | 0.2 | 05:00 to 21:00 | MORESTEAD ROAD WINCHESTER WTW | Romsey Road | pH | 6 | 10 | pH Units | 15.2 | Laundering (Small-scale/Coin-Op) | Hampshire West | Laundry process | Pre Market Reform | Consent | -
16500 | 1 | Low Risk Consent | University of Winchester | Sparkford Road | - | - | Winchester | Hampshire | SO22 4NR | WEST DOWNS STUDENT VILLAGE | ROMSEY ROAD | - | WINCHESTER | HA | SO22 5BE | 2015-07-16 | 6 | 0.2 | 05:00 to 21:00 | MORESTEAD ROAD WINCHESTER WTW | Romsey Road | Solids Suspended 105 Degrees C | - | 400 | mg/l | 15.2 | Laundering (Small-scale/Coin-Op) | Hampshire West | Laundry process | Pre Market Reform | Consent | -
16513 | 2 | Low Risk Consent | First Door Stripping Ltd | Unit 4A | Lexden Lodge | Industrial Estate | Crowborough | East Sussex | TN6 2NQ | First Door Stripping Ltd | Unit 4A, Lexden Lodge | Industrial Estate | Crowborough | East Sussex | TN6 2NQ | 2015-07-20 | 1 | 0.1 | 09:00 -18:00 | REDGATE MILL CROWBOROUGH WTW | Unit 4A, Lexden Lodge | Chemical Oxygen Demand Shaken as 0 | - | 2500 | mg/l | 35.1 | Paint stripping / oven cleaning | Sussex East | Component Cleaning: Component Cleaning process | Pre Market Reform | Consent | -
16513 | 2 | Low Risk Consent | First Door Stripping Ltd | Unit 4A | Lexden Lodge | Industrial Estate | Crowborough | East Sussex | TN6 2NQ | First Door Stripping Ltd | Unit 4A, Lexden Lodge | Industrial Estate | Crowborough | East Sussex | TN6 2NQ | 2015-07-20 | 1 | 0.1 | 09:00 -18:00 | REDGATE MILL CROWBOROUGH WTW | Unit 4A, Lexden Lodge | Chloride | - | 400 | mg/l | 35.1 | Paint stripping / oven cleaning | Sussex East | Component Cleaning: Component Cleaning process | Pre Market Reform | Consent | -
16513 | 2 | Low Risk Consent | First Door Stripping Ltd | Unit 4A | Lexden Lodge | Industrial Estate | Crowborough | East Sussex | TN6 2NQ | First Door Stripping Ltd | Unit 4A, Lexden Lodge | Industrial Estate | Crowborough | East Sussex | TN6 2NQ | 2015-07-20 | 1 | 0.1 | 09:00 -18:00 | REDGATE MILL CROWBOROUGH WTW | Unit 4A, Lexden Lodge | Lead Total | - | 1 | ug/l | 35.1 | Paint stripping / oven cleaning | Sussex East | Component Cleaning: Component Cleaning process | Pre Market Reform | Consent | -
16513 | 2 | Low Risk Consent | First Door Stripping Ltd | Unit 4A | Lexden Lodge | Industrial Estate | Crowborough | East Sussex | TN6 2NQ | First Door Stripping Ltd | Unit 4A, Lexden Lodge | Industrial Estate | Crowborough | East Sussex | TN6 2NQ | 2015-07-20 | 1 | 0.1 | 09:00 -18:00 | REDGATE MILL CROWBOROUGH WTW | Unit 4A, Lexden Lodge | Oil and Grease | - | 30 | mg/l | 35.1 | Paint stripping / oven cleaning | Sussex East | Component Cleaning: Component Cleaning process | Pre Market Reform | Consent | -
16513 | 2 | Low Risk Consent | First Door Stripping Ltd | Unit 4A | Lexden Lodge | Industrial Estate | Crowborough | East Sussex | TN6 2NQ | First Door Stripping Ltd | Unit 4A, Lexden Lodge | Industrial Estate | Crowborough | East Sussex | TN6 2NQ | 2015-07-20 | 1 | 0.1 | 09:00 -18:00 | REDGATE MILL CROWBOROUGH WTW | Unit 4A, Lexden Lodge | pH | 6 | 10 | pH Units | 35.1 | Paint stripping / oven cleaning | Sussex East | Component Cleaning: Component Cleaning process | Pre Market Reform | Consent | -
16513 | 2 | Low Risk Consent | First Door Stripping Ltd | Unit 4A | Lexden Lodge | Industrial Estate | Crowborough | East Sussex | TN6 2NQ | First Door Stripping Ltd | Unit 4A, Lexden Lodge | Industrial Estate | Crowborough | East Sussex | TN6 2NQ | 2015-07-20 | 1 | 0.1 | 09:00 -18:00 | REDGATE MILL CROWBOROUGH WTW | Unit 4A, Lexden Lodge | Solids Suspended 105 Degrees C | - | 50 | mg/l | 35.1 | Paint stripping / oven cleaning | Sussex East | Component Cleaning: Component Cleaning process | Pre Market Reform | Consent | -
16513 | 2 | Low Risk Consent | First Door Stripping Ltd | Unit 4A | Lexden Lodge | Industrial Estate | Crowborough | East Sussex | TN6 2NQ | First Door Stripping Ltd | Unit 4A, Lexden Lodge | Industrial Estate | Crowborough | East Sussex | TN6 2NQ | 2015-07-20 | 1 | 0.1 | 09:00 -18:00 | REDGATE MILL CROWBOROUGH WTW | Unit 4A, Lexden Lodge | Sulphate as S04 | - | 200 | mg/l | 35.1 | Paint stripping / oven cleaning | Sussex East | Component Cleaning: Component Cleaning process | Pre Market Reform | Consent | -
16513 | 2 | Low Risk Consent | First Door Stripping Ltd | Unit 4A | Lexden Lodge | Industrial Estate | Crowborough | East Sussex | TN6 2NQ | First Door Stripping Ltd | Unit 4A, Lexden Lodge | Industrial Estate | Crowborough | East Sussex | TN6 2NQ | 2015-07-20 | 1 | 0.1 | 09:00 -18:00 | REDGATE MILL CROWBOROUGH WTW | Unit 4A, Lexden Lodge | Zinc Total mg/l | - | 1 | ug/l | 35.1 | Paint stripping / oven cleaning | Sussex East | Component Cleaning: Component Cleaning process | Pre Market Reform | Consent | -
16516 | 1 | Low Risk Consent | GFL Management Ltd | Unit 1 | Grange Way Business Park | Grange Way | Colchester | Essex | CO2 8HF | ELM ESTATE SOUTHVIEW | CAPSTONE ROAD | - | GILLINGHAM | KE | ME7 3JQ | 2015-08-01 | 1 | 1 |  | MOTNEY HILL WTW |  | Chemical Oxygen Demand Shaken as 0 | - | 800 | mg/l | 31.3 | Vehicle and plant washing (Low Impact) | Kent West | Vehicle Washing: Jet Wash process | Pre Market Reform | Consent | -
16516 | 1 | Low Risk Consent | GFL Management Ltd | Unit 1 | Grange Way Business Park | Grange Way | Colchester | Essex | CO2 8HF | ELM ESTATE SOUTHVIEW | CAPSTONE ROAD | - | GILLINGHAM | KE | ME7 3JQ | 2015-08-01 | 1 | 1 |  | MOTNEY HILL WTW |  | pH | 6 | 10 | pH Units | 31.3 | Vehicle and plant washing (Low Impact) | Kent West | Vehicle Washing: Jet Wash process | Pre Market Reform | Consent | -
16516 | 1 | Low Risk Consent | GFL Management Ltd | Unit 1 | Grange Way Business Park | Grange Way | Colchester | Essex | CO2 8HF | ELM ESTATE SOUTHVIEW | CAPSTONE ROAD | - | GILLINGHAM | KE | ME7 3JQ | 2015-08-01 | 1 | 1 |  | MOTNEY HILL WTW |  | Solids Suspended 105 Degrees C | - | 400 | mg/l | 31.3 | Vehicle and plant washing (Low Impact) | Kent West | Vehicle Washing: Jet Wash process | Pre Market Reform | Consent | -
16517 | 1 | Tier 2 Consent | Elecon UK Limited | 130 | Bournemouth Road | Chandlers's Ford | Eastleigh | Hants | SO53 3AL | QUAY LANE INDUSTRIAL ESTATE UNIT 12 | QUAY LANE | - | GOSPORT | HA | PO12 4LJ | 2015-09-15 | 2 | 0.5 | At any time | PEEL COMMON WTW | Quay Lane | Chemical Oxygen Demand Shaken as 0 | - | 800 | mg/l | 22.3 | Plating and metal finishing (Low Impact) | Hampshire East | Anodising / powder Coating | Metal Plating company | Consent | -
16517 | 1 | Tier 2 Consent | Elecon UK Limited | 130 | Bournemouth Road | Chandlers's Ford | Eastleigh | Hants | SO53 3AL | QUAY LANE INDUSTRIAL ESTATE UNIT 12 | QUAY LANE | - | GOSPORT | HA | PO12 4LJ | 2015-09-15 | 2 | 0.5 | At any time | PEEL COMMON WTW | Quay Lane | Iron Total | - | 3 | ug/l | 22.3 | Plating and metal finishing (Low Impact) | Hampshire East | Anodising / powder Coating | Metal Plating company | Consent | -
16517 | 1 | Tier 2 Consent | Elecon UK Limited | 130 | Bournemouth Road | Chandlers's Ford | Eastleigh | Hants | SO53 3AL | QUAY LANE INDUSTRIAL ESTATE UNIT 12 | QUAY LANE | - | GOSPORT | HA | PO12 4LJ | 2015-09-15 | 2 | 0.5 | At any time | PEEL COMMON WTW | Quay Lane | Oil and Grease | - | 50 | mg/l | 22.3 | Plating and metal finishing (Low Impact) | Hampshire East | Anodising / powder Coating | Metal Plating company | Consent | -
16517 | 1 | Tier 2 Consent | Elecon UK Limited | 130 | Bournemouth Road | Chandlers's Ford | Eastleigh | Hants | SO53 3AL | QUAY LANE INDUSTRIAL ESTATE UNIT 12 | QUAY LANE | - | GOSPORT | HA | PO12 4LJ | 2015-09-15 | 2 | 0.5 | At any time | PEEL COMMON WTW | Quay Lane | pH | 6 | 10 | pH Units | 22.3 | Plating and metal finishing (Low Impact) | Hampshire East | Anodising / powder Coating | Metal Plating company | Consent | -
16517 | 1 | Tier 2 Consent | Elecon UK Limited | 130 | Bournemouth Road | Chandlers's Ford | Eastleigh | Hants | SO53 3AL | QUAY LANE INDUSTRIAL ESTATE UNIT 12 | QUAY LANE | - | GOSPORT | HA | PO12 4LJ | 2015-09-15 | 2 | 0.5 | At any time | PEEL COMMON WTW | Quay Lane | Solids Suspended 105 Degrees C | - | 400 | mg/l | 22.3 | Plating and metal finishing (Low Impact) | Hampshire East | Anodising / powder Coating | Metal Plating company | Consent | -
16518 | 1 | Low Risk Consent | Waves Consultancy Limited | Bridge Studios | 318-326 Wandsworth Bridge Road |  | London |  | SW6 2TZ | Tesco Extra | Solent Road | - | Havant | Hampshire | PO91TR | 2015-08-01 | 1.5 | 0.5 | 0001 - 2359 | BUDDS FARM HAVANT WTW | Solent Road | Chemical Oxygen Demand Shaken as 0 | - | 800 | mg/l | 31.3 | Vehicle and plant washing (Low Impact) | Hampshire East | Vehicle Washing: Jet Wash process | Pre Market Reform | Consent | -
16518 | 1 | Low Risk Consent | Waves Consultancy Limited | Bridge Studios | 318-326 Wandsworth Bridge Road |  | London |  | SW6 2TZ | Tesco Extra | Solent Road | - | Havant | Hampshire | PO91TR | 2015-08-01 | 1.5 | 0.5 | 0001 - 2359 | BUDDS FARM HAVANT WTW | Solent Road | pH | 6 | 10 | pH Units | 31.3 | Vehicle and plant washing (Low Impact) | Hampshire East | Vehicle Washing: Jet Wash process | Pre Market Reform | Consent | -
16518 | 1 | Low Risk Consent | Waves Consultancy Limited | Bridge Studios | 318-326 Wandsworth Bridge Road |  | London |  | SW6 2TZ | Tesco Extra | Solent Road | - | Havant | Hampshire | PO91TR | 2015-08-01 | 1.5 | 0.5 | 0001 - 2359 | BUDDS FARM HAVANT WTW | Solent Road | Solids Suspended 105 Degrees C | - | 400 | mg/l | 31.3 | Vehicle and plant washing (Low Impact) | Hampshire East | Vehicle Washing: Jet Wash process | Pre Market Reform | Consent | -
16519 | 1 | Low Risk Consent | Waves Consultancy Limited | Bridge Studios | 318-326 Wandsworth Bridge Road |  | London |  | SW6 2TZ | Tesco Store | Hamble Lane | Bursledon | SOUTHAMPTON | HA | SO9 7NR | 2015-08-01 | 1.5 | 0.5 | 0001 - 2359 | PEEL COMMON WTW | Hamble Lane | Chemical Oxygen Demand Shaken as 0 | - | 800 | mg/l | 31.3 | Vehicle and plant washing (Low Impact) | Hampshire East | Vehicle Washing: Jet Wash process | Pre Market Reform | Consent | -
16519 | 1 | Low Risk Consent | Waves Consultancy Limited | Bridge Studios | 318-326 Wandsworth Bridge Road |  | London |  | SW6 2TZ | Tesco Store | Hamble Lane | Bursledon | SOUTHAMPTON | HA | SO9 7NR | 2015-08-01 | 1.5 | 0.5 | 0001 - 2359 | PEEL COMMON WTW | Hamble Lane | pH | 6 | 10 | pH Units | 31.3 | Vehicle and plant washing (Low Impact) | Hampshire East | Vehicle Washing: Jet Wash process | Pre Market Reform | Consent | -
16519 | 1 | Low Risk Consent | Waves Consultancy Limited | Bridge Studios | 318-326 Wandsworth Bridge Road |  | London |  | SW6 2TZ | Tesco Store | Hamble Lane | Bursledon | SOUTHAMPTON | HA | SO9 7NR | 2015-08-01 | 1.5 | 0.5 | 0001 - 2359 | PEEL COMMON WTW | Hamble Lane | Solids Suspended 105 Degrees C | - | 400 | mg/l | 31.3 | Vehicle and plant washing (Low Impact) | Hampshire East | Vehicle Washing: Jet Wash process | Pre Market Reform | Consent | -
16531 | 1 | Low Risk Consent | Newgents | 85 Sandown Road | - | - | Lake | IOW | PO36 9LE |  | 85 Sandown Road | - | Lake | IOW | PO36 9LE | 2015-08-20 | 1 | 1 |  | SANDOWN NEW WTW | Sandown Road | - | - | - | - | 36.1 | Refuse containers (Wheelie bins / low risk commercial) | Hampshire East | Washing of wheelie bins | Pre Market Reform | Consent | -
16532 | 1 | Low Risk Consent | Woolston Hand Car Wash | 43 | St Anselms Road | - | Hayes | Essex | UB3 1SD | 182 | PORTSMOUTH ROAD | - | SOUTHAMPTON | HA | SO19 9AQ | 2015-08-24 | 5 | 3 | At any time | WOOLSTON WTW | Portsmouth Road | Chemical Oxygen Demand Shaken as 0 | - | 800 | mg/l | 31.2 | Vehicle and plant washing (Low Impact) | Hampshire East | Vehicle Washing process | Pre Market Reform | Consent | -
16532 | 1 | Low Risk Consent | Woolston Hand Car Wash | 43 | St Anselms Road | - | Hayes | Essex | UB3 1SD | 182 | PORTSMOUTH ROAD | - | SOUTHAMPTON | HA | SO19 9AQ | 2015-08-24 | 5 | 3 | At any time | WOOLSTON WTW | Portsmouth Road | pH | 6 | 10 | pH Units | 31.2 | Vehicle and plant washing (Low Impact) | Hampshire East | Vehicle Washing process | Pre Market Reform | Consent | -
16532 | 1 | Low Risk Consent | Woolston Hand Car Wash | 43 | St Anselms Road | - | Hayes | Essex | UB3 1SD | 182 | PORTSMOUTH ROAD | - | SOUTHAMPTON | HA | SO19 9AQ | 2015-08-24 | 5 | 3 | At any time | WOOLSTON WTW | Portsmouth Road | Solids Suspended 105 Degrees C | - | 400 | mg/l | 31.2 | Vehicle and plant washing (Low Impact) | Hampshire East | Vehicle Washing process | Pre Market Reform | Consent | -
16534 | 1 | Low Risk Consent | Carlsberg Marston's Brewing Company Limited | Marston's House | Brewery Road |  | Wolverhampton |  | WV1 4JT | COURAGE SOLENT | RELIANT CLOSE | - | EASTLEIGH | HA | SO53 4ND | 2015-08-27 | 1 | 1 | at any time | CHICKENHALL EASTLEIGH WTW | Reliant Close | Chemical Oxygen Demand Shaken as 0 | - | 800 | mg/l | 36.1 | Refuse containers (Wheelie bins / low risk commercial) | Hampshire West | Internal warehouse - floor cleaning process | Pre Market Reform | Consent | -
16534 | 1 | Low Risk Consent | Carlsberg Marston's Brewing Company Limited | Marston's House | Brewery Road |  | Wolverhampton |  | WV1 4JT | COURAGE SOLENT | RELIANT CLOSE | - | EASTLEIGH | HA | SO53 4ND | 2015-08-27 | 1 | 1 | at any time | CHICKENHALL EASTLEIGH WTW | Reliant Close | Solids Suspended 105 Degrees C | - | 400 | mg/l | 36.1 | Refuse containers (Wheelie bins / low risk commercial) | Hampshire West | Internal warehouse - floor cleaning process | Pre Market Reform | Consent | -
16535 | 1 | Low Risk Consent | Carillion Services Limited | Pwc 8th Floor Central Square | 29 Wellington Street | - | Leeds | West Yorkshire | LS1 4DL | QUEEN ALEXANDRA HOSPITAL | SOUTHWICK HILL ROAD | - | PORTSMOUTH |  | PO6 3LY | 2015-08-27 | 1 | 1 | At any time | BUDDS FARM HAVANT WTW | Southwick Hill Road | Chemical Oxygen Demand Shaken as 0 | - | 800 | mg/l | 39.2 | Boiler blowdown | Hampshire East | Process Waters: Boiler Blowdown process | Pre Market Reform | Consent | -
16535 | 1 | Low Risk Consent | Carillion Services Limited | Pwc 8th Floor Central Square | 29 Wellington Street | - | Leeds | West Yorkshire | LS1 4DL | QUEEN ALEXANDRA HOSPITAL | SOUTHWICK HILL ROAD | - | PORTSMOUTH |  | PO6 3LY | 2015-08-27 | 1 | 1 | At any time | BUDDS FARM HAVANT WTW | Southwick Hill Road | Solids Suspended 105 Degrees C | - | 400 | mg/l | 39.2 | Boiler blowdown | Hampshire East | Process Waters: Boiler Blowdown process | Pre Market Reform | Consent | -
16539 | 1 | Low Risk Consent | Seatec (UK) Ltd |  | Warrior Close | Chandlers Ford | Eastleigh | Hampshire | SO53 4TE |  | WARRIOR CLOSE | - | EASTLEIGH | HA | SO53 4TE | 2015-09-02 | 64 | 3 | Off peak | CHICKENHALL EASTLEIGH WTW | Warrior Close | Chemical Oxygen Demand Shaken as 0 | - | 800 | mg/l | 8.2 | Engineering (Low risk) | Hampshire West | Occasional discharge from 'diver training tank'. | technical services to maritime industry. | Consent | ALLBROOK WPS
16539 | 1 | Low Risk Consent | Seatec (UK) Ltd |  | Warrior Close | Chandlers Ford | Eastleigh | Hampshire | SO53 4TE |  | WARRIOR CLOSE | - | EASTLEIGH | HA | SO53 4TE | 2015-09-02 | 64 | 3 | Off peak | CHICKENHALL EASTLEIGH WTW | Warrior Close | pH | 6 | 10 | pH Units | 8.2 | Engineering (Low risk) | Hampshire West | Occasional discharge from 'diver training tank'. | technical services to maritime industry. | Consent | ALLBROOK WPS
16539 | 1 | Low Risk Consent | Seatec (UK) Ltd |  | Warrior Close | Chandlers Ford | Eastleigh | Hampshire | SO53 4TE |  | WARRIOR CLOSE | - | EASTLEIGH | HA | SO53 4TE | 2015-09-02 | 64 | 3 | Off peak | CHICKENHALL EASTLEIGH WTW | Warrior Close | Solids Suspended 105C at pH7 | - | 400 | mg/l | 8.2 | Engineering (Low risk) | Hampshire West | Occasional discharge from 'diver training tank'. | technical services to maritime industry. | Consent | ALLBROOK WPS
16546 | 1 | Low Risk Consent | Millbrook Healthcare Group Limited | Nutsey Lane Calmore Industrial | Estate Totton | - | Southampton | Hampshire | SO40 3XJ | 3 WAREHOUSE UNIT 9 | ALDER CLOSE | - | EASTBOURNE | SE | BN23 6QF | 2015-07-01 | 2 | 3 | 08:00-17:00 | EASTBOURNE WTW | Alder Close | Chemical Oxygen Demand Shaken as 0 | - | 800 | mg/l | 8.1 | Engineering (High risk) | Sussex East | Component Cleaning: Equipment Cleaning process | Pre Market Reform | Consent | -
16546 | 1 | Low Risk Consent | Millbrook Healthcare Group Limited | Nutsey Lane Calmore Industrial | Estate Totton | - | Southampton | Hampshire | SO40 3XJ | 3 WAREHOUSE UNIT 9 | ALDER CLOSE | - | EASTBOURNE | SE | BN23 6QF | 2015-07-01 | 2 | 3 | 08:00-17:00 | EASTBOURNE WTW | Alder Close | Detergents Anionic | - | 50 | mg/l | 8.1 | Engineering (High risk) | Sussex East | Component Cleaning: Equipment Cleaning process | Pre Market Reform | Consent | -
16546 | 1 | Low Risk Consent | Millbrook Healthcare Group Limited | Nutsey Lane Calmore Industrial | Estate Totton | - | Southampton | Hampshire | SO40 3XJ | 3 WAREHOUSE UNIT 9 | ALDER CLOSE | - | EASTBOURNE | SE | BN23 6QF | 2015-07-01 | 2 | 3 | 08:00-17:00 | EASTBOURNE WTW | Alder Close | Detergents Non-Ionic | - | 50 | mg/l | 8.1 | Engineering (High risk) | Sussex East | Component Cleaning: Equipment Cleaning process | Pre Market Reform | Consent | -
16546 | 1 | Low Risk Consent | Millbrook Healthcare Group Limited | Nutsey Lane Calmore Industrial | Estate Totton | - | Southampton | Hampshire | SO40 3XJ | 3 WAREHOUSE UNIT 9 | ALDER CLOSE | - | EASTBOURNE | SE | BN23 6QF | 2015-07-01 | 2 | 3 | 08:00-17:00 | EASTBOURNE WTW | Alder Close | Oil and Grease | - | 200 | mg/l | 8.1 | Engineering (High risk) | Sussex East | Component Cleaning: Equipment Cleaning process | Pre Market Reform | Consent | -
16546 | 1 | Low Risk Consent | Millbrook Healthcare Group Limited | Nutsey Lane Calmore Industrial | Estate Totton | - | Southampton | Hampshire | SO40 3XJ | 3 WAREHOUSE UNIT 9 | ALDER CLOSE | - | EASTBOURNE | SE | BN23 6QF | 2015-07-01 | 2 | 3 | 08:00-17:00 | EASTBOURNE WTW | Alder Close | pH | 6 | 10 | pH Units | 8.1 | Engineering (High risk) | Sussex East | Component Cleaning: Equipment Cleaning process | Pre Market Reform | Consent | -
16546 | 1 | Low Risk Consent | Millbrook Healthcare Group Limited | Nutsey Lane Calmore Industrial | Estate Totton | - | Southampton | Hampshire | SO40 3XJ | 3 WAREHOUSE UNIT 9 | ALDER CLOSE | - | EASTBOURNE | SE | BN23 6QF | 2015-07-01 | 2 | 3 | 08:00-17:00 | EASTBOURNE WTW | Alder Close | Solids Suspended 105 Degrees C | - | 400 | mg/l | 8.1 | Engineering (High risk) | Sussex East | Component Cleaning: Equipment Cleaning process | Pre Market Reform | Consent | -
16546 | 1 | Low Risk Consent | Millbrook Healthcare Group Limited | Nutsey Lane Calmore Industrial | Estate Totton | - | Southampton | Hampshire | SO40 3XJ | 3 WAREHOUSE UNIT 9 | ALDER CLOSE | - | EASTBOURNE | SE | BN23 6QF | 2015-07-01 | 2 | 3 | 08:00-17:00 | EASTBOURNE WTW | Alder Close | Sulphate as S04 | - | 500 | mg/l | 8.1 | Engineering (High risk) | Sussex East | Component Cleaning: Equipment Cleaning process | Pre Market Reform | Consent | -
16556 | 4 | Tier 2 Consent | PMj Foods UK Ltd | Norman Collett House | Transfesa Road | Paddock Wood | Tonbridge | Kent | TN12 6UT | PMj Foods UK Ltd, Unit 1 | TRANSFESA ROAD | Paddock Wood |  | KE | TN12 6UT | 2016-01-01 | 30 | 5 | During off-peak hours between 22:00 and 06:00 and between 11:00 and 16:00 | PADDOCK WOOD WTW | Transfesa Road | Chemical Oxygen Demand Shaken as 0 | - | 3000 | mg/l | 9.2 | Food processing - General | Sussex East | Food Processing: Poultry Processing process | Pre Market Reform | Consent | STATION ROAD PADDOCK WOOD WPS
16556 | 4 | Tier 2 Consent | PMj Foods UK Ltd | Norman Collett House | Transfesa Road | Paddock Wood | Tonbridge | Kent | TN12 6UT | PMj Foods UK Ltd, Unit 1 | TRANSFESA ROAD | Paddock Wood |  | KE | TN12 6UT | 2016-01-01 | 30 | 5 | During off-peak hours between 22:00 and 06:00 and between 11:00 and 16:00 | PADDOCK WOOD WTW | Transfesa Road | Nitrogen Ammoniacal as N | - | 50 | mg/l | 9.2 | Food processing - General | Sussex East | Food Processing: Poultry Processing process | Pre Market Reform | Consent | STATION ROAD PADDOCK WOOD WPS
16556 | 4 | Tier 2 Consent | PMj Foods UK Ltd | Norman Collett House | Transfesa Road | Paddock Wood | Tonbridge | Kent | TN12 6UT | PMj Foods UK Ltd, Unit 1 | TRANSFESA ROAD | Paddock Wood |  | KE | TN12 6UT | 2016-01-01 | 30 | 5 | During off-peak hours between 22:00 and 06:00 and between 11:00 and 16:00 | PADDOCK WOOD WTW | Transfesa Road | Oil and Grease | - | 200 | mg/l | 9.2 | Food processing - General | Sussex East | Food Processing: Poultry Processing process | Pre Market Reform | Consent | STATION ROAD PADDOCK WOOD WPS
16556 | 4 | Tier 2 Consent | PMj Foods UK Ltd | Norman Collett House | Transfesa Road | Paddock Wood | Tonbridge | Kent | TN12 6UT | PMj Foods UK Ltd, Unit 1 | TRANSFESA ROAD | Paddock Wood |  | KE | TN12 6UT | 2016-01-01 | 30 | 5 | During off-peak hours between 22:00 and 06:00 and between 11:00 and 16:00 | PADDOCK WOOD WTW | Transfesa Road | pH | 6 | 10 | pH Units | 9.2 | Food processing - General | Sussex East | Food Processing: Poultry Processing process | Pre Market Reform | Consent | STATION ROAD PADDOCK WOOD WPS
16556 | 4 | Tier 2 Consent | PMj Foods UK Ltd | Norman Collett House | Transfesa Road | Paddock Wood | Tonbridge | Kent | TN12 6UT | PMj Foods UK Ltd, Unit 1 | TRANSFESA ROAD | Paddock Wood |  | KE | TN12 6UT | 2016-01-01 | 30 | 5 | During off-peak hours between 22:00 and 06:00 and between 11:00 and 16:00 | PADDOCK WOOD WTW | Transfesa Road | Solids Suspended 105 Degrees C | - | 800 | mg/l | 9.2 | Food processing - General | Sussex East | Food Processing: Poultry Processing process | Pre Market Reform | Consent | STATION ROAD PADDOCK WOOD WPS
16558 | 1 | Low Risk Consent | Rhopoint Instruments Limited | Rhopoint House | Unit B Imberhorne Lane |  | East Grinstead | West Sussex | RH19 1QZ | Rhopoint Instruments Ltd | Queensway South, Rhopoint House | Enviro 21 Business Park | St Leonards-on-Sea | SE | TN38 9AG | 2015-08-19 | 4.95 | 2 | 08:00-17:00 | BEXHILL & HASTINGS WTW | Queensway South | Chemical Oxygen Demand Shaken as 0 | - | 800 | mg/l | 24.2 | Printing and related activities (Low impact) | Sussex East | Component Cleaning: Component Cleaning process | Pre Market Reform | Consent | -
16558 | 1 | Low Risk Consent | Rhopoint Instruments Limited | Rhopoint House | Unit B Imberhorne Lane |  | East Grinstead | West Sussex | RH19 1QZ | Rhopoint Instruments Ltd | Queensway South, Rhopoint House | Enviro 21 Business Park | St Leonards-on-Sea | SE | TN38 9AG | 2015-08-19 | 4.95 | 2 | 08:00-17:00 | BEXHILL & HASTINGS WTW | Queensway South | Detergents Anionic | - | 50 | mg/l | 24.2 | Printing and related activities (Low impact) | Sussex East | Component Cleaning: Component Cleaning process | Pre Market Reform | Consent | -
16558 | 1 | Low Risk Consent | Rhopoint Instruments Limited | Rhopoint House | Unit B Imberhorne Lane |  | East Grinstead | West Sussex | RH19 1QZ | Rhopoint Instruments Ltd | Queensway South, Rhopoint House | Enviro 21 Business Park | St Leonards-on-Sea | SE | TN38 9AG | 2015-08-19 | 4.95 | 2 | 08:00-17:00 | BEXHILL & HASTINGS WTW | Queensway South | Detergents Non-Ionic | - | 50 | mg/l | 24.2 | Printing and related activities (Low impact) | Sussex East | Component Cleaning: Component Cleaning process | Pre Market Reform | Consent | -
16558 | 1 | Low Risk Consent | Rhopoint Instruments Limited | Rhopoint House | Unit B Imberhorne Lane |  | East Grinstead | West Sussex | RH19 1QZ | Rhopoint Instruments Ltd | Queensway South, Rhopoint House | Enviro 21 Business Park | St Leonards-on-Sea | SE | TN38 9AG | 2015-08-19 | 4.95 | 2 | 08:00-17:00 | BEXHILL & HASTINGS WTW | Queensway South | Oil and Grease | - | 200 | mg/l | 24.2 | Printing and related activities (Low impact) | Sussex East | Component Cleaning: Component Cleaning process | Pre Market Reform | Consent | -
16558 | 1 | Low Risk Consent | Rhopoint Instruments Limited | Rhopoint House | Unit B Imberhorne Lane |  | East Grinstead | West Sussex | RH19 1QZ | Rhopoint Instruments Ltd | Queensway South, Rhopoint House | Enviro 21 Business Park | St Leonards-on-Sea | SE | TN38 9AG | 2015-08-19 | 4.95 | 2 | 08:00-17:00 | BEXHILL & HASTINGS WTW | Queensway South | pH | 6 | 10 | pH Units | 24.2 | Printing and related activities (Low impact) | Sussex East | Component Cleaning: Component Cleaning process | Pre Market Reform | Consent | -
16558 | 1 | Low Risk Consent | Rhopoint Instruments Limited | Rhopoint House | Unit B Imberhorne Lane |  | East Grinstead | West Sussex | RH19 1QZ | Rhopoint Instruments Ltd | Queensway South, Rhopoint House | Enviro 21 Business Park | St Leonards-on-Sea | SE | TN38 9AG | 2015-08-19 | 4.95 | 2 | 08:00-17:00 | BEXHILL & HASTINGS WTW | Queensway South | Solids Suspended 105 Degrees C | - | 400 | mg/l | 24.2 | Printing and related activities (Low impact) | Sussex East | Component Cleaning: Component Cleaning process | Pre Market Reform | Consent | -
16564 | 1 | Low Risk Consent | Malthurst Limited | Gladstone Place | 36-38 Upper Marlborough Road |  | St. Albans | Hertfordshire | AL1 3UU | GARAGE | NYTON ROAD |  | CHICHESTER | SW | PO20 3UN | 2015-09-30 | 2 | 2 | at all times | LIDSEY WTW | Nyton Road | Chemical Oxygen Demand Shaken as 0 | - | 800 | mg/l | 31.2 | Vehicle and plant washing (Low Impact) | Sussex West | Vehicle Washing: General Wash process | Pre Market Reform | Consent | DIRECT TO WTW
16564 | 1 | Low Risk Consent | Malthurst Limited | Gladstone Place | 36-38 Upper Marlborough Road |  | St. Albans | Hertfordshire | AL1 3UU | GARAGE | NYTON ROAD |  | CHICHESTER | SW | PO20 3UN | 2015-09-30 | 2 | 2 | at all times | LIDSEY WTW | Nyton Road | pH | 6 | 10 | pH Units | 31.2 | Vehicle and plant washing (Low Impact) | Sussex West | Vehicle Washing: General Wash process | Pre Market Reform | Consent | DIRECT TO WTW
16564 | 1 | Low Risk Consent | Malthurst Limited | Gladstone Place | 36-38 Upper Marlborough Road |  | St. Albans | Hertfordshire | AL1 3UU | GARAGE | NYTON ROAD |  | CHICHESTER | SW | PO20 3UN | 2015-09-30 | 2 | 2 | at all times | LIDSEY WTW | Nyton Road | Solids Suspended 105 Degrees C | - | 400 | mg/l | 31.2 | Vehicle and plant washing (Low Impact) | Sussex West | Vehicle Washing: General Wash process | Pre Market Reform | Consent | DIRECT TO WTW
16565 | 1 | Low Risk Consent | Malthurst Limited | Gladstone Place | 36-38 Upper Marlborough Road |  | St. Albans | Hertfordshire | AL1 3UU | 188 | MAIDSTONE ROAD | - | CHATHAM | KE | ME4 6EW | 2015-10-02 | 3 | 1 |  | MOTNEY HILL WTW |  | Chemical Oxygen Demand Shaken as 0 | - | 800 | mg/l | 31.3 | Vehicle and plant washing (Low Impact) | Kent West | Vehicle Washing: Jet Wash process | Pre Market Reform | Consent | -
16565 | 1 | Low Risk Consent | Malthurst Limited | Gladstone Place | 36-38 Upper Marlborough Road |  | St. Albans | Hertfordshire | AL1 3UU | 188 | MAIDSTONE ROAD | - | CHATHAM | KE | ME4 6EW | 2015-10-02 | 3 | 1 |  | MOTNEY HILL WTW |  | pH | 6 | 10 | pH Units | 31.3 | Vehicle and plant washing (Low Impact) | Kent West | Vehicle Washing: Jet Wash process | Pre Market Reform | Consent | -
16565 | 1 | Low Risk Consent | Malthurst Limited | Gladstone Place | 36-38 Upper Marlborough Road |  | St. Albans | Hertfordshire | AL1 3UU | 188 | MAIDSTONE ROAD | - | CHATHAM | KE | ME4 6EW | 2015-10-02 | 3 | 1 |  | MOTNEY HILL WTW |  | Solids Suspended 105 Degrees C | - | 400 | mg/l | 31.3 | Vehicle and plant washing (Low Impact) | Kent West | Vehicle Washing: Jet Wash process | Pre Market Reform | Consent | -
16567 | 4 | Tier 2 Consent | H Ripley & Co. Limited | 5 | North Street |  | Hailsham | East Sussex | BN27 1DQ | H RIPLEY & CO | DIPLOCKS WAY |  | HAILSHAM | SE | BN27 3JF | 2015-09-11 | 55 | 9 | at all time | HAILSHAM SOUTH WTW | Manhole MH TQ 57099001 | Chemical Oxygen Demand Shaken as 0 | - | 5000 | mg/l | 40.1 | Rainwater and surface water run-off (Medium Impact). Fire fighting foam training | Sussex East | Miscellaneous: Waste Processing process | Pre Market Reform | Consent | DIPLOCKS FARM HAILSHAM WPS
16567 | 4 | Tier 2 Consent | H Ripley & Co. Limited | 5 | North Street |  | Hailsham | East Sussex | BN27 1DQ | H RIPLEY & CO | DIPLOCKS WAY |  | HAILSHAM | SE | BN27 3JF | 2015-09-11 | 55 | 9 | at all time | HAILSHAM SOUTH WTW | Manhole MH TQ 57099001 | Lead Total | - | 1 | ug/l | 40.1 | Rainwater and surface water run-off (Medium Impact). Fire fighting foam training | Sussex East | Miscellaneous: Waste Processing process | Pre Market Reform | Consent | DIPLOCKS FARM HAILSHAM WPS
16567 | 4 | Tier 2 Consent | H Ripley & Co. Limited | 5 | North Street |  | Hailsham | East Sussex | BN27 1DQ | H RIPLEY & CO | DIPLOCKS WAY |  | HAILSHAM | SE | BN27 3JF | 2015-09-11 | 55 | 9 | at all time | HAILSHAM SOUTH WTW | Manhole MH TQ 57099001 | Oil and Grease | - | 100 | mg/l | 40.1 | Rainwater and surface water run-off (Medium Impact). Fire fighting foam training | Sussex East | Miscellaneous: Waste Processing process | Pre Market Reform | Consent | DIPLOCKS FARM HAILSHAM WPS
16567 | 4 | Tier 2 Consent | H Ripley & Co. Limited | 5 | North Street |  | Hailsham | East Sussex | BN27 1DQ | H RIPLEY & CO | DIPLOCKS WAY |  | HAILSHAM | SE | BN27 3JF | 2015-09-11 | 55 | 9 | at all time | HAILSHAM SOUTH WTW | Manhole MH TQ 57099001 | pH | 6 | 10 | pH Units | 40.1 | Rainwater and surface water run-off (Medium Impact). Fire fighting foam training | Sussex East | Miscellaneous: Waste Processing process | Pre Market Reform | Consent | DIPLOCKS FARM HAILSHAM WPS
16567 | 4 | Tier 2 Consent | H Ripley & Co. Limited | 5 | North Street |  | Hailsham | East Sussex | BN27 1DQ | H RIPLEY & CO | DIPLOCKS WAY |  | HAILSHAM | SE | BN27 3JF | 2015-09-11 | 55 | 9 | at all time | HAILSHAM SOUTH WTW | Manhole MH TQ 57099001 | Solids Suspended 105 Degrees C | - | 600 | mg/l | 40.1 | Rainwater and surface water run-off (Medium Impact). Fire fighting foam training | Sussex East | Miscellaneous: Waste Processing process | Pre Market Reform | Consent | DIPLOCKS FARM HAILSHAM WPS
16567 | 4 | Tier 2 Consent | H Ripley & Co. Limited | 5 | North Street |  | Hailsham | East Sussex | BN27 1DQ | H RIPLEY & CO | DIPLOCKS WAY |  | HAILSHAM | SE | BN27 3JF | 2015-09-11 | 55 | 9 | at all time | HAILSHAM SOUTH WTW | Manhole MH TQ 57099001 | Zinc Total mg/l | - | 3 | ug/l | 40.1 | Rainwater and surface water run-off (Medium Impact). Fire fighting foam training | Sussex East | Miscellaneous: Waste Processing process | Pre Market Reform | Consent | DIPLOCKS FARM HAILSHAM WPS
16574 | 1 | Low Risk Consent | Porvair Filtration Group Limited | 7 Regis Place | Bergen Way |  | King's Lynn |  | PE30 2JN | UNIT 1 | CONCORDE CLOSE | - | FAREHAM | HA | PO15 5RT | 2015-11-15 | 1.5 | 2 | At any time | PEEL COMMON WTW | Concorde close | Chemical Oxygen Demand Shaken as 0 | - | 800 | mg/l | 22.2 | Plating and metal finishing (Medium Impact) | Hampshire East | Metal Treatments process including water based detergent products | Pre Market Reform | Consent | -
16574 | 1 | Low Risk Consent | Porvair Filtration Group Limited | 7 Regis Place | Bergen Way |  | King's Lynn |  | PE30 2JN | UNIT 1 | CONCORDE CLOSE | - | FAREHAM | HA | PO15 5RT | 2015-11-15 | 1.5 | 2 | At any time | PEEL COMMON WTW | Concorde close | Chromium Total mg/l | - | 0.2 | ug/l | 22.2 | Plating and metal finishing (Medium Impact) | Hampshire East | Metal Treatments process including water based detergent products | Pre Market Reform | Consent | -
16574 | 1 | Low Risk Consent | Porvair Filtration Group Limited | 7 Regis Place | Bergen Way |  | King's Lynn |  | PE30 2JN | UNIT 1 | CONCORDE CLOSE | - | FAREHAM | HA | PO15 5RT | 2015-11-15 | 1.5 | 2 | At any time | PEEL COMMON WTW | Concorde close | pH | 6 | 10 | pH Units | 22.2 | Plating and metal finishing (Medium Impact) | Hampshire East | Metal Treatments process including water based detergent products | Pre Market Reform | Consent | -
16574 | 1 | Low Risk Consent | Porvair Filtration Group Limited | 7 Regis Place | Bergen Way |  | King's Lynn |  | PE30 2JN | UNIT 1 | CONCORDE CLOSE | - | FAREHAM | HA | PO15 5RT | 2015-11-15 | 1.5 | 2 | At any time | PEEL COMMON WTW | Concorde close | Solids Suspended 105 Degrees C | - | 400 | mg/l | 22.2 | Plating and metal finishing (Medium Impact) | Hampshire East | Metal Treatments process including water based detergent products | Pre Market Reform | Consent | -
16598 | 5 | Tier 1 Consent | Barth-Haas UK Limited |  | Hop Pocket Lane | Paddock Wood | Tonbridge | Kent | TN12 6DQ | Barth-Haas UK Limited | Hope Pocket Lane | Paddock Wood |  | KE | TN12 6DQ | 2015-08-21 | 50 | 3 | At all time | PADDOCK WOOD WTW | Hope Pocket Lane | Chemical Oxygen Demand Shaken as 0 | - | 3000 | mg/l | 4.1 | Chemical and pharmaceutical manufacture (High Impact) | Sussex East | Chemical: Essential Oils process | Pre Market Reform | Consent | STATION ROAD PADDOCK WOOD WPS
16598 | 5 | Tier 1 Consent | Barth-Haas UK Limited |  | Hop Pocket Lane | Paddock Wood | Tonbridge | Kent | TN12 6DQ | Barth-Haas UK Limited | Hope Pocket Lane | Paddock Wood |  | KE | TN12 6DQ | 2015-08-21 | 50 | 3 | At all time | PADDOCK WOOD WTW | Hope Pocket Lane | Oil and Grease | - | 200 | mg/l | 4.1 | Chemical and pharmaceutical manufacture (High Impact) | Sussex East | Chemical: Essential Oils process | Pre Market Reform | Consent | STATION ROAD PADDOCK WOOD WPS
16598 | 5 | Tier 1 Consent | Barth-Haas UK Limited |  | Hop Pocket Lane | Paddock Wood | Tonbridge | Kent | TN12 6DQ | Barth-Haas UK Limited | Hope Pocket Lane | Paddock Wood |  | KE | TN12 6DQ | 2015-08-21 | 50 | 3 | At all time | PADDOCK WOOD WTW | Hope Pocket Lane | pH | 6 | 10 | pH Units | 4.1 | Chemical and pharmaceutical manufacture (High Impact) | Sussex East | Chemical: Essential Oils process | Pre Market Reform | Consent | STATION ROAD PADDOCK WOOD WPS
16598 | 5 | Tier 1 Consent | Barth-Haas UK Limited |  | Hop Pocket Lane | Paddock Wood | Tonbridge | Kent | TN12 6DQ | Barth-Haas UK Limited | Hope Pocket Lane | Paddock Wood |  | KE | TN12 6DQ | 2015-08-21 | 50 | 3 | At all time | PADDOCK WOOD WTW | Hope Pocket Lane | Solids Suspended 105 Degrees C | - | 500 | mg/l | 4.1 | Chemical and pharmaceutical manufacture (High Impact) | Sussex East | Chemical: Essential Oils process | Pre Market Reform | Consent | STATION ROAD PADDOCK WOOD WPS
16598 | 5 | Tier 1 Consent | Barth-Haas UK Limited |  | Hop Pocket Lane | Paddock Wood | Tonbridge | Kent | TN12 6DQ | Barth-Haas UK Limited | Hope Pocket Lane | Paddock Wood |  | KE | TN12 6DQ | 2015-08-21 | 50 | 3 | At all time | PADDOCK WOOD WTW | Hope Pocket Lane | Sulphate as S04 | - | 500 | mg/l | 4.1 | Chemical and pharmaceutical manufacture (High Impact) | Sussex East | Chemical: Essential Oils process | Pre Market Reform | Consent | STATION ROAD PADDOCK WOOD WPS
16601 | 1 | Low Risk Consent | Staggeringly Good Ltd | Maria House | 35 Millers Road | - | Brighton | - | BN1 5NP | ST GEORGES INDUSTRIAL UNIT 3 | RODNEY ROAD | - | SOUTHSEA | HA | PO4 8SY | 2015-11-01 | 1.5 | 0.2 | 0001- 2359 | BUDDS FARM HAVANT WTW | Rodney Road | Chemical Oxygen Demand Shaken as 0 | - | 3000 | mg/l | 1.3 | Alcoholic beverages (Low Impact) | Hampshire East | Drink Production: Brewery process | Pre Market Reform | Consent | -
16601 | 1 | Low Risk Consent | Staggeringly Good Ltd | Maria House | 35 Millers Road | - | Brighton | - | BN1 5NP | ST GEORGES INDUSTRIAL UNIT 3 | RODNEY ROAD | - | SOUTHSEA | HA | PO4 8SY | 2015-11-01 | 1.5 | 0.2 | 0001- 2359 | BUDDS FARM HAVANT WTW | Rodney Road | pH | 6 | 10 | pH Units | 1.3 | Alcoholic beverages (Low Impact) | Hampshire East | Drink Production: Brewery process | Pre Market Reform | Consent | -
16601 | 1 | Low Risk Consent | Staggeringly Good Ltd | Maria House | 35 Millers Road | - | Brighton | - | BN1 5NP | ST GEORGES INDUSTRIAL UNIT 3 | RODNEY ROAD | - | SOUTHSEA | HA | PO4 8SY | 2015-11-01 | 1.5 | 0.2 | 0001- 2359 | BUDDS FARM HAVANT WTW | Rodney Road | Solids Suspended 105 Degrees C | - | 500 | mg/l | 1.3 | Alcoholic beverages (Low Impact) | Hampshire East | Drink Production: Brewery process | Pre Market Reform | Consent | -
16602 | 1 | Low Risk Consent | Zunoma Limited | 45 | Brampton Road | - | Eastbourne | East Sussex | BN22 9AH | 45 | BRAMPTON ROAD | - | EASTBOURNE | SE | BN22 9AH | 2015-05-13 | 1 | 0.003 | 6:00 to 19:30 | EASTBOURNE WTW | Brampton Road | Chemical Oxygen Demand Shaken as 0 | - | 800 | mg/l | 24.2 | Printing and related activities (Low impact) | Sussex East | Reprographics: Printing process, Plate making - Lithographic and Dry offset | Pre Market Reform | Consent | -
16602 | 1 | Low Risk Consent | Zunoma Limited | 45 | Brampton Road | - | Eastbourne | East Sussex | BN22 9AH | 45 | BRAMPTON ROAD | - | EASTBOURNE | SE | BN22 9AH | 2015-05-13 | 1 | 0.003 | 6:00 to 19:30 | EASTBOURNE WTW | Brampton Road | pH | 6 | 10 | pH Units | 24.2 | Printing and related activities (Low impact) | Sussex East | Reprographics: Printing process, Plate making - Lithographic and Dry offset | Pre Market Reform | Consent | -
16602 | 1 | Low Risk Consent | Zunoma Limited | 45 | Brampton Road | - | Eastbourne | East Sussex | BN22 9AH | 45 | BRAMPTON ROAD | - | EASTBOURNE | SE | BN22 9AH | 2015-05-13 | 1 | 0.003 | 6:00 to 19:30 | EASTBOURNE WTW | Brampton Road | Solids Suspended 105 Degrees C | - | 400 | mg/l | 24.2 | Printing and related activities (Low impact) | Sussex East | Reprographics: Printing process, Plate making - Lithographic and Dry offset | Pre Market Reform | Consent | -
16607 | 1 | Low Risk Consent | Netley Marsh HCW Ltd | - | Ringwood Road | Netley Marsh | Southampton | Hampshire | SO40 7GY | NETLEY MARSH GARAGE | RINGWOOD ROAD | - | SOUTHAMPTON | HA | SO40 7GY | 2015-11-11 | 3 | 1 | Any time | SLOWHILL COPSE MARCHWOOD WTW | Ringwood Road | Chemical Oxygen Demand Shaken as 0 | - | 800 | mg/l | 31.2 | Vehicle and plant washing (Low Impact) | Hampshire West | Vehicle Washing process | Pre Market Reform | Consent | -
16607 | 1 | Low Risk Consent | Netley Marsh HCW Ltd | - | Ringwood Road | Netley Marsh | Southampton | Hampshire | SO40 7GY | NETLEY MARSH GARAGE | RINGWOOD ROAD | - | SOUTHAMPTON | HA | SO40 7GY | 2015-11-11 | 3 | 1 | Any time | SLOWHILL COPSE MARCHWOOD WTW | Ringwood Road | pH | 6 | 10 | pH Units | 31.2 | Vehicle and plant washing (Low Impact) | Hampshire West | Vehicle Washing process | Pre Market Reform | Consent | -
16607 | 1 | Low Risk Consent | Netley Marsh HCW Ltd | - | Ringwood Road | Netley Marsh | Southampton | Hampshire | SO40 7GY | NETLEY MARSH GARAGE | RINGWOOD ROAD | - | SOUTHAMPTON | HA | SO40 7GY | 2015-11-11 | 3 | 1 | Any time | SLOWHILL COPSE MARCHWOOD WTW | Ringwood Road | Solids Suspended 105 Degrees C | - | 400 | mg/l | 31.2 | Vehicle and plant washing (Low Impact) | Hampshire West | Vehicle Washing process | Pre Market Reform | Consent | -
16609 | 1 | Low Risk Consent | ALS Environmental Limited | Als Environmental Limited | Torrington Avenue | - | Coventry | - | CV4 9GU | SPARROWGROVE | WATERWORKS ROAD | - | OTTERBOURNE | HA | SO21 2SW | 2015-11-11 | 1 | 1 | At any time | CHICKENHALL EASTLEIGH WTW | Sparrowgrove | Chemical Oxygen Demand Settled as 0 | - | 800 | mg/l | 31.2 | Vehicle and plant washing (Low Impact) | Hampshire West | The analysis and disposal of customer liquid samples | Pre Market Reform | Consent | -
16609 | 1 | Low Risk Consent | ALS Environmental Limited | Als Environmental Limited | Torrington Avenue | - | Coventry | - | CV4 9GU | SPARROWGROVE | WATERWORKS ROAD | - | OTTERBOURNE | HA | SO21 2SW | 2015-11-11 | 1 | 1 | At any time | CHICKENHALL EASTLEIGH WTW | Sparrowgrove | pH | 6 | 10 | pH Units | 31.2 | Vehicle and plant washing (Low Impact) | Hampshire West | The analysis and disposal of customer liquid samples | Pre Market Reform | Consent | -
16609 | 1 | Low Risk Consent | ALS Environmental Limited | Als Environmental Limited | Torrington Avenue | - | Coventry | - | CV4 9GU | SPARROWGROVE | WATERWORKS ROAD | - | OTTERBOURNE | HA | SO21 2SW | 2015-11-11 | 1 | 1 | At any time | CHICKENHALL EASTLEIGH WTW | Sparrowgrove | Solids Suspended 105 Degrees C | - | 400 | mg/l | 31.2 | Vehicle and plant washing (Low Impact) | Hampshire West | The analysis and disposal of customer liquid samples | Pre Market Reform | Consent | -
16612 | 1 | Low Risk Consent | TGA Industries Limited | Gems Sensors | Lennox Road | - | Basingstoke | - | RG22 4AW | UNIT 5 | THE HYDE | - | BRIGHTON | SE | BN2 4JU | 2015-11-02 | 1 | 10 | 07:30 to 16:30 | PEACEHAVEN WTW | The Hyde Business Park | Chemical Oxygen Demand Shaken as 0 | - | 800 | mg/l | 24.2 | Printing and related activities (Low impact) | Sussex East | Reprographics: Printing process | Pre Market Reform | Consent | -
16612 | 1 | Low Risk Consent | TGA Industries Limited | Gems Sensors | Lennox Road | - | Basingstoke | - | RG22 4AW | UNIT 5 | THE HYDE | - | BRIGHTON | SE | BN2 4JU | 2015-11-02 | 1 | 10 | 07:30 to 16:30 | PEACEHAVEN WTW | The Hyde Business Park | Detergents Anionic | - | 50 | mg/l | 24.2 | Printing and related activities (Low impact) | Sussex East | Reprographics: Printing process | Pre Market Reform | Consent | -
16612 | 1 | Low Risk Consent | TGA Industries Limited | Gems Sensors | Lennox Road | - | Basingstoke | - | RG22 4AW | UNIT 5 | THE HYDE | - | BRIGHTON | SE | BN2 4JU | 2015-11-02 | 1 | 10 | 07:30 to 16:30 | PEACEHAVEN WTW | The Hyde Business Park | Detergents Non-Ionic | - | 50 | mg/l | 24.2 | Printing and related activities (Low impact) | Sussex East | Reprographics: Printing process | Pre Market Reform | Consent | -
16612 | 1 | Low Risk Consent | TGA Industries Limited | Gems Sensors | Lennox Road | - | Basingstoke | - | RG22 4AW | UNIT 5 | THE HYDE | - | BRIGHTON | SE | BN2 4JU | 2015-11-02 | 1 | 10 | 07:30 to 16:30 | PEACEHAVEN WTW | The Hyde Business Park | Oil and Grease | - | 200 | mg/l | 24.2 | Printing and related activities (Low impact) | Sussex East | Reprographics: Printing process | Pre Market Reform | Consent | -
16612 | 1 | Low Risk Consent | TGA Industries Limited | Gems Sensors | Lennox Road | - | Basingstoke | - | RG22 4AW | UNIT 5 | THE HYDE | - | BRIGHTON | SE | BN2 4JU | 2015-11-02 | 1 | 10 | 07:30 to 16:30 | PEACEHAVEN WTW | The Hyde Business Park | pH | 6 | 10 | pH Units | 24.2 | Printing and related activities (Low impact) | Sussex East | Reprographics: Printing process | Pre Market Reform | Consent | -
16612 | 1 | Low Risk Consent | TGA Industries Limited | Gems Sensors | Lennox Road | - | Basingstoke | - | RG22 4AW | UNIT 5 | THE HYDE | - | BRIGHTON | SE | BN2 4JU | 2015-11-02 | 1 | 10 | 07:30 to 16:30 | PEACEHAVEN WTW | The Hyde Business Park | Solids Suspended 105C at pH7 | - | 400 | mg/l | 24.2 | Printing and related activities (Low impact) | Sussex East | Reprographics: Printing process | Pre Market Reform | Consent | -
16612 | 1 | Low Risk Consent | TGA Industries Limited | Gems Sensors | Lennox Road | - | Basingstoke | - | RG22 4AW | UNIT 5 | THE HYDE | - | BRIGHTON | SE | BN2 4JU | 2015-11-02 | 1 | 10 | 07:30 to 16:30 | PEACEHAVEN WTW | The Hyde Business Park | Sulphate as S04 | - | 500 | mg/l | 24.2 | Printing and related activities (Low impact) | Sussex East | Reprographics: Printing process | Pre Market Reform | Consent | -
16613 | 1 | Low Risk Consent | SE Coast Ambulance Service NHS Foundation Trust | 42 Friars Walk |  |  | Lewes | East Sussex | BN7 2XW | CHICHESTER BUSINESS PARK, PLOT 7 | CITY FIELDS WAY |  | TANGMERE | SW | PO20 2FT | 2015-11-13 | 1 | 2 | at all times | TANGMERE WTW |  | Chemical Oxygen Demand Shaken as 0 | - | 800 | mg/l | 31.2 | Vehicle and plant washing (Low Impact) | Sussex West | Vehicle Washing: General Wash process | Pre Market Reform | Consent | -
16613 | 1 | Low Risk Consent | SE Coast Ambulance Service NHS Foundation Trust | 42 Friars Walk |  |  | Lewes | East Sussex | BN7 2XW | CHICHESTER BUSINESS PARK, PLOT 7 | CITY FIELDS WAY |  | TANGMERE | SW | PO20 2FT | 2015-11-13 | 1 | 2 | at all times | TANGMERE WTW |  | pH | 6 | 10 | pH Units | 31.2 | Vehicle and plant washing (Low Impact) | Sussex West | Vehicle Washing: General Wash process | Pre Market Reform | Consent | -
16613 | 1 | Low Risk Consent | SE Coast Ambulance Service NHS Foundation Trust | 42 Friars Walk |  |  | Lewes | East Sussex | BN7 2XW | CHICHESTER BUSINESS PARK, PLOT 7 | CITY FIELDS WAY |  | TANGMERE | SW | PO20 2FT | 2015-11-13 | 1 | 2 | at all times | TANGMERE WTW |  | Solids Suspended 105 Degrees C | - | 400 | mg/l | 31.2 | Vehicle and plant washing (Low Impact) | Sussex West | Vehicle Washing: General Wash process | Pre Market Reform | Consent | -
16615 | 4 | Tier 1 Consent | Elis UK Limited | First Floor, Chineham Gate | Crockford Lane | Chineham | Basingstoke |  | RG24 8NA | SPITHEAD BUSINESS CENTRE | NEWPORT ROAD | - | SANDOWN | IW | PO36 9PH | 2016-04-01 | 150 | 4 | At any time | SANDOWN NEW WTW | Newport Road | Chemical Oxygen Demand Shaken as 0 | - | 3000 | mg/l | 15.1 | Laundering (Large-scale) | Hampshire East | Laundering (Large-scale) | Laundering (Large-scale) | Consent | -
16615 | 4 | Tier 1 Consent | Elis UK Limited | First Floor, Chineham Gate | Crockford Lane | Chineham | Basingstoke |  | RG24 8NA | SPITHEAD BUSINESS CENTRE | NEWPORT ROAD | - | SANDOWN | IW | PO36 9PH | 2016-04-01 | 150 | 4 | At any time | SANDOWN NEW WTW | Newport Road | Detergents Anionic | - | 200 | mg/l | 15.1 | Laundering (Large-scale) | Hampshire East | Laundering (Large-scale) | Laundering (Large-scale) | Consent | -
16615 | 4 | Tier 1 Consent | Elis UK Limited | First Floor, Chineham Gate | Crockford Lane | Chineham | Basingstoke |  | RG24 8NA | SPITHEAD BUSINESS CENTRE | NEWPORT ROAD | - | SANDOWN | IW | PO36 9PH | 2016-04-01 | 150 | 4 | At any time | SANDOWN NEW WTW | Newport Road | Detergents Non-Ionic | - | 200 | mg/l | 15.1 | Laundering (Large-scale) | Hampshire East | Laundering (Large-scale) | Laundering (Large-scale) | Consent | -
16615 | 4 | Tier 1 Consent | Elis UK Limited | First Floor, Chineham Gate | Crockford Lane | Chineham | Basingstoke |  | RG24 8NA | SPITHEAD BUSINESS CENTRE | NEWPORT ROAD | - | SANDOWN | IW | PO36 9PH | 2016-04-01 | 150 | 4 | At any time | SANDOWN NEW WTW | Newport Road | pH | 6 | 11 | pH Units | 15.1 | Laundering (Large-scale) | Hampshire East | Laundering (Large-scale) | Laundering (Large-scale) | Consent | -
16615 | 4 | Tier 1 Consent | Elis UK Limited | First Floor, Chineham Gate | Crockford Lane | Chineham | Basingstoke |  | RG24 8NA | SPITHEAD BUSINESS CENTRE | NEWPORT ROAD | - | SANDOWN | IW | PO36 9PH | 2016-04-01 | 150 | 4 | At any time | SANDOWN NEW WTW | Newport Road | Solids Suspended 105C Settled | - | 800 | mg/l | 15.1 | Laundering (Large-scale) | Hampshire East | Laundering (Large-scale) | Laundering (Large-scale) | Consent | -
16615 | 4 | Tier 1 Consent | Elis UK Limited | First Floor, Chineham Gate | Crockford Lane | Chineham | Basingstoke |  | RG24 8NA | SPITHEAD BUSINESS CENTRE | NEWPORT ROAD | - | SANDOWN | IW | PO36 9PH | 2016-04-01 | 150 | 4 | At any time | SANDOWN NEW WTW | Newport Road | Sulphate as S04 | - | 500 | mg/l | 15.1 | Laundering (Large-scale) | Hampshire East | Laundering (Large-scale) | Laundering (Large-scale) | Consent | -
16618 | 2 | Tier 2 Consent | South East Water | South East Water | Rocfort Road |  | Snodland | Kent | ME6 5AH | SOUTH EAST WATER | WATERWORKS ROAD WTW | - | EASTBOURNE | SE | BN22 8LR | 2016-01-31 | 250 | 4 | Between 22:00 to 06:00 and 11:00 to 16:00 | EASTBOURNE WTW | Waterworks Road | Chemical Oxygen Demand Shaken as 0 | - | 200 | mg/l | 39.4 | Water treatment; softener plants; heating system flushing | Sussex East | Process Waters: Process Water Treatment process | Pre Market Reform | Consent | -
16618 | 2 | Tier 2 Consent | South East Water | South East Water | Rocfort Road |  | Snodland | Kent | ME6 5AH | SOUTH EAST WATER | WATERWORKS ROAD WTW | - | EASTBOURNE | SE | BN22 8LR | 2016-01-31 | 250 | 4 | Between 22:00 to 06:00 and 11:00 to 16:00 | EASTBOURNE WTW | Waterworks Road | pH | 6 | 10 | pH Units | 39.4 | Water treatment; softener plants; heating system flushing | Sussex East | Process Waters: Process Water Treatment process | Pre Market Reform | Consent | -
16618 | 2 | Tier 2 Consent | South East Water | South East Water | Rocfort Road |  | Snodland | Kent | ME6 5AH | SOUTH EAST WATER | WATERWORKS ROAD WTW | - | EASTBOURNE | SE | BN22 8LR | 2016-01-31 | 250 | 4 | Between 22:00 to 06:00 and 11:00 to 16:00 | EASTBOURNE WTW | Waterworks Road | Solids Suspended 105 Degrees C | - | 200 | mg/l | 39.4 | Water treatment; softener plants; heating system flushing | Sussex East | Process Waters: Process Water Treatment process | Pre Market Reform | Consent | -
16620 | 1 | Low Risk Consent | Sussex Waste Recycling Limited | Amelia House | Crescent Road | - | Worthing | West Sussex | BN11 1QR | UNIT 5 BUSINESS CENTRE | MARLBOROUGH ROAD |  | LANCING | SW | BN15 8TP | 2015-11-19 | 4 | 2 | at all times | EAST WORTHING WTW |  | Chemical Oxygen Demand Shaken as 0 | - | 800 | mg/l | 31.2 | Vehicle and plant washing (Low Impact) | Sussex West | Vehicle Washing: General Wash process | Pre Market Reform | Consent | -
16620 | 1 | Low Risk Consent | Sussex Waste Recycling Limited | Amelia House | Crescent Road | - | Worthing | West Sussex | BN11 1QR | UNIT 5 BUSINESS CENTRE | MARLBOROUGH ROAD |  | LANCING | SW | BN15 8TP | 2015-11-19 | 4 | 2 | at all times | EAST WORTHING WTW |  | pH | 6 | 10 | pH Units | 31.2 | Vehicle and plant washing (Low Impact) | Sussex West | Vehicle Washing: General Wash process | Pre Market Reform | Consent | -
16620 | 1 | Low Risk Consent | Sussex Waste Recycling Limited | Amelia House | Crescent Road | - | Worthing | West Sussex | BN11 1QR | UNIT 5 BUSINESS CENTRE | MARLBOROUGH ROAD |  | LANCING | SW | BN15 8TP | 2015-11-19 | 4 | 2 | at all times | EAST WORTHING WTW |  | Solids Suspended 105 Degrees C | - | 400 | mg/l | 31.2 | Vehicle and plant washing (Low Impact) | Sussex West | Vehicle Washing: General Wash process | Pre Market Reform | Consent | -
16621 | 1 | Low Risk Consent | Dairy Crest Limited | 5 The Heights |  | Brooklands | Weybridge | Surrey | KT13 0NY | 9-11 | CONSORT WAY | - | BURGESS HILL | SW | RH15 9TJ | 2015-11-23 | 2 | 2 | at all times | GODDARDS GREEN WTW |  | Chemical Oxygen Demand Shaken as 0 | - | 800 | mg/l | 31.2 | Vehicle and plant washing (Low Impact) | Sussex West | Vehicle Washing: General Wash process | Pre Market Reform | Consent | -
16621 | 1 | Low Risk Consent | Dairy Crest Limited | 5 The Heights |  | Brooklands | Weybridge | Surrey | KT13 0NY | 9-11 | CONSORT WAY | - | BURGESS HILL | SW | RH15 9TJ | 2015-11-23 | 2 | 2 | at all times | GODDARDS GREEN WTW |  | pH | 6 | 10 | pH Units | 31.2 | Vehicle and plant washing (Low Impact) | Sussex West | Vehicle Washing: General Wash process | Pre Market Reform | Consent | -
16621 | 1 | Low Risk Consent | Dairy Crest Limited | 5 The Heights |  | Brooklands | Weybridge | Surrey | KT13 0NY | 9-11 | CONSORT WAY | - | BURGESS HILL | SW | RH15 9TJ | 2015-11-23 | 2 | 2 | at all times | GODDARDS GREEN WTW |  | Solids Suspended 105 Degrees C | - | 400 | mg/l | 31.2 | Vehicle and plant washing (Low Impact) | Sussex West | Vehicle Washing: General Wash process | Pre Market Reform | Consent | -
16622 | 1 | Low Risk Consent | Tesco Plc | Tesco House | Shire Park | Kestrel Way | Welwyn Garden City | - | AL7 1GA | Snodland RSY | Hayes Rd | Hams Hill | Snodland | Kent | ME6 5SL | 2015-12-01 | 5 | 1 |  | HAM HILL WTW |  | Chemical Oxygen Demand Shaken as 0 | - | 1000 | mg/l | 31.3 | Vehicle and plant washing (Low Impact) | Kent West | Vehicle Washing: Jet Wash process | Pre Market Reform | Consent | -
16622 | 1 | Low Risk Consent | Tesco Plc | Tesco House | Shire Park | Kestrel Way | Welwyn Garden City | - | AL7 1GA | Snodland RSY | Hayes Rd | Hams Hill | Snodland | Kent | ME6 5SL | 2015-12-01 | 5 | 1 |  | HAM HILL WTW |  | pH | 6 | 10 | pH Units | 31.3 | Vehicle and plant washing (Low Impact) | Kent West | Vehicle Washing: Jet Wash process | Pre Market Reform | Consent | -
16622 | 1 | Low Risk Consent | Tesco Plc | Tesco House | Shire Park | Kestrel Way | Welwyn Garden City | - | AL7 1GA | Snodland RSY | Hayes Rd | Hams Hill | Snodland | Kent | ME6 5SL | 2015-12-01 | 5 | 1 |  | HAM HILL WTW |  | Solids Suspended 105 Degrees C | - | 2000 | mg/l | 31.3 | Vehicle and plant washing (Low Impact) | Kent West | Vehicle Washing: Jet Wash process | Pre Market Reform | Consent | -
16623 | 1 | Low Risk Consent | Hot Copper Pub Company Limited | Highdown House | Yeoman Way | - | Worthing | West Sussex | BN99 3HH | 47 | HIGHFIELD LANE | - | SOUTHAMPTON | HA | SO17 1QD | 2015-11-24 | 3 | 0.2 | 09:00 to 18:00 | PORTSWOOD WTW | Highfield Lane | Chemical Oxygen Demand Shaken as 0 | - | 3500 | mg/l | 1.3 | Alcoholic beverages (Low Impact) | Hampshire West | Drink Production: Brewery process | Pre Market Reform | Consent | -
16623 | 1 | Low Risk Consent | Hot Copper Pub Company Limited | Highdown House | Yeoman Way | - | Worthing | West Sussex | BN99 3HH | 47 | HIGHFIELD LANE | - | SOUTHAMPTON | HA | SO17 1QD | 2015-11-24 | 3 | 0.2 | 09:00 to 18:00 | PORTSWOOD WTW | Highfield Lane | pH | 6 | 10 | pH Units | 1.3 | Alcoholic beverages (Low Impact) | Hampshire West | Drink Production: Brewery process | Pre Market Reform | Consent | -
16623 | 1 | Low Risk Consent | Hot Copper Pub Company Limited | Highdown House | Yeoman Way | - | Worthing | West Sussex | BN99 3HH | 47 | HIGHFIELD LANE | - | SOUTHAMPTON | HA | SO17 1QD | 2015-11-24 | 3 | 0.2 | 09:00 to 18:00 | PORTSWOOD WTW | Highfield Lane | Solids Suspended 105 Degrees C | - | 700 | mg/l | 1.3 | Alcoholic beverages (Low Impact) | Hampshire West | Drink Production: Brewery process | Pre Market Reform | Consent | -
16624 | 1 | Low Risk Consent | Nottingham Rehab Limited | Sherwood House, Cartwright Way | Forest Buiness Park | Bardon Hill | Coalville | Leicestershire | LE67 1UB | NRS Healthcare Ltd | Newton Road | Unit 1, Clarks Industrial Estate | Hove | East Sussex | BN3 7BA | 2015-10-01 | 0.33 | 80 | 07:30 am to 18:00 pm | PEACEHAVEN WTW | Newton Road | Chemical Oxygen Demand Shaken as 0 | - | 800 | mg/l | 15.3 | Sterilization/medical equipment cleaning, hygiene bin cleaning, low risk cleaning of items | Sussex East | Component cleaning: component cleaning process, using steam cleaner and washing machine | Pre Market Reform | Consent | -
16624 | 1 | Low Risk Consent | Nottingham Rehab Limited | Sherwood House, Cartwright Way | Forest Buiness Park | Bardon Hill | Coalville | Leicestershire | LE67 1UB | NRS Healthcare Ltd | Newton Road | Unit 1, Clarks Industrial Estate | Hove | East Sussex | BN3 7BA | 2015-10-01 | 0.33 | 80 | 07:30 am to 18:00 pm | PEACEHAVEN WTW | Newton Road | pH | 6 | 10 | pH Units | 15.3 | Sterilization/medical equipment cleaning, hygiene bin cleaning, low risk cleaning of items | Sussex East | Component cleaning: component cleaning process, using steam cleaner and washing machine | Pre Market Reform | Consent | -
16624 | 1 | Low Risk Consent | Nottingham Rehab Limited | Sherwood House, Cartwright Way | Forest Buiness Park | Bardon Hill | Coalville | Leicestershire | LE67 1UB | NRS Healthcare Ltd | Newton Road | Unit 1, Clarks Industrial Estate | Hove | East Sussex | BN3 7BA | 2015-10-01 | 0.33 | 80 | 07:30 am to 18:00 pm | PEACEHAVEN WTW | Newton Road | Solids Suspended 105 Degrees C | - | 400 | mg/l | 15.3 | Sterilization/medical equipment cleaning, hygiene bin cleaning, low risk cleaning of items | Sussex East | Component cleaning: component cleaning process, using steam cleaner and washing machine | Pre Market Reform | Consent | -
16627 | 1 | Low Risk Consent | Sparshatt Truck & Van Limited | Unit 10 | Eurolink Industrial Estate | Castle Road | Sittingbourne |  | ME10 3RN | UNIT 10 | THE GLENMORE CENTRE | - | SITTINGBOURNE | KE | ME10 3RN | 2015-12-01 | 1.1 | 0.2 |  | SITTINGBOURNE WTW |  | Chemical Oxygen Demand Shaken as 0 | - | 800 | mg/l | 31.3 | Vehicle and plant washing (Low Impact) | Kent West | Vehicle Washing: Jet Wash process | Pre Market Reform | Consent | -
16627 | 1 | Low Risk Consent | Sparshatt Truck & Van Limited | Unit 10 | Eurolink Industrial Estate | Castle Road | Sittingbourne |  | ME10 3RN | UNIT 10 | THE GLENMORE CENTRE | - | SITTINGBOURNE | KE | ME10 3RN | 2015-12-01 | 1.1 | 0.2 |  | SITTINGBOURNE WTW |  | pH | 6 | 10 | pH Units | 31.3 | Vehicle and plant washing (Low Impact) | Kent West | Vehicle Washing: Jet Wash process | Pre Market Reform | Consent | -
16627 | 1 | Low Risk Consent | Sparshatt Truck & Van Limited | Unit 10 | Eurolink Industrial Estate | Castle Road | Sittingbourne |  | ME10 3RN | UNIT 10 | THE GLENMORE CENTRE | - | SITTINGBOURNE | KE | ME10 3RN | 2015-12-01 | 1.1 | 0.2 |  | SITTINGBOURNE WTW |  | Solids Suspended 105 Degrees C | - | 400 | mg/l | 31.3 | Vehicle and plant washing (Low Impact) | Kent West | Vehicle Washing: Jet Wash process | Pre Market Reform | Consent | -
16631 | 1 | Low Risk Consent | Sparshatt Truck & Van Limited | Unit 10 | Eurolink Industrial Estate | Castle Road | Sittingbourne |  | ME10 3RN | BROOKFIELD INDUSTRIAL ESTATE UNIT 2 | LEACON ROAD |  | ASHFORD | KE | TN23 4TU | 2015-12-03 | 0.4 | 0.1 | 0600-1600 | ASHFORD WTW | Leacon Road | Chemical Oxygen Demand Shaken as 0 | - | 800 | mg/l | 31.3 | Vehicle and plant washing (Low Impact) | Kent East | Vehicle Washing: Jet Wash process | Pre Market Reform | Consent | -
16631 | 1 | Low Risk Consent | Sparshatt Truck & Van Limited | Unit 10 | Eurolink Industrial Estate | Castle Road | Sittingbourne |  | ME10 3RN | BROOKFIELD INDUSTRIAL ESTATE UNIT 2 | LEACON ROAD |  | ASHFORD | KE | TN23 4TU | 2015-12-03 | 0.4 | 0.1 | 0600-1600 | ASHFORD WTW | Leacon Road | pH | 6 | 10 | pH Units | 31.3 | Vehicle and plant washing (Low Impact) | Kent East | Vehicle Washing: Jet Wash process | Pre Market Reform | Consent | -
16631 | 1 | Low Risk Consent | Sparshatt Truck & Van Limited | Unit 10 | Eurolink Industrial Estate | Castle Road | Sittingbourne |  | ME10 3RN | BROOKFIELD INDUSTRIAL ESTATE UNIT 2 | LEACON ROAD |  | ASHFORD | KE | TN23 4TU | 2015-12-03 | 0.4 | 0.1 | 0600-1600 | ASHFORD WTW | Leacon Road | Solids Suspended 105 Degrees C | - | 400 | mg/l | 31.3 | Vehicle and plant washing (Low Impact) | Kent East | Vehicle Washing: Jet Wash process | Pre Market Reform | Consent | -
16632 | 1 | Low Risk Consent | Jewson Limited | Saint-Gobain House | East Leake | - | Loughborough | Leicestershire | LE12 6JU | 64A SHOWROOM & PREMISES | STATION ROAD | - | HAYLING ISLAND | HA | PO11 0EL | 2015-12-01 | 2 | 1 | 0001 - 2359 | BUDDS FARM HAVANT WTW | Station Road | Chemical Oxygen Demand Shaken as 0 | - | 800 | mg/l | 31.3 | Vehicle and plant washing (Low Impact) | Hampshire East | Component Cleaning: Equipment Cleaning process | Pre Market Reform | Consent | -
16632 | 1 | Low Risk Consent | Jewson Limited | Saint-Gobain House | East Leake | - | Loughborough | Leicestershire | LE12 6JU | 64A SHOWROOM & PREMISES | STATION ROAD | - | HAYLING ISLAND | HA | PO11 0EL | 2015-12-01 | 2 | 1 | 0001 - 2359 | BUDDS FARM HAVANT WTW | Station Road | Oil and Grease | - | 200 | mg/l | 31.3 | Vehicle and plant washing (Low Impact) | Hampshire East | Component Cleaning: Equipment Cleaning process | Pre Market Reform | Consent | -
16632 | 1 | Low Risk Consent | Jewson Limited | Saint-Gobain House | East Leake | - | Loughborough | Leicestershire | LE12 6JU | 64A SHOWROOM & PREMISES | STATION ROAD | - | HAYLING ISLAND | HA | PO11 0EL | 2015-12-01 | 2 | 1 | 0001 - 2359 | BUDDS FARM HAVANT WTW | Station Road | pH | 6 | 10 | pH Units | 31.3 | Vehicle and plant washing (Low Impact) | Hampshire East | Component Cleaning: Equipment Cleaning process | Pre Market Reform | Consent | -
16632 | 1 | Low Risk Consent | Jewson Limited | Saint-Gobain House | East Leake | - | Loughborough | Leicestershire | LE12 6JU | 64A SHOWROOM & PREMISES | STATION ROAD | - | HAYLING ISLAND | HA | PO11 0EL | 2015-12-01 | 2 | 1 | 0001 - 2359 | BUDDS FARM HAVANT WTW | Station Road | Solids Suspended 105 Degrees C | - | 400 | mg/l | 31.3 | Vehicle and plant washing (Low Impact) | Hampshire East | Component Cleaning: Equipment Cleaning process | Pre Market Reform | Consent | -
16642 | 1 | Low Risk Consent | Chapman's Of Sevenoaks Limited | Units 5 & 6 Hornet Business Estate | Quarry Hill Road | Borough Green | Sevenoaks | Kent | TN25 8QW | HORNET BUSINESS ESTATE UNIT 6 | QUARRY HILL ROAD | - | SEVENOAKS | KE | TN15 8QW | 2015-12-29 | 5 | 1 |  | HAM HILL WTW |  | Chemical Oxygen Demand Shaken as 0 | - | 800 | mg/l | 9.3 | Food processing - fish prep/veg washing | Kent West | Food Processing: Fish Processing process | Pre Market Reform | Consent | -
16642 | 1 | Low Risk Consent | Chapman's Of Sevenoaks Limited | Units 5 & 6 Hornet Business Estate | Quarry Hill Road | Borough Green | Sevenoaks | Kent | TN25 8QW | HORNET BUSINESS ESTATE UNIT 6 | QUARRY HILL ROAD | - | SEVENOAKS | KE | TN15 8QW | 2015-12-29 | 5 | 1 |  | HAM HILL WTW |  | pH | 6 | 10 | pH Units | 9.3 | Food processing - fish prep/veg washing | Kent West | Food Processing: Fish Processing process | Pre Market Reform | Consent | -
16642 | 1 | Low Risk Consent | Chapman's Of Sevenoaks Limited | Units 5 & 6 Hornet Business Estate | Quarry Hill Road | Borough Green | Sevenoaks | Kent | TN25 8QW | HORNET BUSINESS ESTATE UNIT 6 | QUARRY HILL ROAD | - | SEVENOAKS | KE | TN15 8QW | 2015-12-29 | 5 | 1 |  | HAM HILL WTW |  | Solids Suspended 105 Degrees C | - | 400 | mg/l | 9.3 | Food processing - fish prep/veg washing | Kent West | Food Processing: Fish Processing process | Pre Market Reform | Consent | -
16644 | 1 | Low Risk Consent | Rose Car Wash | - | 87 Ashford Road | Bearsted | - | Kent | ME14 4BS | 87 DELHI SPICE UK | ASHFORD ROAD | - | BEARSTED | KE | ME14 4BS | 2015-12-21 | 2.5 | 1 |  | AYLESFORD WTW | Ashford Road | Chemical Oxygen Demand Shaken as 0 | - | 800 | mg/l | 31.3 | Vehicle and plant washing (Low Impact) | Kent West | Vehicle Washing: Jet Wash process | Pre Market Reform | Consent | -
16644 | 1 | Low Risk Consent | Rose Car Wash | - | 87 Ashford Road | Bearsted | - | Kent | ME14 4BS | 87 DELHI SPICE UK | ASHFORD ROAD | - | BEARSTED | KE | ME14 4BS | 2015-12-21 | 2.5 | 1 |  | AYLESFORD WTW | Ashford Road | pH | 6 | 10 | pH Units | 31.3 | Vehicle and plant washing (Low Impact) | Kent West | Vehicle Washing: Jet Wash process | Pre Market Reform | Consent | -
16644 | 1 | Low Risk Consent | Rose Car Wash | - | 87 Ashford Road | Bearsted | - | Kent | ME14 4BS | 87 DELHI SPICE UK | ASHFORD ROAD | - | BEARSTED | KE | ME14 4BS | 2015-12-21 | 2.5 | 1 |  | AYLESFORD WTW | Ashford Road | Solids Suspended 105 Degrees C | - | 400 | mg/l | 31.3 | Vehicle and plant washing (Low Impact) | Kent West | Vehicle Washing: Jet Wash process | Pre Market Reform | Consent | -
16648 | 1 | Low Risk Consent | Tailormade (Newhaven) Ltd | 12a | Marlborough Place | - | Brighton | East Sussex | BN1 1WN | 6 Avis Way |  | - | NEWHAVEN | SE | BN9 0DH | 2015-07-20 | 2 | 2 | 07:00 am - 09:00 pm | NEWHAVEN MAIN WTW | Avis Way | Chemical Oxygen Demand Shaken as 0 | - | 800 | mg/l | 9.2 | Food processing - General | Sussex East | Food Processing: Bakery/Confectionery process | Pre Market Reform | Consent | -
16648 | 1 | Low Risk Consent | Tailormade (Newhaven) Ltd | 12a | Marlborough Place | - | Brighton | East Sussex | BN1 1WN | 6 Avis Way |  | - | NEWHAVEN | SE | BN9 0DH | 2015-07-20 | 2 | 2 | 07:00 am - 09:00 pm | NEWHAVEN MAIN WTW | Avis Way | Oil and Grease | - | 200 | mg/l | 9.2 | Food processing - General | Sussex East | Food Processing: Bakery/Confectionery process | Pre Market Reform | Consent | -
16648 | 1 | Low Risk Consent | Tailormade (Newhaven) Ltd | 12a | Marlborough Place | - | Brighton | East Sussex | BN1 1WN | 6 Avis Way |  | - | NEWHAVEN | SE | BN9 0DH | 2015-07-20 | 2 | 2 | 07:00 am - 09:00 pm | NEWHAVEN MAIN WTW | Avis Way | pH | 6 | 10 | pH Units | 9.2 | Food processing - General | Sussex East | Food Processing: Bakery/Confectionery process | Pre Market Reform | Consent | -
16648 | 1 | Low Risk Consent | Tailormade (Newhaven) Ltd | 12a | Marlborough Place | - | Brighton | East Sussex | BN1 1WN | 6 Avis Way |  | - | NEWHAVEN | SE | BN9 0DH | 2015-07-20 | 2 | 2 | 07:00 am - 09:00 pm | NEWHAVEN MAIN WTW | Avis Way | Solids Suspended 105 Degrees C | - | 400 | mg/l | 9.2 | Food processing - General | Sussex East | Food Processing: Bakery/Confectionery process | Pre Market Reform | Consent | -
16649 | 1 | Low Risk Consent | Tom's Autocare | - | 48 Redshank Road | St Mary's Is | Chatham | Kent | ME4 3RE | UNIT A2 | LAKESIDE | - | ROCHESTER | KE | ME2 4LT | 2015-12-22 | 0.5 | 1 |  | WHITEWALL CREEK WTW |  | Chemical Oxygen Demand Shaken as 0 | - | 800 | mg/l | 31.3 | Vehicle and plant washing (Low Impact) | Kent West | Vehicle Washing: Jet Wash process | Pre Market Reform | Consent | -
16649 | 1 | Low Risk Consent | Tom's Autocare | - | 48 Redshank Road | St Mary's Is | Chatham | Kent | ME4 3RE | UNIT A2 | LAKESIDE | - | ROCHESTER | KE | ME2 4LT | 2015-12-22 | 0.5 | 1 |  | WHITEWALL CREEK WTW |  | pH | 6 | 10 | pH Units | 31.3 | Vehicle and plant washing (Low Impact) | Kent West | Vehicle Washing: Jet Wash process | Pre Market Reform | Consent | -
16649 | 1 | Low Risk Consent | Tom's Autocare | - | 48 Redshank Road | St Mary's Is | Chatham | Kent | ME4 3RE | UNIT A2 | LAKESIDE | - | ROCHESTER | KE | ME2 4LT | 2015-12-22 | 0.5 | 1 |  | WHITEWALL CREEK WTW |  | Solids Suspended 105 Degrees C | - | 400 | mg/l | 31.3 | Vehicle and plant washing (Low Impact) | Kent West | Vehicle Washing: Jet Wash process | Pre Market Reform | Consent | -
16651 | 1 | Tier 2 Consent | Malthurst Limited | Gladstone Place | 36-38 Upper Marlborough Road |  | St. Albans | Hertfordshire | AL1 3UU | 15 CARWASH | KINGS ROAD | - | HERNE BAY | KE | CT6 5DB | 2015-04-01 | 5 | 0.5 | 0700-2300 | MAY STREET HERNE BAY WTW | Kings Road | Chemical Oxygen Demand Shaken as 0 | - | 800 | mg/l | 31.2 | Vehicle and plant washing (Low Impact) | Kent East | Vehicle Washing: Automatic Vehicle Washing process | Pre Market Reform | Consent | -
16651 | 1 | Tier 2 Consent | Malthurst Limited | Gladstone Place | 36-38 Upper Marlborough Road |  | St. Albans | Hertfordshire | AL1 3UU | 15 CARWASH | KINGS ROAD | - | HERNE BAY | KE | CT6 5DB | 2015-04-01 | 5 | 0.5 | 0700-2300 | MAY STREET HERNE BAY WTW | Kings Road | Detergents Anionic | - | 20 | mg/l | 31.2 | Vehicle and plant washing (Low Impact) | Kent East | Vehicle Washing: Automatic Vehicle Washing process | Pre Market Reform | Consent | -
16651 | 1 | Tier 2 Consent | Malthurst Limited | Gladstone Place | 36-38 Upper Marlborough Road |  | St. Albans | Hertfordshire | AL1 3UU | 15 CARWASH | KINGS ROAD | - | HERNE BAY | KE | CT6 5DB | 2015-04-01 | 5 | 0.5 | 0700-2300 | MAY STREET HERNE BAY WTW | Kings Road | Detergents Non-Ionic | - | 20 | mg/l | 31.2 | Vehicle and plant washing (Low Impact) | Kent East | Vehicle Washing: Automatic Vehicle Washing process | Pre Market Reform | Consent | -
16651 | 1 | Tier 2 Consent | Malthurst Limited | Gladstone Place | 36-38 Upper Marlborough Road |  | St. Albans | Hertfordshire | AL1 3UU | 15 CARWASH | KINGS ROAD | - | HERNE BAY | KE | CT6 5DB | 2015-04-01 | 5 | 0.5 | 0700-2300 | MAY STREET HERNE BAY WTW | Kings Road | pH | 6 | 10 | pH Units | 31.2 | Vehicle and plant washing (Low Impact) | Kent East | Vehicle Washing: Automatic Vehicle Washing process | Pre Market Reform | Consent | -
16651 | 1 | Tier 2 Consent | Malthurst Limited | Gladstone Place | 36-38 Upper Marlborough Road |  | St. Albans | Hertfordshire | AL1 3UU | 15 CARWASH | KINGS ROAD | - | HERNE BAY | KE | CT6 5DB | 2015-04-01 | 5 | 0.5 | 0700-2300 | MAY STREET HERNE BAY WTW | Kings Road | Solids Suspended 105 Degrees C | - | 400 | mg/l | 31.2 | Vehicle and plant washing (Low Impact) | Kent East | Vehicle Washing: Automatic Vehicle Washing process | Pre Market Reform | Consent | -
16651 | 1 | Tier 2 Consent | Malthurst Limited | Gladstone Place | 36-38 Upper Marlborough Road |  | St. Albans | Hertfordshire | AL1 3UU | 15 CARWASH | KINGS ROAD | - | HERNE BAY | KE | CT6 5DB | 2015-04-01 | 5 | 0.5 | 0700-2300 | MAY STREET HERNE BAY WTW | Kings Road | Sulphate as S04 | - | 500 | mg/l | 31.2 | Vehicle and plant washing (Low Impact) | Kent East | Vehicle Washing: Automatic Vehicle Washing process | Pre Market Reform | Consent | -
16655 | 1 | Tier 1 Consent | The Go-Ahead Group Limited | 3rd Floor 41-51 | Grey Street |  | Newcastle Upon Tyne |  | NE1 6EE | TRAIN WASHING SHED OPP 9 | HIGHCROFT VILLAS | - | BRIGHTON | SE | BN1 5PS | 2015-07-26 | 30 | 1 | at all time | PEACEHAVEN WTW | New England Road | Chemical Oxygen Demand Shaken as 0 | - | 800 | mg/l | 31.1 | Vehicle and plant washing (Medium Impact) | Sussex East | Vehicle Washing: Train Washdown Facilities process | Pre Market Reform | Consent | -
16655 | 1 | Tier 1 Consent | The Go-Ahead Group Limited | 3rd Floor 41-51 | Grey Street |  | Newcastle Upon Tyne |  | NE1 6EE | TRAIN WASHING SHED OPP 9 | HIGHCROFT VILLAS | - | BRIGHTON | SE | BN1 5PS | 2015-07-26 | 30 | 1 | at all time | PEACEHAVEN WTW | New England Road | pH | 6 | 10 | pH Units | 31.1 | Vehicle and plant washing (Medium Impact) | Sussex East | Vehicle Washing: Train Washdown Facilities process | Pre Market Reform | Consent | -
16655 | 1 | Tier 1 Consent | The Go-Ahead Group Limited | 3rd Floor 41-51 | Grey Street |  | Newcastle Upon Tyne |  | NE1 6EE | TRAIN WASHING SHED OPP 9 | HIGHCROFT VILLAS | - | BRIGHTON | SE | BN1 5PS | 2015-07-26 | 30 | 1 | at all time | PEACEHAVEN WTW | New England Road | Solids Suspended 105 Degrees C | - | 400 | mg/l | 31.1 | Vehicle and plant washing (Medium Impact) | Sussex East | Vehicle Washing: Train Washdown Facilities process | Pre Market Reform | Consent | -
16662 | 2 | Tier 2 Consent | The Go-Ahead Group Limited | 3rd Floor 41-51 | Grey Street |  | Newcastle Upon Tyne |  | NE1 6EE | W5448006 - STATION NO 2 METER | TERMINUS ROAD | - | EASTBOURNE | SE | BN21 3QJ | 2015-07-26 | 50 | 2.78 | At any time | EASTBOURNE WTW | whitley Road | Chemical Oxygen Demand Shaken as 0 | - | 800 | mg/l | 31.1 | Vehicle and plant washing (Medium Impact) | Sussex East | Vehicle Washing: Train Washdown Facilities process | Pre Market Reform | Consent | -
16662 | 2 | Tier 2 Consent | The Go-Ahead Group Limited | 3rd Floor 41-51 | Grey Street |  | Newcastle Upon Tyne |  | NE1 6EE | W5448006 - STATION NO 2 METER | TERMINUS ROAD | - | EASTBOURNE | SE | BN21 3QJ | 2015-07-26 | 50 | 2.78 | At any time | EASTBOURNE WTW | whitley Road | pH | 6 | 10 | pH Units | 31.1 | Vehicle and plant washing (Medium Impact) | Sussex East | Vehicle Washing: Train Washdown Facilities process | Pre Market Reform | Consent | -
16662 | 2 | Tier 2 Consent | The Go-Ahead Group Limited | 3rd Floor 41-51 | Grey Street |  | Newcastle Upon Tyne |  | NE1 6EE | W5448006 - STATION NO 2 METER | TERMINUS ROAD | - | EASTBOURNE | SE | BN21 3QJ | 2015-07-26 | 50 | 2.78 | At any time | EASTBOURNE WTW | whitley Road | Solids Suspended 105 Degrees C | - | 400 | mg/l | 31.1 | Vehicle and plant washing (Medium Impact) | Sussex East | Vehicle Washing: Train Washdown Facilities process | Pre Market Reform | Consent | -
16664 | 1 | Low Risk Consent | Wheelie Bright Bins | 108 | Westbourne Avenue | - | Emsworth | Hampshire | PO10 7QJ | Wheelie Bright Bins | 108 Westbourne Avenue | - | Emsworth | Hampshire | PO10 7QJ | 2015-01-01 | 1.5 | 1 | At any time | THORNHAM WTW | Westbourne Avenue | Chemical Oxygen Demand Shaken as 0 | - | 800 | mg/l | 36.1 | Refuse containers (Wheelie bins / low risk commercial) | Hampshire East | Wheelie Bin Washing process | Pre Market Reform | Consent | -
16664 | 1 | Low Risk Consent | Wheelie Bright Bins | 108 | Westbourne Avenue | - | Emsworth | Hampshire | PO10 7QJ | Wheelie Bright Bins | 108 Westbourne Avenue | - | Emsworth | Hampshire | PO10 7QJ | 2015-01-01 | 1.5 | 1 | At any time | THORNHAM WTW | Westbourne Avenue | pH | 6 | 10 | pH Units | 36.1 | Refuse containers (Wheelie bins / low risk commercial) | Hampshire East | Wheelie Bin Washing process | Pre Market Reform | Consent | -
16664 | 1 | Low Risk Consent | Wheelie Bright Bins | 108 | Westbourne Avenue | - | Emsworth | Hampshire | PO10 7QJ | Wheelie Bright Bins | 108 Westbourne Avenue | - | Emsworth | Hampshire | PO10 7QJ | 2015-01-01 | 1.5 | 1 | At any time | THORNHAM WTW | Westbourne Avenue | Solids Suspended 105 Degrees C | - | 400 | mg/l | 36.1 | Refuse containers (Wheelie bins / low risk commercial) | Hampshire East | Wheelie Bin Washing process | Pre Market Reform | Consent | -
16669 | 1 | Low Risk Consent | Flint Owl Limited | Unit 1 The Old Dairy | - | Glynde | - | East Sussex | BN8 6SJ | Flint Owl Ltd | Unit 1 The Old Dairy | - | Glynde | East Sussex | BN8 6SJ | 2016-01-05 | 5 | 2 | At all time | NEWHAVEN MAIN WTW | Unit 1, The Old Diary, Glynde | Chemical Oxygen Demand Shaken as 0 | - | 800 | mg/l | 9.2 | Food processing - General | Sussex East | Food Processing: Bakery/Confectionery process | Pre Market Reform | Consent | -
16669 | 1 | Low Risk Consent | Flint Owl Limited | Unit 1 The Old Dairy | - | Glynde | - | East Sussex | BN8 6SJ | Flint Owl Ltd | Unit 1 The Old Dairy | - | Glynde | East Sussex | BN8 6SJ | 2016-01-05 | 5 | 2 | At all time | NEWHAVEN MAIN WTW | Unit 1, The Old Diary, Glynde | Oil and Grease | - | 200 | mg/l | 9.2 | Food processing - General | Sussex East | Food Processing: Bakery/Confectionery process | Pre Market Reform | Consent | -
16669 | 1 | Low Risk Consent | Flint Owl Limited | Unit 1 The Old Dairy | - | Glynde | - | East Sussex | BN8 6SJ | Flint Owl Ltd | Unit 1 The Old Dairy | - | Glynde | East Sussex | BN8 6SJ | 2016-01-05 | 5 | 2 | At all time | NEWHAVEN MAIN WTW | Unit 1, The Old Diary, Glynde | pH | 6 | 10 | pH Units | 9.2 | Food processing - General | Sussex East | Food Processing: Bakery/Confectionery process | Pre Market Reform | Consent | -
16669 | 1 | Low Risk Consent | Flint Owl Limited | Unit 1 The Old Dairy | - | Glynde | - | East Sussex | BN8 6SJ | Flint Owl Ltd | Unit 1 The Old Dairy | - | Glynde | East Sussex | BN8 6SJ | 2016-01-05 | 5 | 2 | At all time | NEWHAVEN MAIN WTW | Unit 1, The Old Diary, Glynde | Solids Suspended 105 Degrees C | - | 400 | mg/l | 9.2 | Food processing - General | Sussex East | Food Processing: Bakery/Confectionery process | Pre Market Reform | Consent | -
16670 | 1 | Low Risk Consent | DWS Automotive Repair Solutions Limited | 8th Floor Central Square | 29 Wellington Street | - | Leeds | West Yorkshire | LS1 4DL |  | FACTORY | - | TONBRIDGE | KE | TN9 1PP | 2016-01-18 | 2 | 1 |  | TONBRIDGE WTW |  | Chemical Oxygen Demand Shaken as 0 | - | 800 | mg/l | 31.3 | Vehicle and plant washing (Low Impact) | Kent West | Vehicle Washing: Jet Wash process | Pre Market Reform | Consent | -
16670 | 1 | Low Risk Consent | DWS Automotive Repair Solutions Limited | 8th Floor Central Square | 29 Wellington Street | - | Leeds | West Yorkshire | LS1 4DL |  | FACTORY | - | TONBRIDGE | KE | TN9 1PP | 2016-01-18 | 2 | 1 |  | TONBRIDGE WTW |  | pH | 6 | 10 | pH Units | 31.3 | Vehicle and plant washing (Low Impact) | Kent West | Vehicle Washing: Jet Wash process | Pre Market Reform | Consent | -
16670 | 1 | Low Risk Consent | DWS Automotive Repair Solutions Limited | 8th Floor Central Square | 29 Wellington Street | - | Leeds | West Yorkshire | LS1 4DL |  | FACTORY | - | TONBRIDGE | KE | TN9 1PP | 2016-01-18 | 2 | 1 |  | TONBRIDGE WTW |  | Solids Suspended 105 Degrees C | - | 400 | mg/l | 31.3 | Vehicle and plant washing (Low Impact) | Kent West | Vehicle Washing: Jet Wash process | Pre Market Reform | Consent | -
16674 | 1 | Low Risk Consent | Lawrences Garages (London) Limited | Meadow barn | Drury Square | Beeston | Kings Lynn | Norfolk | PE32 2NA | 428-430 SHOLING SERVICE STATION | BURSLEDON ROAD | - | SOUTHAMPTON | HA | SO19 8NG | 2016-01-20 | 5 | 1 | At any time | WOOLSTON WTW | Bursledon Road | Chemical Oxygen Demand Shaken as 0 | - | 800 | mg/l | 31.2 | Vehicle and plant washing (Low Impact) | Hampshire West | Vehicle Washing | Pre Market Reform | Consent | -
16674 | 1 | Low Risk Consent | Lawrences Garages (London) Limited | Meadow barn | Drury Square | Beeston | Kings Lynn | Norfolk | PE32 2NA | 428-430 SHOLING SERVICE STATION | BURSLEDON ROAD | - | SOUTHAMPTON | HA | SO19 8NG | 2016-01-20 | 5 | 1 | At any time | WOOLSTON WTW | Bursledon Road | Oil and Grease | - | 200 | mg/l | 31.2 | Vehicle and plant washing (Low Impact) | Hampshire West | Vehicle Washing | Pre Market Reform | Consent | -
16674 | 1 | Low Risk Consent | Lawrences Garages (London) Limited | Meadow barn | Drury Square | Beeston | Kings Lynn | Norfolk | PE32 2NA | 428-430 SHOLING SERVICE STATION | BURSLEDON ROAD | - | SOUTHAMPTON | HA | SO19 8NG | 2016-01-20 | 5 | 1 | At any time | WOOLSTON WTW | Bursledon Road | pH | 6 | 10 | pH Units | 31.2 | Vehicle and plant washing (Low Impact) | Hampshire West | Vehicle Washing | Pre Market Reform | Consent | -
16674 | 1 | Low Risk Consent | Lawrences Garages (London) Limited | Meadow barn | Drury Square | Beeston | Kings Lynn | Norfolk | PE32 2NA | 428-430 SHOLING SERVICE STATION | BURSLEDON ROAD | - | SOUTHAMPTON | HA | SO19 8NG | 2016-01-20 | 5 | 1 | At any time | WOOLSTON WTW | Bursledon Road | Solids Suspended 105 Degrees C | - | 400 | mg/l | 31.2 | Vehicle and plant washing (Low Impact) | Hampshire West | Vehicle Washing | Pre Market Reform | Consent | -
16676 | 1 | Low Risk Consent | Asda Stores Limited | Asda House | South Bank | Great Wilson Street | - | Leeds | LS11 5AD | 1 | CROWHURST ROAD | - | BRIGHTON | BH | BN1 8AS | 2015-11-04 | 3 | 0.9 | At any time | PEACEHAVEN WTW | Brighton Marina | Chemical Oxygen Demand Shaken as 0 | - | 800 | mg/l | 31.2 | Vehicle and plant washing (Low Impact) | Sussex East | Vehicle Washing: Jet Wash process | Pre Market Reform | Consent | -
16676 | 1 | Low Risk Consent | Asda Stores Limited | Asda House | South Bank | Great Wilson Street | - | Leeds | LS11 5AD | 1 | CROWHURST ROAD | - | BRIGHTON | BH | BN1 8AS | 2015-11-04 | 3 | 0.9 | At any time | PEACEHAVEN WTW | Brighton Marina | Oil and Grease | - | 200 | mg/l | 31.2 | Vehicle and plant washing (Low Impact) | Sussex East | Vehicle Washing: Jet Wash process | Pre Market Reform | Consent | -
16676 | 1 | Low Risk Consent | Asda Stores Limited | Asda House | South Bank | Great Wilson Street | - | Leeds | LS11 5AD | 1 | CROWHURST ROAD | - | BRIGHTON | BH | BN1 8AS | 2015-11-04 | 3 | 0.9 | At any time | PEACEHAVEN WTW | Brighton Marina | pH | 6 | 10 | pH Units | 31.2 | Vehicle and plant washing (Low Impact) | Sussex East | Vehicle Washing: Jet Wash process | Pre Market Reform | Consent | -
16676 | 1 | Low Risk Consent | Asda Stores Limited | Asda House | South Bank | Great Wilson Street | - | Leeds | LS11 5AD | 1 | CROWHURST ROAD | - | BRIGHTON | BH | BN1 8AS | 2015-11-04 | 3 | 0.9 | At any time | PEACEHAVEN WTW | Brighton Marina | Solids Suspended 105 Degrees C | - | 400 | mg/l | 31.2 | Vehicle and plant washing (Low Impact) | Sussex East | Vehicle Washing: Jet Wash process | Pre Market Reform | Consent | -
16679 | 1 | Low Risk Consent | Asda Stores Limited | Asda House | South Bank | Great Wilson Street | - | Leeds | LS11 5AD | 1 | CROWHURST ROAD | - | BRIGHTON | BH | BN1 8AS | 2015-12-16 | 3 | 0.9 | At any time | PEACEHAVEN WTW | Crowhurst Road | Chemical Oxygen Demand Shaken as 0 | - | 800 | mg/l | 31.2 | Vehicle and plant washing (Low Impact) | Sussex East | Vehicle Washing: Jet Wash process | Pre Market Reform | Consent | -
16679 | 1 | Low Risk Consent | Asda Stores Limited | Asda House | South Bank | Great Wilson Street | - | Leeds | LS11 5AD | 1 | CROWHURST ROAD | - | BRIGHTON | BH | BN1 8AS | 2015-12-16 | 3 | 0.9 | At any time | PEACEHAVEN WTW | Crowhurst Road | Oil and Grease | - | 200 | mg/l | 31.2 | Vehicle and plant washing (Low Impact) | Sussex East | Vehicle Washing: Jet Wash process | Pre Market Reform | Consent | -
16679 | 1 | Low Risk Consent | Asda Stores Limited | Asda House | South Bank | Great Wilson Street | - | Leeds | LS11 5AD | 1 | CROWHURST ROAD | - | BRIGHTON | BH | BN1 8AS | 2015-12-16 | 3 | 0.9 | At any time | PEACEHAVEN WTW | Crowhurst Road | pH | 6 | 10 | pH Units | 31.2 | Vehicle and plant washing (Low Impact) | Sussex East | Vehicle Washing: Jet Wash process | Pre Market Reform | Consent | -
16679 | 1 | Low Risk Consent | Asda Stores Limited | Asda House | South Bank | Great Wilson Street | - | Leeds | LS11 5AD | 1 | CROWHURST ROAD | - | BRIGHTON | BH | BN1 8AS | 2015-12-16 | 3 | 0.9 | At any time | PEACEHAVEN WTW | Crowhurst Road | Solids Suspended 105 Degrees C | - | 400 | mg/l | 31.2 | Vehicle and plant washing (Low Impact) | Sussex East | Vehicle Washing: Jet Wash process | Pre Market Reform | Consent | -
16684 | 1 | Tier 1 Consent | South Downs Leisure | Field Place | The Boulevard | - | Worthing | West Sussex | BN13 1NP | 60 WORTHING SPLASHPOINT LEISURE CENTRE | BRIGHTON ROAD | - | WORTHING | SW | BN11 2EN | 2016-01-01 | 30 | 2 | at all times | EAST WORTHING WTW | Brighton Road | Chemical Oxygen Demand Shaken as 0 | - | 800 | mg/l | 32.1 | Leisure facilities | Sussex West | Swimming Pools: Commercial Swimming Pools process | Pre Market Reform | Consent | -
16684 | 1 | Tier 1 Consent | South Downs Leisure | Field Place | The Boulevard | - | Worthing | West Sussex | BN13 1NP | 60 WORTHING SPLASHPOINT LEISURE CENTRE | BRIGHTON ROAD | - | WORTHING | SW | BN11 2EN | 2016-01-01 | 30 | 2 | at all times | EAST WORTHING WTW | Brighton Road | pH | 6 | 10 | pH Units | 32.1 | Leisure facilities | Sussex West | Swimming Pools: Commercial Swimming Pools process | Pre Market Reform | Consent | -
16684 | 1 | Tier 1 Consent | South Downs Leisure | Field Place | The Boulevard | - | Worthing | West Sussex | BN13 1NP | 60 WORTHING SPLASHPOINT LEISURE CENTRE | BRIGHTON ROAD | - | WORTHING | SW | BN11 2EN | 2016-01-01 | 30 | 2 | at all times | EAST WORTHING WTW | Brighton Road | Solids Suspended 105C at pH7 | - | 400 | mg/l | 32.1 | Leisure facilities | Sussex West | Swimming Pools: Commercial Swimming Pools process | Pre Market Reform | Consent | -
16686 | 1 | Low Risk Consent | Goddard`s Pies Limited | First Floor Ridgeland House | 15 Carfax |  | Horsham | West Sussex | RH12 1DY | Unit 8 Hornet Business Estate | Quarry Hill Road | Borough Green | Sevenoaks |  | TN15 8QW | 2016-02-04 | 3 | 1 |  | HAM HILL WTW |  | Chemical Oxygen Demand Shaken as 0 | - | 1000 | mg/l | 9.3 | Food processing - fish prep/veg washing | Kent West | Food Processing: Bakery/Confectionery process | Pre Market Reform | Consent | -
16686 | 1 | Low Risk Consent | Goddard`s Pies Limited | First Floor Ridgeland House | 15 Carfax |  | Horsham | West Sussex | RH12 1DY | Unit 8 Hornet Business Estate | Quarry Hill Road | Borough Green | Sevenoaks |  | TN15 8QW | 2016-02-04 | 3 | 1 |  | HAM HILL WTW |  | pH | 6 | 10 | pH Units | 9.3 | Food processing - fish prep/veg washing | Kent West | Food Processing: Bakery/Confectionery process | Pre Market Reform | Consent | -
16686 | 1 | Low Risk Consent | Goddard`s Pies Limited | First Floor Ridgeland House | 15 Carfax |  | Horsham | West Sussex | RH12 1DY | Unit 8 Hornet Business Estate | Quarry Hill Road | Borough Green | Sevenoaks |  | TN15 8QW | 2016-02-04 | 3 | 1 |  | HAM HILL WTW |  | Solids Suspended 105 Degrees C | - | 500 | mg/l | 9.3 | Food processing - fish prep/veg washing | Kent West | Food Processing: Bakery/Confectionery process | Pre Market Reform | Consent | -
16690 | 1 | Low Risk Consent | So Clean HCW Ltd | 4 | Langdon Shaw | - | Sidcup | Kent | DA14 6AU | TUNBRIDGE WELLS GARDEN CENTER | ERIDGE ROAD |  | TUNBRIDGE WELLS | KE | TN4 8HR | 2016-02-02 | 3 | 0.7 | 09:00 am to 18:00 pm | TUNBRIDGE WELLS SOUTH WTW | Eridge Road | Chemical Oxygen Demand Shaken as 0 | - | 800 | mg/l | 31.2 | Vehicle and plant washing (Low Impact) | Sussex East | Vehicle Washing: General Wash process | Pre Market Reform | Consent | -
16690 | 1 | Low Risk Consent | So Clean HCW Ltd | 4 | Langdon Shaw | - | Sidcup | Kent | DA14 6AU | TUNBRIDGE WELLS GARDEN CENTER | ERIDGE ROAD |  | TUNBRIDGE WELLS | KE | TN4 8HR | 2016-02-02 | 3 | 0.7 | 09:00 am to 18:00 pm | TUNBRIDGE WELLS SOUTH WTW | Eridge Road | Detergents Anionic | - | 50 | mg/l | 31.2 | Vehicle and plant washing (Low Impact) | Sussex East | Vehicle Washing: General Wash process | Pre Market Reform | Consent | -
16690 | 1 | Low Risk Consent | So Clean HCW Ltd | 4 | Langdon Shaw | - | Sidcup | Kent | DA14 6AU | TUNBRIDGE WELLS GARDEN CENTER | ERIDGE ROAD |  | TUNBRIDGE WELLS | KE | TN4 8HR | 2016-02-02 | 3 | 0.7 | 09:00 am to 18:00 pm | TUNBRIDGE WELLS SOUTH WTW | Eridge Road | Detergents Non-Ionic | - | 50 | mg/l | 31.2 | Vehicle and plant washing (Low Impact) | Sussex East | Vehicle Washing: General Wash process | Pre Market Reform | Consent | -
16690 | 1 | Low Risk Consent | So Clean HCW Ltd | 4 | Langdon Shaw | - | Sidcup | Kent | DA14 6AU | TUNBRIDGE WELLS GARDEN CENTER | ERIDGE ROAD |  | TUNBRIDGE WELLS | KE | TN4 8HR | 2016-02-02 | 3 | 0.7 | 09:00 am to 18:00 pm | TUNBRIDGE WELLS SOUTH WTW | Eridge Road | Oil and Grease | - | 200 | mg/l | 31.2 | Vehicle and plant washing (Low Impact) | Sussex East | Vehicle Washing: General Wash process | Pre Market Reform | Consent | -
16690 | 1 | Low Risk Consent | So Clean HCW Ltd | 4 | Langdon Shaw | - | Sidcup | Kent | DA14 6AU | TUNBRIDGE WELLS GARDEN CENTER | ERIDGE ROAD |  | TUNBRIDGE WELLS | KE | TN4 8HR | 2016-02-02 | 3 | 0.7 | 09:00 am to 18:00 pm | TUNBRIDGE WELLS SOUTH WTW | Eridge Road | pH | 6 | 10 | pH Units | 31.2 | Vehicle and plant washing (Low Impact) | Sussex East | Vehicle Washing: General Wash process | Pre Market Reform | Consent | -
16690 | 1 | Low Risk Consent | So Clean HCW Ltd | 4 | Langdon Shaw | - | Sidcup | Kent | DA14 6AU | TUNBRIDGE WELLS GARDEN CENTER | ERIDGE ROAD |  | TUNBRIDGE WELLS | KE | TN4 8HR | 2016-02-02 | 3 | 0.7 | 09:00 am to 18:00 pm | TUNBRIDGE WELLS SOUTH WTW | Eridge Road | Solids Suspended 105 Degrees C | - | 400 | mg/l | 31.2 | Vehicle and plant washing (Low Impact) | Sussex East | Vehicle Washing: General Wash process | Pre Market Reform | Consent | -
16695 | 3 | Low Risk Consent | Nyetimber Vineyard Limited | Nyetimber Vineyard | Gay Street | West Chiltington |  | West Sussex | RH20 2HH | Pressing Centre and Vineyard Bui | Knowe Top Farm | West Chiltington | Pulborough | West Sussex | RH20 2JZ | 2017-08-10 | 1 | 2 | at all times | PULBOROUGH WTW | East Street | Chemical Oxygen Demand Shaken as 0 | - | 5000 | mg/l | 1.3 | Alcoholic beverages (Low Impact) | Sussex West | Drink Production: Wine process | Pre Market Reform | Consent | -
16695 | 3 | Low Risk Consent | Nyetimber Vineyard Limited | Nyetimber Vineyard | Gay Street | West Chiltington |  | West Sussex | RH20 2HH | Pressing Centre and Vineyard Bui | Knowe Top Farm | West Chiltington | Pulborough | West Sussex | RH20 2JZ | 2017-08-10 | 1 | 2 | at all times | PULBOROUGH WTW | East Street | pH | 6 | 10 | pH Units | 1.3 | Alcoholic beverages (Low Impact) | Sussex West | Drink Production: Wine process | Pre Market Reform | Consent | -
16695 | 3 | Low Risk Consent | Nyetimber Vineyard Limited | Nyetimber Vineyard | Gay Street | West Chiltington |  | West Sussex | RH20 2HH | Pressing Centre and Vineyard Bui | Knowe Top Farm | West Chiltington | Pulborough | West Sussex | RH20 2JZ | 2017-08-10 | 1 | 2 | at all times | PULBOROUGH WTW | East Street | Solids Suspended 105 Degrees C | - | 1500 | mg/l | 1.3 | Alcoholic beverages (Low Impact) | Sussex West | Drink Production: Wine process | Pre Market Reform | Consent | -
16698 | 1 | Tier 2 Consent | Coopervision Manufacturing Limited | Delta Park | Concorde Way | Segensworth North | Fareham | Hampshire | PO15 5RL | COOPERVISION | SPEEDWELL CLOSE |  | EASTLEIGH | HA | SO53 4BT | 2016-02-23 | 20 | 1 | At any time | CHICKENHALL EASTLEIGH WTW | Speedwell Close | Chemical Oxygen Demand Shaken as 0 | - | 800 | mg/l | 4.3 | Medical equipment manufacture | Hampshire West | Contact lens manufacture process and floor cleaning | Contact lens manufacturer. | Consent | Pre Market Reform
16698 | 1 | Tier 2 Consent | Coopervision Manufacturing Limited | Delta Park | Concorde Way | Segensworth North | Fareham | Hampshire | PO15 5RL | COOPERVISION | SPEEDWELL CLOSE |  | EASTLEIGH | HA | SO53 4BT | 2016-02-23 | 20 | 1 | At any time | CHICKENHALL EASTLEIGH WTW | Speedwell Close | Chloride | - | 200 | mg/l | 4.3 | Medical equipment manufacture | Hampshire West | Contact lens manufacture process and floor cleaning | Contact lens manufacturer. | Consent | Pre Market Reform
16698 | 1 | Tier 2 Consent | Coopervision Manufacturing Limited | Delta Park | Concorde Way | Segensworth North | Fareham | Hampshire | PO15 5RL | COOPERVISION | SPEEDWELL CLOSE |  | EASTLEIGH | HA | SO53 4BT | 2016-02-23 | 20 | 1 | At any time | CHICKENHALL EASTLEIGH WTW | Speedwell Close | pH | 6 | 10 | pH Units | 4.3 | Medical equipment manufacture | Hampshire West | Contact lens manufacture process and floor cleaning | Contact lens manufacturer. | Consent | Pre Market Reform
16698 | 1 | Tier 2 Consent | Coopervision Manufacturing Limited | Delta Park | Concorde Way | Segensworth North | Fareham | Hampshire | PO15 5RL | COOPERVISION | SPEEDWELL CLOSE |  | EASTLEIGH | HA | SO53 4BT | 2016-02-23 | 20 | 1 | At any time | CHICKENHALL EASTLEIGH WTW | Speedwell Close | Solids Suspended 105 Degrees C | - | 400 | mg/l | 4.3 | Medical equipment manufacture | Hampshire West | Contact lens manufacture process and floor cleaning | Contact lens manufacturer. | Consent | Pre Market Reform
16698 | 1 | Tier 2 Consent | Coopervision Manufacturing Limited | Delta Park | Concorde Way | Segensworth North | Fareham | Hampshire | PO15 5RL | COOPERVISION | SPEEDWELL CLOSE |  | EASTLEIGH | HA | SO53 4BT | 2016-02-23 | 20 | 1 | At any time | CHICKENHALL EASTLEIGH WTW | Speedwell Close | Sulphate as S04 | - | 100 | mg/l | 4.3 | Medical equipment manufacture | Hampshire West | Contact lens manufacture process and floor cleaning | Contact lens manufacturer. | Consent | Pre Market Reform
16699 | 1 | Low Risk Consent | Transglobal Plant Limited | Unit Q | Chantry Industrial Estate | Storrington | Pulborough | - | RH20 4AD | Unit 6 Hangar 3 | Rudford Industrial Estate | Ford | Arundel | West Sussex | BN18 0BD | 2016-02-23 | 1 | 2 | at all times | FORD WTW |  | Chemical Oxygen Demand Shaken as 0 | - | 800 | mg/l | 31.2 | Vehicle and plant washing (Low Impact) | Sussex West | Vehicle and Plant maintenance: Mobile Plant Washdown process | Pre Market Reform | Consent | -
16699 | 1 | Low Risk Consent | Transglobal Plant Limited | Unit Q | Chantry Industrial Estate | Storrington | Pulborough | - | RH20 4AD | Unit 6 Hangar 3 | Rudford Industrial Estate | Ford | Arundel | West Sussex | BN18 0BD | 2016-02-23 | 1 | 2 | at all times | FORD WTW |  | pH | 6 | 10 | pH Units | 31.2 | Vehicle and plant washing (Low Impact) | Sussex West | Vehicle and Plant maintenance: Mobile Plant Washdown process | Pre Market Reform | Consent | -
16699 | 1 | Low Risk Consent | Transglobal Plant Limited | Unit Q | Chantry Industrial Estate | Storrington | Pulborough | - | RH20 4AD | Unit 6 Hangar 3 | Rudford Industrial Estate | Ford | Arundel | West Sussex | BN18 0BD | 2016-02-23 | 1 | 2 | at all times | FORD WTW |  | Solids Suspended 105 Degrees C | - | 400 | mg/l | 31.2 | Vehicle and plant washing (Low Impact) | Sussex West | Vehicle and Plant maintenance: Mobile Plant Washdown process | Pre Market Reform | Consent | -
16702 | 1 | Low Risk Consent | BP Oil UK Limited | - | Chertsey Road | - | Sunbury on Thames | Middlesex | TW16 7BP | 96-106 | MALLING STREET | - | LEWES | SE | BN7 2RJ | 2016-02-15 | 0.9 | 0.1 | At any time | NEWHAVEN MAIN WTW | Malling Street | Chemical Oxygen Demand Shaken as 0 | - | 800 | mg/l | 31.2 | Vehicle and plant washing (Low Impact) | Sussex East | Vehicle Washing: Automatic Vehicle Washing process | Pre Market Reform | Consent | -
16702 | 1 | Low Risk Consent | BP Oil UK Limited | - | Chertsey Road | - | Sunbury on Thames | Middlesex | TW16 7BP | 96-106 | MALLING STREET | - | LEWES | SE | BN7 2RJ | 2016-02-15 | 0.9 | 0.1 | At any time | NEWHAVEN MAIN WTW | Malling Street | Detergents Anionic | - | 50 | mg/l | 31.2 | Vehicle and plant washing (Low Impact) | Sussex East | Vehicle Washing: Automatic Vehicle Washing process | Pre Market Reform | Consent | -
16702 | 1 | Low Risk Consent | BP Oil UK Limited | - | Chertsey Road | - | Sunbury on Thames | Middlesex | TW16 7BP | 96-106 | MALLING STREET | - | LEWES | SE | BN7 2RJ | 2016-02-15 | 0.9 | 0.1 | At any time | NEWHAVEN MAIN WTW | Malling Street | Detergents Non-Ionic | - | 50 | mg/l | 31.2 | Vehicle and plant washing (Low Impact) | Sussex East | Vehicle Washing: Automatic Vehicle Washing process | Pre Market Reform | Consent | -
16702 | 1 | Low Risk Consent | BP Oil UK Limited | - | Chertsey Road | - | Sunbury on Thames | Middlesex | TW16 7BP | 96-106 | MALLING STREET | - | LEWES | SE | BN7 2RJ | 2016-02-15 | 0.9 | 0.1 | At any time | NEWHAVEN MAIN WTW | Malling Street | pH | 6 | 10 | pH Units | 31.2 | Vehicle and plant washing (Low Impact) | Sussex East | Vehicle Washing: Automatic Vehicle Washing process | Pre Market Reform | Consent | -
16702 | 1 | Low Risk Consent | BP Oil UK Limited | - | Chertsey Road | - | Sunbury on Thames | Middlesex | TW16 7BP | 96-106 | MALLING STREET | - | LEWES | SE | BN7 2RJ | 2016-02-15 | 0.9 | 0.1 | At any time | NEWHAVEN MAIN WTW | Malling Street | Solids Suspended 105 Degrees C | - | 400 | mg/l | 31.2 | Vehicle and plant washing (Low Impact) | Sussex East | Vehicle Washing: Automatic Vehicle Washing process | Pre Market Reform | Consent | -
16708 | 1 | Low Risk Consent | Reedbut Group Limited | The Stables | 23b Lenten Street | Alton | - | Hampshire | GU34 1HG | UNIT 7 & 8 CROWN WAY | WALWORTH IND ESTATE | - | ANDOVER | HA | SP10 5LU | 2016-03-03 | 1 | 1 | at any time | FULLERTON WTW | Crown Way | Chemical Oxygen Demand Shaken as 0 | - | 800 | mg/l | 24.2 | Printing and related activities (Low impact) | Hampshire West | Washdown of machines used for printing | Pre Market Reform | Consent | -
16708 | 1 | Low Risk Consent | Reedbut Group Limited | The Stables | 23b Lenten Street | Alton | - | Hampshire | GU34 1HG | UNIT 7 & 8 CROWN WAY | WALWORTH IND ESTATE | - | ANDOVER | HA | SP10 5LU | 2016-03-03 | 1 | 1 | at any time | FULLERTON WTW | Crown Way | pH | 6 | 10 | pH Units | 24.2 | Printing and related activities (Low impact) | Hampshire West | Washdown of machines used for printing | Pre Market Reform | Consent | -
16708 | 1 | Low Risk Consent | Reedbut Group Limited | The Stables | 23b Lenten Street | Alton | - | Hampshire | GU34 1HG | UNIT 7 & 8 CROWN WAY | WALWORTH IND ESTATE | - | ANDOVER | HA | SP10 5LU | 2016-03-03 | 1 | 1 | at any time | FULLERTON WTW | Crown Way | Solids Suspended 105 Degrees C | - | 400 | mg/l | 24.2 | Printing and related activities (Low impact) | Hampshire West | Washdown of machines used for printing | Pre Market Reform | Consent | -
16710 | 1 | Low Risk Consent | Ricardo-AEA Limited | Shoreham Technical Centre | Old Shoreham Rd | - | Shoreham-by-Sea | West Sussex | BN43 5FG | CHILBOLTON OBSERVATORY | DROVE ROAD | - | CHILBOLTON | HA | SO20 6BJ | 2016-02-03 | 0.1 | 1 | 09:00 - 17:00 | CHILBOLTON WTW | Drove Road | Aluminium Total | - | 0.5 | ug/l | 38.2 | Laboratory and research activities (Low Impact) | Hampshire West | Laboratories: neutralised liquid waste from the air monitoring equipment | Pre Market Reform | Consent | -
16710 | 1 | Low Risk Consent | Ricardo-AEA Limited | Shoreham Technical Centre | Old Shoreham Rd | - | Shoreham-by-Sea | West Sussex | BN43 5FG | CHILBOLTON OBSERVATORY | DROVE ROAD | - | CHILBOLTON | HA | SO20 6BJ | 2016-02-03 | 0.1 | 1 | 09:00 - 17:00 | CHILBOLTON WTW | Drove Road | Chemical Oxygen Demand Shaken as 0 | - | 800 | mg/l | 38.2 | Laboratory and research activities (Low Impact) | Hampshire West | Laboratories: neutralised liquid waste from the air monitoring equipment | Pre Market Reform | Consent | -
16710 | 1 | Low Risk Consent | Ricardo-AEA Limited | Shoreham Technical Centre | Old Shoreham Rd | - | Shoreham-by-Sea | West Sussex | BN43 5FG | CHILBOLTON OBSERVATORY | DROVE ROAD | - | CHILBOLTON | HA | SO20 6BJ | 2016-02-03 | 0.1 | 1 | 09:00 - 17:00 | CHILBOLTON WTW | Drove Road | Lead Total | - | 0.5 | ug/l | 38.2 | Laboratory and research activities (Low Impact) | Hampshire West | Laboratories: neutralised liquid waste from the air monitoring equipment | Pre Market Reform | Consent | -
16710 | 1 | Low Risk Consent | Ricardo-AEA Limited | Shoreham Technical Centre | Old Shoreham Rd | - | Shoreham-by-Sea | West Sussex | BN43 5FG | CHILBOLTON OBSERVATORY | DROVE ROAD | - | CHILBOLTON | HA | SO20 6BJ | 2016-02-03 | 0.1 | 1 | 09:00 - 17:00 | CHILBOLTON WTW | Drove Road | pH | 6 | 10 | pH Units | 38.2 | Laboratory and research activities (Low Impact) | Hampshire West | Laboratories: neutralised liquid waste from the air monitoring equipment | Pre Market Reform | Consent | -
16710 | 1 | Low Risk Consent | Ricardo-AEA Limited | Shoreham Technical Centre | Old Shoreham Rd | - | Shoreham-by-Sea | West Sussex | BN43 5FG | CHILBOLTON OBSERVATORY | DROVE ROAD | - | CHILBOLTON | HA | SO20 6BJ | 2016-02-03 | 0.1 | 1 | 09:00 - 17:00 | CHILBOLTON WTW | Drove Road | Solids Suspended 105 Degrees C | - | 400 | mg/l | 38.2 | Laboratory and research activities (Low Impact) | Hampshire West | Laboratories: neutralised liquid waste from the air monitoring equipment | Pre Market Reform | Consent | -
16710 | 1 | Low Risk Consent | Ricardo-AEA Limited | Shoreham Technical Centre | Old Shoreham Rd | - | Shoreham-by-Sea | West Sussex | BN43 5FG | CHILBOLTON OBSERVATORY | DROVE ROAD | - | CHILBOLTON | HA | SO20 6BJ | 2016-02-03 | 0.1 | 1 | 09:00 - 17:00 | CHILBOLTON WTW | Drove Road | Zinc Total mg/l | - | 1 | ug/l | 38.2 | Laboratory and research activities (Low Impact) | Hampshire West | Laboratories: neutralised liquid waste from the air monitoring equipment | Pre Market Reform | Consent | -
16717 | 1 | Low Risk Consent | Topbond plc | Oyster Quay | Castle Road | - | Sittingbourne | Kent | ME10 3EU | OYSTER QUAY | CASTLE ROAD | - | SITTINGBOURNE | KE | ME10 3EU | 2016-04-01 | 2 | 1 |  | SITTINGBOURNE WTW |  | Chemical Oxygen Demand Shaken as 0 | - | 800 | mg/l | 3.1 | Cement, lime, plaster, ready-mix concrete manufacture and their products | Kent West | Miscellaneous: Concrete Production process | Pre Market Reform | Consent | -
16717 | 1 | Low Risk Consent | Topbond plc | Oyster Quay | Castle Road | - | Sittingbourne | Kent | ME10 3EU | OYSTER QUAY | CASTLE ROAD | - | SITTINGBOURNE | KE | ME10 3EU | 2016-04-01 | 2 | 1 |  | SITTINGBOURNE WTW |  | pH | 6 | 10 | pH Units | 3.1 | Cement, lime, plaster, ready-mix concrete manufacture and their products | Kent West | Miscellaneous: Concrete Production process | Pre Market Reform | Consent | -
16717 | 1 | Low Risk Consent | Topbond plc | Oyster Quay | Castle Road | - | Sittingbourne | Kent | ME10 3EU | OYSTER QUAY | CASTLE ROAD | - | SITTINGBOURNE | KE | ME10 3EU | 2016-04-01 | 2 | 1 |  | SITTINGBOURNE WTW |  | Solids Suspended 105 Degrees C | - | 400 | mg/l | 3.1 | Cement, lime, plaster, ready-mix concrete manufacture and their products | Kent West | Miscellaneous: Concrete Production process | Pre Market Reform | Consent | -
16718 | 1 | Low Risk Consent | Nationwide Platforms Limited | 15 Midland Court | Central Park | - | Lutterworth | Leicestershire | LE17 4PN | Nationwide Plarforms Ltd | Claylands Industrial Estate | Claylands Road | Bishops Waltham | Hampshire | SO32 1BH | 2013-03-15 | 1 | 0.3 | 0001 - 2359 | BISHOPS WALTHAM WTW | Claylands Road | Chemical Oxygen Demand Shaken as 0 | - | 800 | mg/l | 31.3 | Vehicle and plant washing (Low Impact) | Hampshire East | Vehicle Washing: Mobile Plant Washdown process | Pre Market Reform | Consent | -
16718 | 1 | Low Risk Consent | Nationwide Platforms Limited | 15 Midland Court | Central Park | - | Lutterworth | Leicestershire | LE17 4PN | Nationwide Plarforms Ltd | Claylands Industrial Estate | Claylands Road | Bishops Waltham | Hampshire | SO32 1BH | 2013-03-15 | 1 | 0.3 | 0001 - 2359 | BISHOPS WALTHAM WTW | Claylands Road | Oil and Grease | - | 200 | mg/l | 31.3 | Vehicle and plant washing (Low Impact) | Hampshire East | Vehicle Washing: Mobile Plant Washdown process | Pre Market Reform | Consent | -
16718 | 1 | Low Risk Consent | Nationwide Platforms Limited | 15 Midland Court | Central Park | - | Lutterworth | Leicestershire | LE17 4PN | Nationwide Plarforms Ltd | Claylands Industrial Estate | Claylands Road | Bishops Waltham | Hampshire | SO32 1BH | 2013-03-15 | 1 | 0.3 | 0001 - 2359 | BISHOPS WALTHAM WTW | Claylands Road | pH | 6 | 10 | pH Units | 31.3 | Vehicle and plant washing (Low Impact) | Hampshire East | Vehicle Washing: Mobile Plant Washdown process | Pre Market Reform | Consent | -
16718 | 1 | Low Risk Consent | Nationwide Platforms Limited | 15 Midland Court | Central Park | - | Lutterworth | Leicestershire | LE17 4PN | Nationwide Plarforms Ltd | Claylands Industrial Estate | Claylands Road | Bishops Waltham | Hampshire | SO32 1BH | 2013-03-15 | 1 | 0.3 | 0001 - 2359 | BISHOPS WALTHAM WTW | Claylands Road | Solids Suspended 105 Degrees C | - | 400 | mg/l | 31.3 | Vehicle and plant washing (Low Impact) | Hampshire East | Vehicle Washing: Mobile Plant Washdown process | Pre Market Reform | Consent | -
16721 | 1 | Low Risk Consent | SSE PLC | Inveralmond House | 200 Dunkeld Road | - | Perth | Perthshire | PH1 3AQ | HI FLOW FACTORY | WALTON ROAD | - | PORTSMOUTH | HA | PO6 1SY | 2016-03-01 | 1 | 0.5 | 0001 - 2359 | BUDDS FARM HAVANT WTW | Walton Road | Chemical Oxygen Demand Shaken as 0 | - | 800 | mg/l | 31.3 | Vehicle and plant washing (Low Impact) | Hampshire East | Vehicle Washing: Jet Wash process | Pre Market Reform | Consent | -
16721 | 1 | Low Risk Consent | SSE PLC | Inveralmond House | 200 Dunkeld Road | - | Perth | Perthshire | PH1 3AQ | HI FLOW FACTORY | WALTON ROAD | - | PORTSMOUTH | HA | PO6 1SY | 2016-03-01 | 1 | 0.5 | 0001 - 2359 | BUDDS FARM HAVANT WTW | Walton Road | Oil and Grease | - | 200 | mg/l | 31.3 | Vehicle and plant washing (Low Impact) | Hampshire East | Vehicle Washing: Jet Wash process | Pre Market Reform | Consent | -
16721 | 1 | Low Risk Consent | SSE PLC | Inveralmond House | 200 Dunkeld Road | - | Perth | Perthshire | PH1 3AQ | HI FLOW FACTORY | WALTON ROAD | - | PORTSMOUTH | HA | PO6 1SY | 2016-03-01 | 1 | 0.5 | 0001 - 2359 | BUDDS FARM HAVANT WTW | Walton Road | pH | 6 | 10 | pH Units | 31.3 | Vehicle and plant washing (Low Impact) | Hampshire East | Vehicle Washing: Jet Wash process | Pre Market Reform | Consent | -
16721 | 1 | Low Risk Consent | SSE PLC | Inveralmond House | 200 Dunkeld Road | - | Perth | Perthshire | PH1 3AQ | HI FLOW FACTORY | WALTON ROAD | - | PORTSMOUTH | HA | PO6 1SY | 2016-03-01 | 1 | 0.5 | 0001 - 2359 | BUDDS FARM HAVANT WTW | Walton Road | Solids Suspended 105 Degrees C | - | 400 | mg/l | 31.3 | Vehicle and plant washing (Low Impact) | Hampshire East | Vehicle Washing: Jet Wash process | Pre Market Reform | Consent | -
16723 | 1 | Low Risk Consent | Hughes Pumps Limited | Highfield Works | Spring Gardens | Washington |  | West Sussex | RH20 3BS | INDUSTRIAL UNIT BLOCK 1 | SPRING GARDENS |  | PULBOROUGH | SW | RH20 3BS | 2016-03-23 | 0.02 | 0.1 | at all times | ASHINGTON WTW |  | Chemical Oxygen Demand Shaken as 0 | - | 1000 | mg/l | 31.2 | Vehicle and plant washing (Low Impact) | Sussex West | Waste water from washdown area | Pre Market Reform | Consent | -
16723 | 1 | Low Risk Consent | Hughes Pumps Limited | Highfield Works | Spring Gardens | Washington |  | West Sussex | RH20 3BS | INDUSTRIAL UNIT BLOCK 1 | SPRING GARDENS |  | PULBOROUGH | SW | RH20 3BS | 2016-03-23 | 0.02 | 0.1 | at all times | ASHINGTON WTW |  | pH | 6 | 10 | pH Units | 31.2 | Vehicle and plant washing (Low Impact) | Sussex West | Waste water from washdown area | Pre Market Reform | Consent | -
16723 | 1 | Low Risk Consent | Hughes Pumps Limited | Highfield Works | Spring Gardens | Washington |  | West Sussex | RH20 3BS | INDUSTRIAL UNIT BLOCK 1 | SPRING GARDENS |  | PULBOROUGH | SW | RH20 3BS | 2016-03-23 | 0.02 | 0.1 | at all times | ASHINGTON WTW |  | Solids Suspended 105 Degrees C | - | 500 | mg/l | 31.2 | Vehicle and plant washing (Low Impact) | Sussex West | Waste water from washdown area | Pre Market Reform | Consent | -
16726 | 1 | Low Risk Consent | Eight Inch Limited | 100 | Church Street | - | Brighton | East Sussex | BN1 1UJ | LOGISTICS HOUSE | BEACH ROAD | - | NEWHAVEN | SE | BN9 0BX | 2016-03-07 | 3 | 0.1 | 09:00 to 17:00 | NEWHAVEN MAIN WTW | Beach Road | Chemical Oxygen Demand Shaken as 0 | - | 800 | mg/l | 11.1 | Glass making and products | Sussex East | Miscellaneous: Cutting process in machining recycled glass worktops | Pre Market Reform | Consent | -
16726 | 1 | Low Risk Consent | Eight Inch Limited | 100 | Church Street | - | Brighton | East Sussex | BN1 1UJ | LOGISTICS HOUSE | BEACH ROAD | - | NEWHAVEN | SE | BN9 0BX | 2016-03-07 | 3 | 0.1 | 09:00 to 17:00 | NEWHAVEN MAIN WTW | Beach Road | pH | 6 | 10 | pH Units | 11.1 | Glass making and products | Sussex East | Miscellaneous: Cutting process in machining recycled glass worktops | Pre Market Reform | Consent | -
16726 | 1 | Low Risk Consent | Eight Inch Limited | 100 | Church Street | - | Brighton | East Sussex | BN1 1UJ | LOGISTICS HOUSE | BEACH ROAD | - | NEWHAVEN | SE | BN9 0BX | 2016-03-07 | 3 | 0.1 | 09:00 to 17:00 | NEWHAVEN MAIN WTW | Beach Road | Solids Suspended 105 Degrees C | - | 400 | mg/l | 11.1 | Glass making and products | Sussex East | Miscellaneous: Cutting process in machining recycled glass worktops | Pre Market Reform | Consent | -
16728 | 1 | Low Risk Consent | GW Pharma Limited | Sovereign House Vision Park | Chivers Way | - | Histon | Cambridge | CB24 9BZ | UNIT 740, KENT SCIENCE PARK, | BROAD OAK ROAD | - | SITTINGBOURNE | KE | ME9 8AG | 2016-04-01 | 0.1 | 1 |  | SITTINGBOURNE WTW |  | Chemical Oxygen Demand Shaken as 0 | - | 800 | mg/l | 38.2 | Laboratory and research activities (Low Impact) | Kent West | Manufacture of pharmaceuticals | Pre Market Reform | Consent | -
16728 | 1 | Low Risk Consent | GW Pharma Limited | Sovereign House Vision Park | Chivers Way | - | Histon | Cambridge | CB24 9BZ | UNIT 740, KENT SCIENCE PARK, | BROAD OAK ROAD | - | SITTINGBOURNE | KE | ME9 8AG | 2016-04-01 | 0.1 | 1 |  | SITTINGBOURNE WTW |  | pH | 6 | 10 | pH Units | 38.2 | Laboratory and research activities (Low Impact) | Kent West | Manufacture of pharmaceuticals | Pre Market Reform | Consent | -
16728 | 1 | Low Risk Consent | GW Pharma Limited | Sovereign House Vision Park | Chivers Way | - | Histon | Cambridge | CB24 9BZ | UNIT 740, KENT SCIENCE PARK, | BROAD OAK ROAD | - | SITTINGBOURNE | KE | ME9 8AG | 2016-04-01 | 0.1 | 1 |  | SITTINGBOURNE WTW |  | Solids Suspended 105 Degrees C | - | 400 | mg/l | 38.2 | Laboratory and research activities (Low Impact) | Kent West | Manufacture of pharmaceuticals | Pre Market Reform | Consent | -
16740 | 3 | Tier 2 Consent | Porvair Filtration Group Limited | 7 Regis Place | Bergen Way |  | King's Lynn |  | PE30 2JN | GENETIX LTD | QUEENSWAY | - | NEW MILTON | HA | BH25 5NN | 2016-04-01 | 12 | 2 | At any time | MILFORD ROAD PENNINGTON WTW | Queensway | Chemical Oxygen Demand Shaken as 0 | - | 12000 | mg/l | 8.2 | Engineering (Low risk) | Hampshire West | Cleansing and sanitising of pure water rig and filtration flushing process. | Design and manufacture of high technology filters for applications in printing, mining, petrochemical, polymer and general process industries. | Consent | -
16740 | 3 | Tier 2 Consent | Porvair Filtration Group Limited | 7 Regis Place | Bergen Way |  | King's Lynn |  | PE30 2JN | GENETIX LTD | QUEENSWAY | - | NEW MILTON | HA | BH25 5NN | 2016-04-01 | 12 | 2 | At any time | MILFORD ROAD PENNINGTON WTW | Queensway | Detergents Anionic | - | 50 | mg/l | 8.2 | Engineering (Low risk) | Hampshire West | Cleansing and sanitising of pure water rig and filtration flushing process. | Design and manufacture of high technology filters for applications in printing, mining, petrochemical, polymer and general process industries. | Consent | -
16740 | 3 | Tier 2 Consent | Porvair Filtration Group Limited | 7 Regis Place | Bergen Way |  | King's Lynn |  | PE30 2JN | GENETIX LTD | QUEENSWAY | - | NEW MILTON | HA | BH25 5NN | 2016-04-01 | 12 | 2 | At any time | MILFORD ROAD PENNINGTON WTW | Queensway | Detergents Cationic | - | 50 | - | 8.2 | Engineering (Low risk) | Hampshire West | Cleansing and sanitising of pure water rig and filtration flushing process. | Design and manufacture of high technology filters for applications in printing, mining, petrochemical, polymer and general process industries. | Consent | -
16740 | 3 | Tier 2 Consent | Porvair Filtration Group Limited | 7 Regis Place | Bergen Way |  | King's Lynn |  | PE30 2JN | GENETIX LTD | QUEENSWAY | - | NEW MILTON | HA | BH25 5NN | 2016-04-01 | 12 | 2 | At any time | MILFORD ROAD PENNINGTON WTW | Queensway | Detergents Non-Ionic | - | 50 | mg/l | 8.2 | Engineering (Low risk) | Hampshire West | Cleansing and sanitising of pure water rig and filtration flushing process. | Design and manufacture of high technology filters for applications in printing, mining, petrochemical, polymer and general process industries. | Consent | -
16740 | 3 | Tier 2 Consent | Porvair Filtration Group Limited | 7 Regis Place | Bergen Way |  | King's Lynn |  | PE30 2JN | GENETIX LTD | QUEENSWAY | - | NEW MILTON | HA | BH25 5NN | 2016-04-01 | 12 | 2 | At any time | MILFORD ROAD PENNINGTON WTW | Queensway | Oil and Grease | - | 200 | mg/l | 8.2 | Engineering (Low risk) | Hampshire West | Cleansing and sanitising of pure water rig and filtration flushing process. | Design and manufacture of high technology filters for applications in printing, mining, petrochemical, polymer and general process industries. | Consent | -
16740 | 3 | Tier 2 Consent | Porvair Filtration Group Limited | 7 Regis Place | Bergen Way |  | King's Lynn |  | PE30 2JN | GENETIX LTD | QUEENSWAY | - | NEW MILTON | HA | BH25 5NN | 2016-04-01 | 12 | 2 | At any time | MILFORD ROAD PENNINGTON WTW | Queensway | pH | 6 | 10 | pH Units | 8.2 | Engineering (Low risk) | Hampshire West | Cleansing and sanitising of pure water rig and filtration flushing process. | Design and manufacture of high technology filters for applications in printing, mining, petrochemical, polymer and general process industries. | Consent | -
16740 | 3 | Tier 2 Consent | Porvair Filtration Group Limited | 7 Regis Place | Bergen Way |  | King's Lynn |  | PE30 2JN | GENETIX LTD | QUEENSWAY | - | NEW MILTON | HA | BH25 5NN | 2016-04-01 | 12 | 2 | At any time | MILFORD ROAD PENNINGTON WTW | Queensway | Phosphorus Total | - | 2 | ug/l | 8.2 | Engineering (Low risk) | Hampshire West | Cleansing and sanitising of pure water rig and filtration flushing process. | Design and manufacture of high technology filters for applications in printing, mining, petrochemical, polymer and general process industries. | Consent | -
16740 | 3 | Tier 2 Consent | Porvair Filtration Group Limited | 7 Regis Place | Bergen Way |  | King's Lynn |  | PE30 2JN | GENETIX LTD | QUEENSWAY | - | NEW MILTON | HA | BH25 5NN | 2016-04-01 | 12 | 2 | At any time | MILFORD ROAD PENNINGTON WTW | Queensway | Solids Suspended 105 Degrees C | - | 400 | mg/l | 8.2 | Engineering (Low risk) | Hampshire West | Cleansing and sanitising of pure water rig and filtration flushing process. | Design and manufacture of high technology filters for applications in printing, mining, petrochemical, polymer and general process industries. | Consent | -
16740 | 3 | Tier 2 Consent | Porvair Filtration Group Limited | 7 Regis Place | Bergen Way |  | King's Lynn |  | PE30 2JN | GENETIX LTD | QUEENSWAY | - | NEW MILTON | HA | BH25 5NN | 2016-04-01 | 12 | 2 | At any time | MILFORD ROAD PENNINGTON WTW | Queensway | Tin Total | - | 1000 | ug/l | 8.2 | Engineering (Low risk) | Hampshire West | Cleansing and sanitising of pure water rig and filtration flushing process. | Design and manufacture of high technology filters for applications in printing, mining, petrochemical, polymer and general process industries. | Consent | -
16746 | 1 | Low Risk Consent | Coastway (Hove) Limited | Spitfire House | Aviator Court | - | - | York | YO30 4UZ | UNIT 4D | FRESHFIELD INDUSTRIAL ESTATE | - | BRIGHTON | SE | BN2 0DF | 2016-05-16 | 2 | 0.3 | at any time | PEACEHAVEN WTW | Freshfield Business Park | Chemical Oxygen Demand Shaken as 0 | - | 800 | mg/l | 32.1 | Leisure facilities | Sussex East | Hydrotherapy Pool: Emptying and Filter Backwash Water process | Pre Market Reform | Consent | -
16746 | 1 | Low Risk Consent | Coastway (Hove) Limited | Spitfire House | Aviator Court | - | - | York | YO30 4UZ | UNIT 4D | FRESHFIELD INDUSTRIAL ESTATE | - | BRIGHTON | SE | BN2 0DF | 2016-05-16 | 2 | 0.3 | at any time | PEACEHAVEN WTW | Freshfield Business Park | pH | 6 | 10 | pH Units | 32.1 | Leisure facilities | Sussex East | Hydrotherapy Pool: Emptying and Filter Backwash Water process | Pre Market Reform | Consent | -
16746 | 1 | Low Risk Consent | Coastway (Hove) Limited | Spitfire House | Aviator Court | - | - | York | YO30 4UZ | UNIT 4D | FRESHFIELD INDUSTRIAL ESTATE | - | BRIGHTON | SE | BN2 0DF | 2016-05-16 | 2 | 0.3 | at any time | PEACEHAVEN WTW | Freshfield Business Park | Solids Suspended 105C at pH7 | - | 400 | mg/l | 32.1 | Leisure facilities | Sussex East | Hydrotherapy Pool: Emptying and Filter Backwash Water process | Pre Market Reform | Consent | -
16748 | 1 | Low Risk Consent | Gist Limited | Waterside House | 35 North Wharf Road | - | London | - | W2 1NW | GIST WAREHOUSE WESTERN LINK | OARE ROAD | - | FAVERSHAM | KE | ME13 7TW | 2016-04-01 | 5 | 1 | At all times | FAVERSHAM WTW |  | Chemical Oxygen Demand Shaken as 0 | - | 800 | mg/l | 31.3 | Vehicle and plant washing (Low Impact) | Kent West | Vehicle Washing: Jet Wash process | Pre Market Reform | Consent | -
16748 | 1 | Low Risk Consent | Gist Limited | Waterside House | 35 North Wharf Road | - | London | - | W2 1NW | GIST WAREHOUSE WESTERN LINK | OARE ROAD | - | FAVERSHAM | KE | ME13 7TW | 2016-04-01 | 5 | 1 | At all times | FAVERSHAM WTW |  | pH | 6 | 10 | pH Units | 31.3 | Vehicle and plant washing (Low Impact) | Kent West | Vehicle Washing: Jet Wash process | Pre Market Reform | Consent | -
16748 | 1 | Low Risk Consent | Gist Limited | Waterside House | 35 North Wharf Road | - | London | - | W2 1NW | GIST WAREHOUSE WESTERN LINK | OARE ROAD | - | FAVERSHAM | KE | ME13 7TW | 2016-04-01 | 5 | 1 | At all times | FAVERSHAM WTW |  | Solids Suspended 105 Degrees C | - | 400 | mg/l | 31.3 | Vehicle and plant washing (Low Impact) | Kent West | Vehicle Washing: Jet Wash process | Pre Market Reform | Consent | -
16755 | 1 | Low Risk Consent | Marwood Group Limited | - | 72 Roding Road | London Industrial Park | London | - | E6 6JG | 4 | MARITIME CLOSE | - | ROCHESTER | KE | ME2 4DJ | 2016-05-13 | 3 | 1 |  | WHITEWALL CREEK WTW |  | Chemical Oxygen Demand Shaken as 0 | - | 800 | mg/l | 31.1 | Vehicle and plant washing (Medium Impact) | Kent West | General Wash process | Pre Market Reform | Consent | -
16755 | 1 | Low Risk Consent | Marwood Group Limited | - | 72 Roding Road | London Industrial Park | London | - | E6 6JG | 4 | MARITIME CLOSE | - | ROCHESTER | KE | ME2 4DJ | 2016-05-13 | 3 | 1 |  | WHITEWALL CREEK WTW |  | pH | 6 | 10 | pH Units | 31.1 | Vehicle and plant washing (Medium Impact) | Kent West | General Wash process | Pre Market Reform | Consent | -
16755 | 1 | Low Risk Consent | Marwood Group Limited | - | 72 Roding Road | London Industrial Park | London | - | E6 6JG | 4 | MARITIME CLOSE | - | ROCHESTER | KE | ME2 4DJ | 2016-05-13 | 3 | 1 |  | WHITEWALL CREEK WTW |  | Solids Suspended 105 Degrees C | - | 400 | mg/l | 31.1 | Vehicle and plant washing (Medium Impact) | Kent West | General Wash process | Pre Market Reform | Consent | -
16757 | 2 | Tier 2 Consent | Veolia ES Hampshire Ltd |  | 210 Pentonville Road |  | London |  | N1 9JY | CITY RECYCLING DEPOT | FIRST AVENUE | - | SOUTHAMPTON | HA | SO15 0LJ | 2016-04-01 | 15 | 10 | At any time | MILLBROOK WTW | First Avenue | Chemical Oxygen Demand Shaken as 0 | - | 1000 | mg/l | 40.1 | Rainwater and surface water run-off (Medium Impact). Fire fighting foam training | Hampshire West | Surface water | HWRC | Consent | BRUNEL ROAD REDBRIDGE WPS
16757 | 2 | Tier 2 Consent | Veolia ES Hampshire Ltd |  | 210 Pentonville Road |  | London |  | N1 9JY | CITY RECYCLING DEPOT | FIRST AVENUE | - | SOUTHAMPTON | HA | SO15 0LJ | 2016-04-01 | 15 | 10 | At any time | MILLBROOK WTW | First Avenue | Nitrogen Ammoniacal as N | - | 10 | mg/l | 40.1 | Rainwater and surface water run-off (Medium Impact). Fire fighting foam training | Hampshire West | Surface water | HWRC | Consent | BRUNEL ROAD REDBRIDGE WPS
16757 | 2 | Tier 2 Consent | Veolia ES Hampshire Ltd |  | 210 Pentonville Road |  | London |  | N1 9JY | CITY RECYCLING DEPOT | FIRST AVENUE | - | SOUTHAMPTON | HA | SO15 0LJ | 2016-04-01 | 15 | 10 | At any time | MILLBROOK WTW | First Avenue | Oil and Grease | - | 200 | mg/l | 40.1 | Rainwater and surface water run-off (Medium Impact). Fire fighting foam training | Hampshire West | Surface water | HWRC | Consent | BRUNEL ROAD REDBRIDGE WPS
16757 | 2 | Tier 2 Consent | Veolia ES Hampshire Ltd |  | 210 Pentonville Road |  | London |  | N1 9JY | CITY RECYCLING DEPOT | FIRST AVENUE | - | SOUTHAMPTON | HA | SO15 0LJ | 2016-04-01 | 15 | 10 | At any time | MILLBROOK WTW | First Avenue | pH | 6 | 10 | pH Units | 40.1 | Rainwater and surface water run-off (Medium Impact). Fire fighting foam training | Hampshire West | Surface water | HWRC | Consent | BRUNEL ROAD REDBRIDGE WPS
16757 | 2 | Tier 2 Consent | Veolia ES Hampshire Ltd |  | 210 Pentonville Road |  | London |  | N1 9JY | CITY RECYCLING DEPOT | FIRST AVENUE | - | SOUTHAMPTON | HA | SO15 0LJ | 2016-04-01 | 15 | 10 | At any time | MILLBROOK WTW | First Avenue | Solids Suspended 105 Degrees C | - | 400 | mg/l | 40.1 | Rainwater and surface water run-off (Medium Impact). Fire fighting foam training | Hampshire West | Surface water | HWRC | Consent | BRUNEL ROAD REDBRIDGE WPS
16759 | 3 | Tier 2 Consent | Veolia ES Hampshire Ltd |  | 210 Pentonville Road |  | London |  | N1 9JY | HOUSEHOLD WASTE&RECYCLING CENTRE | PROSPECT ROAD | - | ALRESFORD | HA | SO24 9QF | 2016-04-01 | 1.5 | 10 | At any time | NEW ALRESFORD WTW | Prospect Road | Chemical Oxygen Demand Shaken as 0 | 0 | 2000 | mg/l | 40.1 | Rainwater and surface water run-off (Medium Impact). Fire fighting foam training | Hampshire West | surface water from waste bays | waste transfer station | Consent | -
16759 | 3 | Tier 2 Consent | Veolia ES Hampshire Ltd |  | 210 Pentonville Road |  | London |  | N1 9JY | HOUSEHOLD WASTE&RECYCLING CENTRE | PROSPECT ROAD | - | ALRESFORD | HA | SO24 9QF | 2016-04-01 | 1.5 | 10 | At any time | NEW ALRESFORD WTW | Prospect Road | Nitrogen Ammoniacal as N | 0 | 10 | mg/l | 40.1 | Rainwater and surface water run-off (Medium Impact). Fire fighting foam training | Hampshire West | surface water from waste bays | waste transfer station | Consent | -
16759 | 3 | Tier 2 Consent | Veolia ES Hampshire Ltd |  | 210 Pentonville Road |  | London |  | N1 9JY | HOUSEHOLD WASTE&RECYCLING CENTRE | PROSPECT ROAD | - | ALRESFORD | HA | SO24 9QF | 2016-04-01 | 1.5 | 10 | At any time | NEW ALRESFORD WTW | Prospect Road | Oil and Grease | 0 | 200 | mg/l | 40.1 | Rainwater and surface water run-off (Medium Impact). Fire fighting foam training | Hampshire West | surface water from waste bays | waste transfer station | Consent | -
16759 | 3 | Tier 2 Consent | Veolia ES Hampshire Ltd |  | 210 Pentonville Road |  | London |  | N1 9JY | HOUSEHOLD WASTE&RECYCLING CENTRE | PROSPECT ROAD | - | ALRESFORD | HA | SO24 9QF | 2016-04-01 | 1.5 | 10 | At any time | NEW ALRESFORD WTW | Prospect Road | pH | 6 | 10 | pH Units | 40.1 | Rainwater and surface water run-off (Medium Impact). Fire fighting foam training | Hampshire West | surface water from waste bays | waste transfer station | Consent | -
16759 | 3 | Tier 2 Consent | Veolia ES Hampshire Ltd |  | 210 Pentonville Road |  | London |  | N1 9JY | HOUSEHOLD WASTE&RECYCLING CENTRE | PROSPECT ROAD | - | ALRESFORD | HA | SO24 9QF | 2016-04-01 | 1.5 | 10 | At any time | NEW ALRESFORD WTW | Prospect Road | Solids Suspended 105 Degrees C | 0 | 400 | mg/l | 40.1 | Rainwater and surface water run-off (Medium Impact). Fire fighting foam training | Hampshire West | surface water from waste bays | waste transfer station | Consent | -
16761 | 1 | Tier 2 Consent | Veolia ES Hampshire Ltd |  | 210 Pentonville Road |  | London |  | N1 9JY | ANDOVER HWRC | SCOTT CLOSE | - | ANDOVER | HA | SP10 5NU | 2016-04-01 | 2.4 | 7.6 | At any time. | FULLERTON WTW | Scott Close | Chemical Oxygen Demand Shaken as 0 | 0 | 1000 | mg/l | 40.1 | Rainwater and surface water run-off (Medium Impact). Fire fighting foam training | Hampshire West | Wastewater from surface water from HWRC | Pre Market Reform | Consent | -
16761 | 1 | Tier 2 Consent | Veolia ES Hampshire Ltd |  | 210 Pentonville Road |  | London |  | N1 9JY | ANDOVER HWRC | SCOTT CLOSE | - | ANDOVER | HA | SP10 5NU | 2016-04-01 | 2.4 | 7.6 | At any time. | FULLERTON WTW | Scott Close | Nitrogen Ammoniacal as N | 0 | 10 | mg/l | 40.1 | Rainwater and surface water run-off (Medium Impact). Fire fighting foam training | Hampshire West | Wastewater from surface water from HWRC | Pre Market Reform | Consent | -
16761 | 1 | Tier 2 Consent | Veolia ES Hampshire Ltd |  | 210 Pentonville Road |  | London |  | N1 9JY | ANDOVER HWRC | SCOTT CLOSE | - | ANDOVER | HA | SP10 5NU | 2016-04-01 | 2.4 | 7.6 | At any time. | FULLERTON WTW | Scott Close | Oil and Grease | 0 | 200 | mg/l | 40.1 | Rainwater and surface water run-off (Medium Impact). Fire fighting foam training | Hampshire West | Wastewater from surface water from HWRC | Pre Market Reform | Consent | -
16761 | 1 | Tier 2 Consent | Veolia ES Hampshire Ltd |  | 210 Pentonville Road |  | London |  | N1 9JY | ANDOVER HWRC | SCOTT CLOSE | - | ANDOVER | HA | SP10 5NU | 2016-04-01 | 2.4 | 7.6 | At any time. | FULLERTON WTW | Scott Close | pH | 6 | 10 | pH Units | 40.1 | Rainwater and surface water run-off (Medium Impact). Fire fighting foam training | Hampshire West | Wastewater from surface water from HWRC | Pre Market Reform | Consent | -
16761 | 1 | Tier 2 Consent | Veolia ES Hampshire Ltd |  | 210 Pentonville Road |  | London |  | N1 9JY | ANDOVER HWRC | SCOTT CLOSE | - | ANDOVER | HA | SP10 5NU | 2016-04-01 | 2.4 | 7.6 | At any time. | FULLERTON WTW | Scott Close | Solids Suspended 105 Degrees C | 0 | 400 | mg/l | 40.1 | Rainwater and surface water run-off (Medium Impact). Fire fighting foam training | Hampshire West | Wastewater from surface water from HWRC | Pre Market Reform | Consent | -
16764 | 4 | Tier 2 Consent | Aeromet International Limited | Aeromet Building | Cosgrove Close |  | Blackpole | Worcs | WR3 8UA | UNITS 12A B & C | EUROLINK WAY |  | SITTINGBOURNE | KE | ME10 3RN | 2016-06-01 | 25 | 1.4 | At all times | SITTINGBOURNE WTW |  | Chemical Oxygen Demand Shaken as 0 | - | 3000 | mg/l | 22.3 | Plating and metal finishing (Low Impact) | Kent West | Metal Finishing: Metal Treatments and photographic processes | Pre Market Reform | Consent | -
16764 | 4 | Tier 2 Consent | Aeromet International Limited | Aeromet Building | Cosgrove Close |  | Blackpole | Worcs | WR3 8UA | UNITS 12A B & C | EUROLINK WAY |  | SITTINGBOURNE | KE | ME10 3RN | 2016-06-01 | 25 | 1.4 | At all times | SITTINGBOURNE WTW |  | pH | 6 | 10 | pH Units | 22.3 | Plating and metal finishing (Low Impact) | Kent West | Metal Finishing: Metal Treatments and photographic processes | Pre Market Reform | Consent | -
16764 | 4 | Tier 2 Consent | Aeromet International Limited | Aeromet Building | Cosgrove Close |  | Blackpole | Worcs | WR3 8UA | UNITS 12A B & C | EUROLINK WAY |  | SITTINGBOURNE | KE | ME10 3RN | 2016-06-01 | 25 | 1.4 | At all times | SITTINGBOURNE WTW |  | Silver Total | - | 1000 | ug/l | 22.3 | Plating and metal finishing (Low Impact) | Kent West | Metal Finishing: Metal Treatments and photographic processes | Pre Market Reform | Consent | -
16764 | 4 | Tier 2 Consent | Aeromet International Limited | Aeromet Building | Cosgrove Close |  | Blackpole | Worcs | WR3 8UA | UNITS 12A B & C | EUROLINK WAY |  | SITTINGBOURNE | KE | ME10 3RN | 2016-06-01 | 25 | 1.4 | At all times | SITTINGBOURNE WTW |  | Solids Suspended 105 Degrees C | - | 400 | mg/l | 22.3 | Plating and metal finishing (Low Impact) | Kent West | Metal Finishing: Metal Treatments and photographic processes | Pre Market Reform | Consent | -
16768 | 1 | Low Risk Consent | Southamption Road Car Wash Limited | 161 | Elm Grove |  | Southsea | Hampshire | PO5 1LU | 164 HEATH SERVICE STATION | SOUTHAMPTON ROAD | - | FAREHAM | HA | PO14 4PP | 2016-05-26 | 5 | 0.5 | At any time | PEEL COMMON WTW | Southampton Road | Chemical Oxygen Demand Shaken as 0 | - | 800 | mg/l | 31.3 | Vehicle and plant washing (Low Impact) | Hampshire East | Vehicle Washing: Jet Wash process | Pre Market Reform | Consent | -
16768 | 1 | Low Risk Consent | Southamption Road Car Wash Limited | 161 | Elm Grove |  | Southsea | Hampshire | PO5 1LU | 164 HEATH SERVICE STATION | SOUTHAMPTON ROAD | - | FAREHAM | HA | PO14 4PP | 2016-05-26 | 5 | 0.5 | At any time | PEEL COMMON WTW | Southampton Road | Oil and Grease | - | 200 | mg/l | 31.3 | Vehicle and plant washing (Low Impact) | Hampshire East | Vehicle Washing: Jet Wash process | Pre Market Reform | Consent | -
16768 | 1 | Low Risk Consent | Southamption Road Car Wash Limited | 161 | Elm Grove |  | Southsea | Hampshire | PO5 1LU | 164 HEATH SERVICE STATION | SOUTHAMPTON ROAD | - | FAREHAM | HA | PO14 4PP | 2016-05-26 | 5 | 0.5 | At any time | PEEL COMMON WTW | Southampton Road | pH | 6 | 10 | pH Units | 31.3 | Vehicle and plant washing (Low Impact) | Hampshire East | Vehicle Washing: Jet Wash process | Pre Market Reform | Consent | -
16768 | 1 | Low Risk Consent | Southamption Road Car Wash Limited | 161 | Elm Grove |  | Southsea | Hampshire | PO5 1LU | 164 HEATH SERVICE STATION | SOUTHAMPTON ROAD | - | FAREHAM | HA | PO14 4PP | 2016-05-26 | 5 | 0.5 | At any time | PEEL COMMON WTW | Southampton Road | Solids Suspended 105 Degrees C | - | 400 | mg/l | 31.3 | Vehicle and plant washing (Low Impact) | Hampshire East | Vehicle Washing: Jet Wash process | Pre Market Reform | Consent | -
16769 | 1 | Low Risk Consent | GE Aviation Systems Limited | - | Cheltenham Road | Bishops Cleeve | Cheltenham | Gloucestershire | GL52 8SF | GE Aviation Systems Ltd | KIngs Avenue | Hamble | Southampton | Hampshire | SO31 4NF | 2016-04-19 | 4.5 | 2 | At any time | PEEL COMMON WTW | Kings Road | Chemical Oxygen Demand Shaken as 0 | - | 800 | mg/l | 39.4 | Water treatment; softener plants; heating system flushing | Hampshire East | Process Waters: from RO water and C.Scan machine in building 33 | Pre Market Reform | Consent | -
16769 | 1 | Low Risk Consent | GE Aviation Systems Limited | - | Cheltenham Road | Bishops Cleeve | Cheltenham | Gloucestershire | GL52 8SF | GE Aviation Systems Ltd | KIngs Avenue | Hamble | Southampton | Hampshire | SO31 4NF | 2016-04-19 | 4.5 | 2 | At any time | PEEL COMMON WTW | Kings Road | pH | 6 | 10 | pH Units | 39.4 | Water treatment; softener plants; heating system flushing | Hampshire East | Process Waters: from RO water and C.Scan machine in building 33 | Pre Market Reform | Consent | -
16769 | 1 | Low Risk Consent | GE Aviation Systems Limited | - | Cheltenham Road | Bishops Cleeve | Cheltenham | Gloucestershire | GL52 8SF | GE Aviation Systems Ltd | KIngs Avenue | Hamble | Southampton | Hampshire | SO31 4NF | 2016-04-19 | 4.5 | 2 | At any time | PEEL COMMON WTW | Kings Road | Solids Suspended 105 Degrees C | - | 400 | mg/l | 39.4 | Water treatment; softener plants; heating system flushing | Hampshire East | Process Waters: from RO water and C.Scan machine in building 33 | Pre Market Reform | Consent | -
16770 | 1 | Low Risk Consent | Marwood Group Limited | - | 72 Roding Road | London Industrial Park | London | - | E6 6JG | 49A | STANDARD WAY | - | FAREHAM | HA | PO16 8XQ | 2016-04-26 | 3 | 1 | At any time | PEEL COMMON WTW | Standard Way | Chemical Oxygen Demand Shaken as 0 | - | 800 | mg/l | 31.3 | Vehicle and plant washing (Low Impact) | Hampshire East | non mechanical plant washdown process | Pre Market Reform | Consent | -
16770 | 1 | Low Risk Consent | Marwood Group Limited | - | 72 Roding Road | London Industrial Park | London | - | E6 6JG | 49A | STANDARD WAY | - | FAREHAM | HA | PO16 8XQ | 2016-04-26 | 3 | 1 | At any time | PEEL COMMON WTW | Standard Way | Oil and Grease | - | 200 | mg/l | 31.3 | Vehicle and plant washing (Low Impact) | Hampshire East | non mechanical plant washdown process | Pre Market Reform | Consent | -
16770 | 1 | Low Risk Consent | Marwood Group Limited | - | 72 Roding Road | London Industrial Park | London | - | E6 6JG | 49A | STANDARD WAY | - | FAREHAM | HA | PO16 8XQ | 2016-04-26 | 3 | 1 | At any time | PEEL COMMON WTW | Standard Way | pH | 6 | 10 | pH Units | 31.3 | Vehicle and plant washing (Low Impact) | Hampshire East | non mechanical plant washdown process | Pre Market Reform | Consent | -
16770 | 1 | Low Risk Consent | Marwood Group Limited | - | 72 Roding Road | London Industrial Park | London | - | E6 6JG | 49A | STANDARD WAY | - | FAREHAM | HA | PO16 8XQ | 2016-04-26 | 3 | 1 | At any time | PEEL COMMON WTW | Standard Way | Solids Suspended 105 Degrees C | - | 400 | mg/l | 31.3 | Vehicle and plant washing (Low Impact) | Hampshire East | non mechanical plant washdown process | Pre Market Reform | Consent | -
16775 | 2 | Tier 2 Consent | Veolia ES Hampshire Ltd |  | 210 Pentonville Road |  | London |  | N1 9JY | FISHERY LANE | HAYLING ISLAND HWRC | - | HAYLING ISLAND | HA | PO11 9NR | 2016-04-01 | 883 | 11 | At any time | BUDDS FARM HAVANT WTW | Fishery Lane | Chemical Oxygen Demand Shaken as 0 | - | 800 | mg/l | 40.2 | Rainwater and surface water run-off (Low Impact) | Hampshire East | Surface water from HWRC | Household Waste Recycle Center | Consent | -
16775 | 2 | Tier 2 Consent | Veolia ES Hampshire Ltd |  | 210 Pentonville Road |  | London |  | N1 9JY | FISHERY LANE | HAYLING ISLAND HWRC | - | HAYLING ISLAND | HA | PO11 9NR | 2016-04-01 | 883 | 11 | At any time | BUDDS FARM HAVANT WTW | Fishery Lane | Nitrogen Ammoniacal as N | - | 10 | mg/l | 40.2 | Rainwater and surface water run-off (Low Impact) | Hampshire East | Surface water from HWRC | Household Waste Recycle Center | Consent | -
16775 | 2 | Tier 2 Consent | Veolia ES Hampshire Ltd |  | 210 Pentonville Road |  | London |  | N1 9JY | FISHERY LANE | HAYLING ISLAND HWRC | - | HAYLING ISLAND | HA | PO11 9NR | 2016-04-01 | 883 | 11 | At any time | BUDDS FARM HAVANT WTW | Fishery Lane | Oil and Grease | - | 100 | mg/l | 40.2 | Rainwater and surface water run-off (Low Impact) | Hampshire East | Surface water from HWRC | Household Waste Recycle Center | Consent | -
16775 | 2 | Tier 2 Consent | Veolia ES Hampshire Ltd |  | 210 Pentonville Road |  | London |  | N1 9JY | FISHERY LANE | HAYLING ISLAND HWRC | - | HAYLING ISLAND | HA | PO11 9NR | 2016-04-01 | 883 | 11 | At any time | BUDDS FARM HAVANT WTW | Fishery Lane | pH | 6 | 10 | pH Units | 40.2 | Rainwater and surface water run-off (Low Impact) | Hampshire East | Surface water from HWRC | Household Waste Recycle Center | Consent | -
16775 | 2 | Tier 2 Consent | Veolia ES Hampshire Ltd |  | 210 Pentonville Road |  | London |  | N1 9JY | FISHERY LANE | HAYLING ISLAND HWRC | - | HAYLING ISLAND | HA | PO11 9NR | 2016-04-01 | 883 | 11 | At any time | BUDDS FARM HAVANT WTW | Fishery Lane | Solids Suspended 105 Degrees C | - | 400 | mg/l | 40.2 | Rainwater and surface water run-off (Low Impact) | Hampshire East | Surface water from HWRC | Household Waste Recycle Center | Consent | -
16776 | 2 | Tier 2 Consent | Veolia ES Hampshire Ltd |  | 210 Pentonville Road |  | London |  | N1 9JY | HAVANT HWRC | HARTS FARM WAY | - | HAVANT | HA | PO9 1JN | 2016-04-01 | 540 | 7 | At any time | BUDDS FARM HAVANT WTW | Harts Farm Way | Chemical Oxygen Demand Shaken as 0 | - | 800 | mg/l | 40.2 | Rainwater and surface water run-off (Low Impact) | Hampshire East | Surface water from HWRC | Household Waste Recycle Center | Consent | -
16776 | 2 | Tier 2 Consent | Veolia ES Hampshire Ltd |  | 210 Pentonville Road |  | London |  | N1 9JY | HAVANT HWRC | HARTS FARM WAY | - | HAVANT | HA | PO9 1JN | 2016-04-01 | 540 | 7 | At any time | BUDDS FARM HAVANT WTW | Harts Farm Way | Nitrogen Ammoniacal as N | - | 10 | mg/l | 40.2 | Rainwater and surface water run-off (Low Impact) | Hampshire East | Surface water from HWRC | Household Waste Recycle Center | Consent | -
16776 | 2 | Tier 2 Consent | Veolia ES Hampshire Ltd |  | 210 Pentonville Road |  | London |  | N1 9JY | HAVANT HWRC | HARTS FARM WAY | - | HAVANT | HA | PO9 1JN | 2016-04-01 | 540 | 7 | At any time | BUDDS FARM HAVANT WTW | Harts Farm Way | Oil and Grease | - | 100 | mg/l | 40.2 | Rainwater and surface water run-off (Low Impact) | Hampshire East | Surface water from HWRC | Household Waste Recycle Center | Consent | -
16776 | 2 | Tier 2 Consent | Veolia ES Hampshire Ltd |  | 210 Pentonville Road |  | London |  | N1 9JY | HAVANT HWRC | HARTS FARM WAY | - | HAVANT | HA | PO9 1JN | 2016-04-01 | 540 | 7 | At any time | BUDDS FARM HAVANT WTW | Harts Farm Way | pH | 6 | 10 | pH Units | 40.2 | Rainwater and surface water run-off (Low Impact) | Hampshire East | Surface water from HWRC | Household Waste Recycle Center | Consent | -
16776 | 2 | Tier 2 Consent | Veolia ES Hampshire Ltd |  | 210 Pentonville Road |  | London |  | N1 9JY | HAVANT HWRC | HARTS FARM WAY | - | HAVANT | HA | PO9 1JN | 2016-04-01 | 540 | 7 | At any time | BUDDS FARM HAVANT WTW | Harts Farm Way | Solids Suspended 105 Degrees C | - | 400 | mg/l | 40.2 | Rainwater and surface water run-off (Low Impact) | Hampshire East | Surface water from HWRC | Household Waste Recycle Center | Consent | -
16786 | 1 | Low Risk Consent | Ministry of Defence | No1, | Military Training Establishmen | Fort Road | Gosport | Hampshire | PO12 2AT | FORT MONCKTON | FORT ROAD | - | GOSPORT | HA | PO12 2AT | 2016-04-01 | 2 | 0.5 | At any time | PEEL COMMON WTW | Fort Road | Chemical Oxygen Demand Shaken as 0 | - | 800 | mg/l | 31.3 | Vehicle and plant washing (Low Impact) | Hampshire East | Vehicle Washing | Pre Market Reform | Consent | -
16786 | 1 | Low Risk Consent | Ministry of Defence | No1, | Military Training Establishmen | Fort Road | Gosport | Hampshire | PO12 2AT | FORT MONCKTON | FORT ROAD | - | GOSPORT | HA | PO12 2AT | 2016-04-01 | 2 | 0.5 | At any time | PEEL COMMON WTW | Fort Road | Oil and Grease | - | 100 | mg/l | 31.3 | Vehicle and plant washing (Low Impact) | Hampshire East | Vehicle Washing | Pre Market Reform | Consent | -
16786 | 1 | Low Risk Consent | Ministry of Defence | No1, | Military Training Establishmen | Fort Road | Gosport | Hampshire | PO12 2AT | FORT MONCKTON | FORT ROAD | - | GOSPORT | HA | PO12 2AT | 2016-04-01 | 2 | 0.5 | At any time | PEEL COMMON WTW | Fort Road | pH | 6 | 10 | pH Units | 31.3 | Vehicle and plant washing (Low Impact) | Hampshire East | Vehicle Washing | Pre Market Reform | Consent | -
16786 | 1 | Low Risk Consent | Ministry of Defence | No1, | Military Training Establishmen | Fort Road | Gosport | Hampshire | PO12 2AT | FORT MONCKTON | FORT ROAD | - | GOSPORT | HA | PO12 2AT | 2016-04-01 | 2 | 0.5 | At any time | PEEL COMMON WTW | Fort Road | Solids Suspended 105 Degrees C | - | 400 | mg/l | 31.3 | Vehicle and plant washing (Low Impact) | Hampshire East | Vehicle Washing | Pre Market Reform | Consent | -
16798 | 1 | Low Risk Consent | Sytner Vehicles Limited | 2 | Penman Way | Grove Park | Leicester | - | LE19 1ST | 13C EUROWAY | MILLS ROAD | - | AYLESFORD | KE | ME20 7UB | 2016-06-16 | 2 | 0.3 | at all times | AYLESFORD WTW | not known | Chemical Oxygen Demand Shaken as 0 | - | 800 | mg/l | 31.3 | Vehicle and plant washing (Low Impact) | Kent West | Vehicle Washing: Jet Wash process | Pre Market Reform | Consent | -
16798 | 1 | Low Risk Consent | Sytner Vehicles Limited | 2 | Penman Way | Grove Park | Leicester | - | LE19 1ST | 13C EUROWAY | MILLS ROAD | - | AYLESFORD | KE | ME20 7UB | 2016-06-16 | 2 | 0.3 | at all times | AYLESFORD WTW | not known | pH | 6 | 10 | pH Units | 31.3 | Vehicle and plant washing (Low Impact) | Kent West | Vehicle Washing: Jet Wash process | Pre Market Reform | Consent | -
16798 | 1 | Low Risk Consent | Sytner Vehicles Limited | 2 | Penman Way | Grove Park | Leicester | - | LE19 1ST | 13C EUROWAY | MILLS ROAD | - | AYLESFORD | KE | ME20 7UB | 2016-06-16 | 2 | 0.3 | at all times | AYLESFORD WTW | not known | Solids Suspended 105 Degrees C | - | 400 | mg/l | 31.3 | Vehicle and plant washing (Low Impact) | Kent West | Vehicle Washing: Jet Wash process | Pre Market Reform | Consent | -
16799 | 2 | Low Risk Consent | L & W Contractors Limited | Wiston House | 1 Wiston Avenue | - | Worthing | West Sussex | BN14 7QL | TISSERAN FARM | STANE STREET | - | BILLINGSHURST | SW | RH14 9AE | 2016-06-16 | 4 | 2 | at all times | BILLINGSHURST WTW |  | Chemical Oxygen Demand Shaken as 0 | - | 800 | mg/l | 31.2 | Vehicle and plant washing (Low Impact) | Sussex West | Vehicle Washing | Pre Market Reform | Consent | -
16799 | 2 | Low Risk Consent | L & W Contractors Limited | Wiston House | 1 Wiston Avenue | - | Worthing | West Sussex | BN14 7QL | TISSERAN FARM | STANE STREET | - | BILLINGSHURST | SW | RH14 9AE | 2016-06-16 | 4 | 2 | at all times | BILLINGSHURST WTW |  | pH | 6 | 10 | pH Units | 31.2 | Vehicle and plant washing (Low Impact) | Sussex West | Vehicle Washing | Pre Market Reform | Consent | -
16799 | 2 | Low Risk Consent | L & W Contractors Limited | Wiston House | 1 Wiston Avenue | - | Worthing | West Sussex | BN14 7QL | TISSERAN FARM | STANE STREET | - | BILLINGSHURST | SW | RH14 9AE | 2016-06-16 | 4 | 2 | at all times | BILLINGSHURST WTW |  | Solids Suspended 105 Degrees C | - | 400 | mg/l | 31.2 | Vehicle and plant washing (Low Impact) | Sussex West | Vehicle Washing | Pre Market Reform | Consent | -
16805 | 4 | Tier 2 Consent | Aeromet International Limited | Aeromet Building | Cosgrove Close |  | Blackpole | Worcs | WR3 8UA | 21 | Maidstone Road | Airport Industrial Estate | ROCHESTER | KE | ME1 3QX | 2016-07-01 | 50 | 1 | At all times. | MOTNEY HILL WTW | Laker Rd | Chemical Oxygen Demand Shaken as 0 | - | 5000 | mg/l | 22.1 | Plating and metal finishing (High Impact) | Kent West | Chemical etching of Aluminium castings combined with leaching water soluble wax cores | Supplier of Aluminium and Magnesium castings for the aerospace and defence industries. | Consent | DIRECT TO WTW
16805 | 4 | Tier 2 Consent | Aeromet International Limited | Aeromet Building | Cosgrove Close |  | Blackpole | Worcs | WR3 8UA | 21 | Maidstone Road | Airport Industrial Estate | ROCHESTER | KE | ME1 3QX | 2016-07-01 | 50 | 1 | At all times. | MOTNEY HILL WTW | Laker Rd | pH | 6 | 10 | pH Units | 22.1 | Plating and metal finishing (High Impact) | Kent West | Chemical etching of Aluminium castings combined with leaching water soluble wax cores | Supplier of Aluminium and Magnesium castings for the aerospace and defence industries. | Consent | DIRECT TO WTW
16805 | 4 | Tier 2 Consent | Aeromet International Limited | Aeromet Building | Cosgrove Close |  | Blackpole | Worcs | WR3 8UA | 21 | Maidstone Road | Airport Industrial Estate | ROCHESTER | KE | ME1 3QX | 2016-07-01 | 50 | 1 | At all times. | MOTNEY HILL WTW | Laker Rd | Solids Suspended 105 Degrees C | - | 400 | mg/l | 22.1 | Plating and metal finishing (High Impact) | Kent West | Chemical etching of Aluminium castings combined with leaching water soluble wax cores | Supplier of Aluminium and Magnesium castings for the aerospace and defence industries. | Consent | DIRECT TO WTW
16807 | 2 | Low Risk Consent | Malthurst Petroleum Limited | Gladstone Place | 36-38 Upper Marlborough Road | - | St. Albans | Hertfordshire | AL1 3UU | 613 | LONDON ROAD | - | AYLESFORD | KE | ME20 6DL | 2016-06-29 | 5 | 0.7 |  | DITTON WTW |  | Chemical Oxygen Demand Shaken as 0 | - | 800 | mg/l | 31.3 | Vehicle and plant washing (Low Impact) | Kent West | Vehicle Washing: Jet Wash process | Pre Market Reform | Consent | -
16807 | 2 | Low Risk Consent | Malthurst Petroleum Limited | Gladstone Place | 36-38 Upper Marlborough Road | - | St. Albans | Hertfordshire | AL1 3UU | 613 | LONDON ROAD | - | AYLESFORD | KE | ME20 6DL | 2016-06-29 | 5 | 0.7 |  | DITTON WTW |  | pH | 6 | 10 | pH Units | 31.3 | Vehicle and plant washing (Low Impact) | Kent West | Vehicle Washing: Jet Wash process | Pre Market Reform | Consent | -
16807 | 2 | Low Risk Consent | Malthurst Petroleum Limited | Gladstone Place | 36-38 Upper Marlborough Road | - | St. Albans | Hertfordshire | AL1 3UU | 613 | LONDON ROAD | - | AYLESFORD | KE | ME20 6DL | 2016-06-29 | 5 | 0.7 |  | DITTON WTW |  | Solids Suspended 105 Degrees C | - | 400 | mg/l | 31.3 | Vehicle and plant washing (Low Impact) | Kent West | Vehicle Washing: Jet Wash process | Pre Market Reform | Consent | -
16820 | 1 | Tier 2 Consent | South East Coast Ambulance Service | NHS Foundation Trust | 42 Friars Walk | - | Lewes | East Sussex | BN7 2XW | SOUTH EAST COAST AMBULANCE SERVICE | HAILSHAM ROAD | - | POLEGATE | SE | BN26 6QL | 2016-08-14 | 10 | 1 | At any time | HAILSHAM SOUTH WTW | Hailsham Road | Chemical Oxygen Demand Shaken as 0 | - | 800 | mg/l | 31.2 | Vehicle and plant washing (Low Impact) | Sussex East | Vehicle Washing: Jet Wash process | Pre Market Reform | Consent | -
16820 | 1 | Tier 2 Consent | South East Coast Ambulance Service | NHS Foundation Trust | 42 Friars Walk | - | Lewes | East Sussex | BN7 2XW | SOUTH EAST COAST AMBULANCE SERVICE | HAILSHAM ROAD | - | POLEGATE | SE | BN26 6QL | 2016-08-14 | 10 | 1 | At any time | HAILSHAM SOUTH WTW | Hailsham Road | Oil and Grease | - | 200 | mg/l | 31.2 | Vehicle and plant washing (Low Impact) | Sussex East | Vehicle Washing: Jet Wash process | Pre Market Reform | Consent | -
16820 | 1 | Tier 2 Consent | South East Coast Ambulance Service | NHS Foundation Trust | 42 Friars Walk | - | Lewes | East Sussex | BN7 2XW | SOUTH EAST COAST AMBULANCE SERVICE | HAILSHAM ROAD | - | POLEGATE | SE | BN26 6QL | 2016-08-14 | 10 | 1 | At any time | HAILSHAM SOUTH WTW | Hailsham Road | pH | 6 | 10 | pH Units | 31.2 | Vehicle and plant washing (Low Impact) | Sussex East | Vehicle Washing: Jet Wash process | Pre Market Reform | Consent | -
16820 | 1 | Tier 2 Consent | South East Coast Ambulance Service | NHS Foundation Trust | 42 Friars Walk | - | Lewes | East Sussex | BN7 2XW | SOUTH EAST COAST AMBULANCE SERVICE | HAILSHAM ROAD | - | POLEGATE | SE | BN26 6QL | 2016-08-14 | 10 | 1 | At any time | HAILSHAM SOUTH WTW | Hailsham Road | Solids Suspended 105 Degrees C | - | 400 | mg/l | 31.2 | Vehicle and plant washing (Low Impact) | Sussex East | Vehicle Washing: Jet Wash process | Pre Market Reform | Consent | -
16833 | 1 | Low Risk Consent | Malthurst Limited | Gladstone Place | 36-38 Upper Marlborough Road |  | St. Albans | Hertfordshire | AL1 3UU | BARTON STACEY FILLING STATION | DRAYTON | - | WINCHESTER | HA | SO21 3NF | 2016-07-25 | 1 | 0.1 | At any time | BARTON STACEY WTW | The Street | Chemical Oxygen Demand Shaken as 0 | - | 800 | mg/l | 31.2 | Vehicle and plant washing (Low Impact) | Hampshire West | Vehicle Washing | Pre Market Reform | Consent | -
16833 | 1 | Low Risk Consent | Malthurst Limited | Gladstone Place | 36-38 Upper Marlborough Road |  | St. Albans | Hertfordshire | AL1 3UU | BARTON STACEY FILLING STATION | DRAYTON | - | WINCHESTER | HA | SO21 3NF | 2016-07-25 | 1 | 0.1 | At any time | BARTON STACEY WTW | The Street | pH | 6 | 10 | pH Units | 31.2 | Vehicle and plant washing (Low Impact) | Hampshire West | Vehicle Washing | Pre Market Reform | Consent | -
16833 | 1 | Low Risk Consent | Malthurst Limited | Gladstone Place | 36-38 Upper Marlborough Road |  | St. Albans | Hertfordshire | AL1 3UU | BARTON STACEY FILLING STATION | DRAYTON | - | WINCHESTER | HA | SO21 3NF | 2016-07-25 | 1 | 0.1 | At any time | BARTON STACEY WTW | The Street | Solids Suspended 105 Degrees C | - | 400 | mg/l | 31.2 | Vehicle and plant washing (Low Impact) | Hampshire West | Vehicle Washing | Pre Market Reform | Consent | -
16834 | 1 | Low Risk Consent | Malthurst Limited | Gladstone Place | 36-38 Upper Marlborough Road |  | St. Albans | Hertfordshire | AL1 3UU | MILLBANK SERVICE STATION | NORTHAM ROAD | - | SOUTHAMPTON | HA | SO14 0QL | 2016-07-25 | 0.4 | 0.1 | At any time | PORTSWOOD WTW | Northam Road | Chemical Oxygen Demand Shaken as 0 | - | 800 | mg/l | 31.2 | Vehicle and plant washing (Low Impact) | Hampshire West | Vehicle Washing | Pre Market Reform | Consent | -
16834 | 1 | Low Risk Consent | Malthurst Limited | Gladstone Place | 36-38 Upper Marlborough Road |  | St. Albans | Hertfordshire | AL1 3UU | MILLBANK SERVICE STATION | NORTHAM ROAD | - | SOUTHAMPTON | HA | SO14 0QL | 2016-07-25 | 0.4 | 0.1 | At any time | PORTSWOOD WTW | Northam Road | pH | 6 | 10 | pH Units | 31.2 | Vehicle and plant washing (Low Impact) | Hampshire West | Vehicle Washing | Pre Market Reform | Consent | -
16834 | 1 | Low Risk Consent | Malthurst Limited | Gladstone Place | 36-38 Upper Marlborough Road |  | St. Albans | Hertfordshire | AL1 3UU | MILLBANK SERVICE STATION | NORTHAM ROAD | - | SOUTHAMPTON | HA | SO14 0QL | 2016-07-25 | 0.4 | 0.1 | At any time | PORTSWOOD WTW | Northam Road | Solids Suspended 105 Degrees C | - | 400 | mg/l | 31.2 | Vehicle and plant washing (Low Impact) | Hampshire West | Vehicle Washing | Pre Market Reform | Consent | -
16838 | 1 | Tier 1 Consent | Thanet Growers Six Limited | 2 | Barrow Man Road | - | Birchington | Kent | CT7 0AX | THANET EARTH | BARROW MAN ROAD | - | BIRCHINGTON |  | CT7 0AX | 2016-12-01 | 35 | 3 | 0000-2359 | WEATHERLEES HILL B (MGATE &amp; BSTAIRS) WTW | Gore End Pumping Stn MH 5303 | Boron Total | - | 500 | ug/l | 39.4 | Water treatment; softener plants; heating system flushing | Kent East | Miscellaneous: CHP/Boiler & Sand Filter Backwash process | Pre Market Reform | Consent | GORE END BIRCHINGTON WPS
16838 | 1 | Tier 1 Consent | Thanet Growers Six Limited | 2 | Barrow Man Road | - | Birchington | Kent | CT7 0AX | THANET EARTH | BARROW MAN ROAD | - | BIRCHINGTON |  | CT7 0AX | 2016-12-01 | 35 | 3 | 0000-2359 | WEATHERLEES HILL B (MGATE &amp; BSTAIRS) WTW | Gore End Pumping Stn MH 5303 | Chemical Oxygen Demand Shaken as 0 | - | 400 | mg/l | 39.4 | Water treatment; softener plants; heating system flushing | Kent East | Miscellaneous: CHP/Boiler & Sand Filter Backwash process | Pre Market Reform | Consent | GORE END BIRCHINGTON WPS
16838 | 1 | Tier 1 Consent | Thanet Growers Six Limited | 2 | Barrow Man Road | - | Birchington | Kent | CT7 0AX | THANET EARTH | BARROW MAN ROAD | - | BIRCHINGTON |  | CT7 0AX | 2016-12-01 | 35 | 3 | 0000-2359 | WEATHERLEES HILL B (MGATE &amp; BSTAIRS) WTW | Gore End Pumping Stn MH 5303 | Iron Total | - | 5 | ug/l | 39.4 | Water treatment; softener plants; heating system flushing | Kent East | Miscellaneous: CHP/Boiler & Sand Filter Backwash process | Pre Market Reform | Consent | GORE END BIRCHINGTON WPS
16838 | 1 | Tier 1 Consent | Thanet Growers Six Limited | 2 | Barrow Man Road | - | Birchington | Kent | CT7 0AX | THANET EARTH | BARROW MAN ROAD | - | BIRCHINGTON |  | CT7 0AX | 2016-12-01 | 35 | 3 | 0000-2359 | WEATHERLEES HILL B (MGATE &amp; BSTAIRS) WTW | Gore End Pumping Stn MH 5303 | Manganese Total | - | 2 | ug/l | 39.4 | Water treatment; softener plants; heating system flushing | Kent East | Miscellaneous: CHP/Boiler & Sand Filter Backwash process | Pre Market Reform | Consent | GORE END BIRCHINGTON WPS
16838 | 1 | Tier 1 Consent | Thanet Growers Six Limited | 2 | Barrow Man Road | - | Birchington | Kent | CT7 0AX | THANET EARTH | BARROW MAN ROAD | - | BIRCHINGTON |  | CT7 0AX | 2016-12-01 | 35 | 3 | 0000-2359 | WEATHERLEES HILL B (MGATE &amp; BSTAIRS) WTW | Gore End Pumping Stn MH 5303 | Nitrogen Ammoniacal as N | - | 40 | mg/l | 39.4 | Water treatment; softener plants; heating system flushing | Kent East | Miscellaneous: CHP/Boiler & Sand Filter Backwash process | Pre Market Reform | Consent | GORE END BIRCHINGTON WPS
16838 | 1 | Tier 1 Consent | Thanet Growers Six Limited | 2 | Barrow Man Road | - | Birchington | Kent | CT7 0AX | THANET EARTH | BARROW MAN ROAD | - | BIRCHINGTON |  | CT7 0AX | 2016-12-01 | 35 | 3 | 0000-2359 | WEATHERLEES HILL B (MGATE &amp; BSTAIRS) WTW | Gore End Pumping Stn MH 5303 | pH | 6 | 10 | pH Units | 39.4 | Water treatment; softener plants; heating system flushing | Kent East | Miscellaneous: CHP/Boiler & Sand Filter Backwash process | Pre Market Reform | Consent | GORE END BIRCHINGTON WPS
16838 | 1 | Tier 1 Consent | Thanet Growers Six Limited | 2 | Barrow Man Road | - | Birchington | Kent | CT7 0AX | THANET EARTH | BARROW MAN ROAD | - | BIRCHINGTON |  | CT7 0AX | 2016-12-01 | 35 | 3 | 0000-2359 | WEATHERLEES HILL B (MGATE &amp; BSTAIRS) WTW | Gore End Pumping Stn MH 5303 | Solids Suspended 105 Degrees C | - | 200 | mg/l | 39.4 | Water treatment; softener plants; heating system flushing | Kent East | Miscellaneous: CHP/Boiler & Sand Filter Backwash process | Pre Market Reform | Consent | GORE END BIRCHINGTON WPS
16838 | 1 | Tier 1 Consent | Thanet Growers Six Limited | 2 | Barrow Man Road | - | Birchington | Kent | CT7 0AX | THANET EARTH | BARROW MAN ROAD | - | BIRCHINGTON |  | CT7 0AX | 2016-12-01 | 35 | 3 | 0000-2359 | WEATHERLEES HILL B (MGATE &amp; BSTAIRS) WTW | Gore End Pumping Stn MH 5303 | Sulphate as S04 | - | 500 | mg/l | 39.4 | Water treatment; softener plants; heating system flushing | Kent East | Miscellaneous: CHP/Boiler & Sand Filter Backwash process | Pre Market Reform | Consent | GORE END BIRCHINGTON WPS
16838 | 1 | Tier 1 Consent | Thanet Growers Six Limited | 2 | Barrow Man Road | - | Birchington | Kent | CT7 0AX | THANET EARTH | BARROW MAN ROAD | - | BIRCHINGTON |  | CT7 0AX | 2016-12-01 | 35 | 3 | 0000-2359 | WEATHERLEES HILL B (MGATE &amp; BSTAIRS) WTW | Gore End Pumping Stn MH 5303 | Zinc Total mg/l | - | 8 | ug/l | 39.4 | Water treatment; softener plants; heating system flushing | Kent East | Miscellaneous: CHP/Boiler & Sand Filter Backwash process | Pre Market Reform | Consent | GORE END BIRCHINGTON WPS
16839 | 1 | Low Risk Consent | HSS Hire Service Group Limited | Building 2, Think Park | Mosley Road | - | Manchester | - | M17 1FQ | UNIT 2 | BURNT ASH ROAD | - | AYLESFORD | KE | ME20 7XB | 2016-07-28 | 1 | 0.2 |  | AYLESFORD WTW |  | Chemical Oxygen Demand Shaken as 0 | - | 800 | mg/l | 31.3 | Vehicle and plant washing (Low Impact) | Kent West | Mobile Plant Washdown process | Pre Market Reform | Consent | -
16839 | 1 | Low Risk Consent | HSS Hire Service Group Limited | Building 2, Think Park | Mosley Road | - | Manchester | - | M17 1FQ | UNIT 2 | BURNT ASH ROAD | - | AYLESFORD | KE | ME20 7XB | 2016-07-28 | 1 | 0.2 |  | AYLESFORD WTW |  | pH | 6 | 10 | pH Units | 31.3 | Vehicle and plant washing (Low Impact) | Kent West | Mobile Plant Washdown process | Pre Market Reform | Consent | -
16839 | 1 | Low Risk Consent | HSS Hire Service Group Limited | Building 2, Think Park | Mosley Road | - | Manchester | - | M17 1FQ | UNIT 2 | BURNT ASH ROAD | - | AYLESFORD | KE | ME20 7XB | 2016-07-28 | 1 | 0.2 |  | AYLESFORD WTW |  | Solids Suspended 105 Degrees C | - | 400 | mg/l | 31.3 | Vehicle and plant washing (Low Impact) | Kent West | Mobile Plant Washdown process | Pre Market Reform | Consent | -
16840 | 1 | Low Risk Consent | Royal Mail Group Limited | 185 | Farringdon Road |  | London |  | EC1A 1AA | VOYAGER PARK SOUTH | PORTFIELD ROAD | - | PORTSMOUTH | HA | PO3 5FL | 2016-07-25 | 1 | 1 | at any time | BUDDS FARM HAVANT WTW | Portfield Road | Chemical Oxygen Demand Shaken as 0 | - | 800 | mg/l | 31.3 | Vehicle and plant washing (Low Impact) | Hampshire East | Vehicle Washing: Jet Wash process | Pre Market Reform | Consent | -
16840 | 1 | Low Risk Consent | Royal Mail Group Limited | 185 | Farringdon Road |  | London |  | EC1A 1AA | VOYAGER PARK SOUTH | PORTFIELD ROAD | - | PORTSMOUTH | HA | PO3 5FL | 2016-07-25 | 1 | 1 | at any time | BUDDS FARM HAVANT WTW | Portfield Road | Oil and Grease | - | 200 | mg/l | 31.3 | Vehicle and plant washing (Low Impact) | Hampshire East | Vehicle Washing: Jet Wash process | Pre Market Reform | Consent | -
16840 | 1 | Low Risk Consent | Royal Mail Group Limited | 185 | Farringdon Road |  | London |  | EC1A 1AA | VOYAGER PARK SOUTH | PORTFIELD ROAD | - | PORTSMOUTH | HA | PO3 5FL | 2016-07-25 | 1 | 1 | at any time | BUDDS FARM HAVANT WTW | Portfield Road | pH | 6 | 10 | pH Units | 31.3 | Vehicle and plant washing (Low Impact) | Hampshire East | Vehicle Washing: Jet Wash process | Pre Market Reform | Consent | -
16840 | 1 | Low Risk Consent | Royal Mail Group Limited | 185 | Farringdon Road |  | London |  | EC1A 1AA | VOYAGER PARK SOUTH | PORTFIELD ROAD | - | PORTSMOUTH | HA | PO3 5FL | 2016-07-25 | 1 | 1 | at any time | BUDDS FARM HAVANT WTW | Portfield Road | Solids Suspended 105 Degrees C | - | 400 | mg/l | 31.3 | Vehicle and plant washing (Low Impact) | Hampshire East | Vehicle Washing: Jet Wash process | Pre Market Reform | Consent | -
16845 | 1 | Low Risk Consent | Brighton & Hove Car Valeting and Detailing | 53 | Saunders Park View | - | Brighton & Hove | East Sussex | BN2 4AY | 1 CAR WASH | SILLWOOD STREET | - | BRIGHTON |  | BN1 2LG | 2016-07-22 | 3 | 1 | 08:00-18:30 | PEACEHAVEN WTW | Little Preston Street | Chemical Oxygen Demand Shaken as 0 | - | 800 | mg/l | 31.2 | Vehicle and plant washing (Low Impact) | Sussex East | Vehicle Washing: General Wash process | Pre Market Reform | Consent | -
16845 | 1 | Low Risk Consent | Brighton & Hove Car Valeting and Detailing | 53 | Saunders Park View | - | Brighton & Hove | East Sussex | BN2 4AY | 1 CAR WASH | SILLWOOD STREET | - | BRIGHTON |  | BN1 2LG | 2016-07-22 | 3 | 1 | 08:00-18:30 | PEACEHAVEN WTW | Little Preston Street | Oil and Grease | - | 200 | mg/l | 31.2 | Vehicle and plant washing (Low Impact) | Sussex East | Vehicle Washing: General Wash process | Pre Market Reform | Consent | -
16845 | 1 | Low Risk Consent | Brighton & Hove Car Valeting and Detailing | 53 | Saunders Park View | - | Brighton & Hove | East Sussex | BN2 4AY | 1 CAR WASH | SILLWOOD STREET | - | BRIGHTON |  | BN1 2LG | 2016-07-22 | 3 | 1 | 08:00-18:30 | PEACEHAVEN WTW | Little Preston Street | pH | 6 | 10 | pH Units | 31.2 | Vehicle and plant washing (Low Impact) | Sussex East | Vehicle Washing: General Wash process | Pre Market Reform | Consent | -
16845 | 1 | Low Risk Consent | Brighton & Hove Car Valeting and Detailing | 53 | Saunders Park View | - | Brighton & Hove | East Sussex | BN2 4AY | 1 CAR WASH | SILLWOOD STREET | - | BRIGHTON |  | BN1 2LG | 2016-07-22 | 3 | 1 | 08:00-18:30 | PEACEHAVEN WTW | Little Preston Street | Solids Suspended 105 Degrees C | - | 400 | mg/l | 31.2 | Vehicle and plant washing (Low Impact) | Sussex East | Vehicle Washing: General Wash process | Pre Market Reform | Consent | -
16846 | 1 | Low Risk Consent | Malthurst Limited | Gladstone Place | 36-38 Upper Marlborough Road |  | St. Albans | Hertfordshire | AL1 3UU | 121-135 | KINGSTON ROAD | - | PORTSMOUTH | HA | PO2 7DZ | 2016-07-29 | 4 | 1 | at any time | BUDDS FARM HAVANT WTW | Kingston Road | Chemical Oxygen Demand Shaken as 0 | - | 800 | mg/l | 31.3 | Vehicle and plant washing (Low Impact) | Hampshire East | Vehicle Washing: Jet Wash process | Pre Market Reform | Consent | -
16846 | 1 | Low Risk Consent | Malthurst Limited | Gladstone Place | 36-38 Upper Marlborough Road |  | St. Albans | Hertfordshire | AL1 3UU | 121-135 | KINGSTON ROAD | - | PORTSMOUTH | HA | PO2 7DZ | 2016-07-29 | 4 | 1 | at any time | BUDDS FARM HAVANT WTW | Kingston Road | Oil and Grease | - | 100 | mg/l | 31.3 | Vehicle and plant washing (Low Impact) | Hampshire East | Vehicle Washing: Jet Wash process | Pre Market Reform | Consent | -
16846 | 1 | Low Risk Consent | Malthurst Limited | Gladstone Place | 36-38 Upper Marlborough Road |  | St. Albans | Hertfordshire | AL1 3UU | 121-135 | KINGSTON ROAD | - | PORTSMOUTH | HA | PO2 7DZ | 2016-07-29 | 4 | 1 | at any time | BUDDS FARM HAVANT WTW | Kingston Road | pH | 6 | 10 | pH Units | 31.3 | Vehicle and plant washing (Low Impact) | Hampshire East | Vehicle Washing: Jet Wash process | Pre Market Reform | Consent | -
16846 | 1 | Low Risk Consent | Malthurst Limited | Gladstone Place | 36-38 Upper Marlborough Road |  | St. Albans | Hertfordshire | AL1 3UU | 121-135 | KINGSTON ROAD | - | PORTSMOUTH | HA | PO2 7DZ | 2016-07-29 | 4 | 1 | at any time | BUDDS FARM HAVANT WTW | Kingston Road | Solids Suspended 105 Degrees C | - | 400 | mg/l | 31.3 | Vehicle and plant washing (Low Impact) | Hampshire East | Vehicle Washing: Jet Wash process | Pre Market Reform | Consent | -
16847 | 4 | Tier 1 Consent | Biffa Waste Services Limited |  | Coronation Road | Cressex | High Wycombe | Buckinghamshire | HP12 3TZ | BIFFA WASTE SERVICES LTD | BRIDDLESFORD ROAD | - | NEWPORT | IW | PO30 2PD | 2016-08-01 | 200 | 4.6 | at any time | SANDOWN NEW WTW | Park Road | Chemical Oxygen Demand Shaken as 0 | - | 3000 | mg/l | 37.1 | Tip leachates and land remediation Active | Hampshire East | Tip leachates and land remediation Active | Tip leachates and land remediation Active WWTP company with all the treatment processes on site | Consent | -
16847 | 4 | Tier 1 Consent | Biffa Waste Services Limited |  | Coronation Road | Cressex | High Wycombe | Buckinghamshire | HP12 3TZ | BIFFA WASTE SERVICES LTD | BRIDDLESFORD ROAD | - | NEWPORT | IW | PO30 2PD | 2016-08-01 | 200 | 4.6 | at any time | SANDOWN NEW WTW | Park Road | Chromium Total mg/l | - | 1 | ug/l | 37.1 | Tip leachates and land remediation Active | Hampshire East | Tip leachates and land remediation Active | Tip leachates and land remediation Active WWTP company with all the treatment processes on site | Consent | -
16847 | 4 | Tier 1 Consent | Biffa Waste Services Limited |  | Coronation Road | Cressex | High Wycombe | Buckinghamshire | HP12 3TZ | BIFFA WASTE SERVICES LTD | BRIDDLESFORD ROAD | - | NEWPORT | IW | PO30 2PD | 2016-08-01 | 200 | 4.6 | at any time | SANDOWN NEW WTW | Park Road | Copper Total | - | 3 | ug/l | 37.1 | Tip leachates and land remediation Active | Hampshire East | Tip leachates and land remediation Active | Tip leachates and land remediation Active WWTP company with all the treatment processes on site | Consent | -
16847 | 4 | Tier 1 Consent | Biffa Waste Services Limited |  | Coronation Road | Cressex | High Wycombe | Buckinghamshire | HP12 3TZ | BIFFA WASTE SERVICES LTD | BRIDDLESFORD ROAD | - | NEWPORT | IW | PO30 2PD | 2016-08-01 | 200 | 4.6 | at any time | SANDOWN NEW WTW | Park Road | Lead Total | - | 1 | ug/l | 37.1 | Tip leachates and land remediation Active | Hampshire East | Tip leachates and land remediation Active | Tip leachates and land remediation Active WWTP company with all the treatment processes on site | Consent | -
16847 | 4 | Tier 1 Consent | Biffa Waste Services Limited |  | Coronation Road | Cressex | High Wycombe | Buckinghamshire | HP12 3TZ | BIFFA WASTE SERVICES LTD | BRIDDLESFORD ROAD | - | NEWPORT | IW | PO30 2PD | 2016-08-01 | 200 | 4.6 | at any time | SANDOWN NEW WTW | Park Road | Nickel Total | - | 3 | ug/l | 37.1 | Tip leachates and land remediation Active | Hampshire East | Tip leachates and land remediation Active | Tip leachates and land remediation Active WWTP company with all the treatment processes on site | Consent | -
16847 | 4 | Tier 1 Consent | Biffa Waste Services Limited |  | Coronation Road | Cressex | High Wycombe | Buckinghamshire | HP12 3TZ | BIFFA WASTE SERVICES LTD | BRIDDLESFORD ROAD | - | NEWPORT | IW | PO30 2PD | 2016-08-01 | 200 | 4.6 | at any time | SANDOWN NEW WTW | Park Road | pH | 5 | 11 | pH Units | 37.1 | Tip leachates and land remediation Active | Hampshire East | Tip leachates and land remediation Active | Tip leachates and land remediation Active WWTP company with all the treatment processes on site | Consent | -
16847 | 4 | Tier 1 Consent | Biffa Waste Services Limited |  | Coronation Road | Cressex | High Wycombe | Buckinghamshire | HP12 3TZ | BIFFA WASTE SERVICES LTD | BRIDDLESFORD ROAD | - | NEWPORT | IW | PO30 2PD | 2016-08-01 | 200 | 4.6 | at any time | SANDOWN NEW WTW | Park Road | Solids Suspended 105 Degrees C | - | 400 | mg/l | 37.1 | Tip leachates and land remediation Active | Hampshire East | Tip leachates and land remediation Active | Tip leachates and land remediation Active WWTP company with all the treatment processes on site | Consent | -
16847 | 4 | Tier 1 Consent | Biffa Waste Services Limited |  | Coronation Road | Cressex | High Wycombe | Buckinghamshire | HP12 3TZ | BIFFA WASTE SERVICES LTD | BRIDDLESFORD ROAD | - | NEWPORT | IW | PO30 2PD | 2016-08-01 | 200 | 4.6 | at any time | SANDOWN NEW WTW | Park Road | Total Organic and Ammoniacal N | - | 150 | mg/l | 37.1 | Tip leachates and land remediation Active | Hampshire East | Tip leachates and land remediation Active | Tip leachates and land remediation Active WWTP company with all the treatment processes on site | Consent | -
16847 | 4 | Tier 1 Consent | Biffa Waste Services Limited |  | Coronation Road | Cressex | High Wycombe | Buckinghamshire | HP12 3TZ | BIFFA WASTE SERVICES LTD | BRIDDLESFORD ROAD | - | NEWPORT | IW | PO30 2PD | 2016-08-01 | 200 | 4.6 | at any time | SANDOWN NEW WTW | Park Road | Zinc Total mg/l | - | 3 | ug/l | 37.1 | Tip leachates and land remediation Active | Hampshire East | Tip leachates and land remediation Active | Tip leachates and land remediation Active WWTP company with all the treatment processes on site | Consent | -
16857 | 4 | Tier 1 Consent | Lidsey Landfill Limited | Suez House | Grenfell Road |  | Maidenhead | Berkshire | SL6 1ES | LIDSEY LANDFILL | LIDSEY ROAD |  | BOGNOR REGIS | SW | PO22 9PL | 2016-10-01 | 150 | 2 | at all times | FORD WTW | Southern Cross | Chemical Oxygen Demand Shaken as 0 | - | 3000 | mg/l | 37.2 | Tip leachates and land remediation Closed | Sussex West | Tip leachate: Tip leachate process | Pre Market Reform | Consent | SHRIPNEY ROAD SOUTH BERSTED WPS
16857 | 4 | Tier 1 Consent | Lidsey Landfill Limited | Suez House | Grenfell Road |  | Maidenhead | Berkshire | SL6 1ES | LIDSEY LANDFILL | LIDSEY ROAD |  | BOGNOR REGIS | SW | PO22 9PL | 2016-10-01 | 150 | 2 | at all times | FORD WTW | Southern Cross | Chromium Total mg/l | - | 1 | ug/l | 37.2 | Tip leachates and land remediation Closed | Sussex West | Tip leachate: Tip leachate process | Pre Market Reform | Consent | SHRIPNEY ROAD SOUTH BERSTED WPS
16857 | 4 | Tier 1 Consent | Lidsey Landfill Limited | Suez House | Grenfell Road |  | Maidenhead | Berkshire | SL6 1ES | LIDSEY LANDFILL | LIDSEY ROAD |  | BOGNOR REGIS | SW | PO22 9PL | 2016-10-01 | 150 | 2 | at all times | FORD WTW | Southern Cross | Copper Total | - | 1 | ug/l | 37.2 | Tip leachates and land remediation Closed | Sussex West | Tip leachate: Tip leachate process | Pre Market Reform | Consent | SHRIPNEY ROAD SOUTH BERSTED WPS
16857 | 4 | Tier 1 Consent | Lidsey Landfill Limited | Suez House | Grenfell Road |  | Maidenhead | Berkshire | SL6 1ES | LIDSEY LANDFILL | LIDSEY ROAD |  | BOGNOR REGIS | SW | PO22 9PL | 2016-10-01 | 150 | 2 | at all times | FORD WTW | Southern Cross | Lead Total | - | 1 | ug/l | 37.2 | Tip leachates and land remediation Closed | Sussex West | Tip leachate: Tip leachate process | Pre Market Reform | Consent | SHRIPNEY ROAD SOUTH BERSTED WPS
16857 | 4 | Tier 1 Consent | Lidsey Landfill Limited | Suez House | Grenfell Road |  | Maidenhead | Berkshire | SL6 1ES | LIDSEY LANDFILL | LIDSEY ROAD |  | BOGNOR REGIS | SW | PO22 9PL | 2016-10-01 | 150 | 2 | at all times | FORD WTW | Southern Cross | Nickel Total | - | 1 | ug/l | 37.2 | Tip leachates and land remediation Closed | Sussex West | Tip leachate: Tip leachate process | Pre Market Reform | Consent | SHRIPNEY ROAD SOUTH BERSTED WPS
16857 | 4 | Tier 1 Consent | Lidsey Landfill Limited | Suez House | Grenfell Road |  | Maidenhead | Berkshire | SL6 1ES | LIDSEY LANDFILL | LIDSEY ROAD |  | BOGNOR REGIS | SW | PO22 9PL | 2016-10-01 | 150 | 2 | at all times | FORD WTW | Southern Cross | Nitrogen Ammoniacal as N | - | 1800 | mg/l | 37.2 | Tip leachates and land remediation Closed | Sussex West | Tip leachate: Tip leachate process | Pre Market Reform | Consent | SHRIPNEY ROAD SOUTH BERSTED WPS
16857 | 4 | Tier 1 Consent | Lidsey Landfill Limited | Suez House | Grenfell Road |  | Maidenhead | Berkshire | SL6 1ES | LIDSEY LANDFILL | LIDSEY ROAD |  | BOGNOR REGIS | SW | PO22 9PL | 2016-10-01 | 150 | 2 | at all times | FORD WTW | Southern Cross | pH | 6 | 10 | pH Units | 37.2 | Tip leachates and land remediation Closed | Sussex West | Tip leachate: Tip leachate process | Pre Market Reform | Consent | SHRIPNEY ROAD SOUTH BERSTED WPS
16857 | 4 | Tier 1 Consent | Lidsey Landfill Limited | Suez House | Grenfell Road |  | Maidenhead | Berkshire | SL6 1ES | LIDSEY LANDFILL | LIDSEY ROAD |  | BOGNOR REGIS | SW | PO22 9PL | 2016-10-01 | 150 | 2 | at all times | FORD WTW | Southern Cross | Solids Suspended 105 Degrees C | - | 500 | mg/l | 37.2 | Tip leachates and land remediation Closed | Sussex West | Tip leachate: Tip leachate process | Pre Market Reform | Consent | SHRIPNEY ROAD SOUTH BERSTED WPS
16857 | 4 | Tier 1 Consent | Lidsey Landfill Limited | Suez House | Grenfell Road |  | Maidenhead | Berkshire | SL6 1ES | LIDSEY LANDFILL | LIDSEY ROAD |  | BOGNOR REGIS | SW | PO22 9PL | 2016-10-01 | 150 | 2 | at all times | FORD WTW | Southern Cross | Zinc Total mg/l | - | 1 | ug/l | 37.2 | Tip leachates and land remediation Closed | Sussex West | Tip leachate: Tip leachate process | Pre Market Reform | Consent | SHRIPNEY ROAD SOUTH BERSTED WPS
16858 | 1 | Tier 2 Consent | A-one+ Integrated Highway Services Ltd | - | 10 Kings Hill Avenue | Kings Hill | West Malling | Kent | ME19 4AR | COLDHABOUR DEPOT | COLDHARBOUR LANE | - | AYLESFORD | KE | ME20 7NS | 2016-09-01 | 50 | 5 | At all times | AYLESFORD WTW |  | Chemical Oxygen Demand Shaken as 0 | - | 800 | mg/l | 40.2 | Rainwater and surface water run-off (Low Impact) | Kent West | Surface Water process | Pre Market Reform | Consent | -
16858 | 1 | Tier 2 Consent | A-one+ Integrated Highway Services Ltd | - | 10 Kings Hill Avenue | Kings Hill | West Malling | Kent | ME19 4AR | COLDHABOUR DEPOT | COLDHARBOUR LANE | - | AYLESFORD | KE | ME20 7NS | 2016-09-01 | 50 | 5 | At all times | AYLESFORD WTW |  | pH | 6 | 10 | pH Units | 40.2 | Rainwater and surface water run-off (Low Impact) | Kent West | Surface Water process | Pre Market Reform | Consent | -
16858 | 1 | Tier 2 Consent | A-one+ Integrated Highway Services Ltd | - | 10 Kings Hill Avenue | Kings Hill | West Malling | Kent | ME19 4AR | COLDHABOUR DEPOT | COLDHARBOUR LANE | - | AYLESFORD | KE | ME20 7NS | 2016-09-01 | 50 | 5 | At all times | AYLESFORD WTW |  | Solids Suspended 105 Degrees C | - | 400 | mg/l | 40.2 | Rainwater and surface water run-off (Low Impact) | Kent West | Surface Water process | Pre Market Reform | Consent | -
16861 | 1 | Tier 2 Consent | A-one+ Integrated Highway Services Ltd | - | 10 Kings Hill Avenue | Kings Hill | West Malling | Kent | ME19 4AR | MAINTNCE COMPND FARTHING CORNER | MATTS HILL ROAD | - | GILLINGHAM | KE | ME8 8PG | 2016-09-01 | 25 | 5 | At all times | MOTNEY HILL WTW |  | Chemical Oxygen Demand Shaken as 0 | - | 800 | mg/l | 40.2 | Rainwater and surface water run-off (Low Impact) | Kent West | Surface Water process | Pre Market Reform | Consent | -
16861 | 1 | Tier 2 Consent | A-one+ Integrated Highway Services Ltd | - | 10 Kings Hill Avenue | Kings Hill | West Malling | Kent | ME19 4AR | MAINTNCE COMPND FARTHING CORNER | MATTS HILL ROAD | - | GILLINGHAM | KE | ME8 8PG | 2016-09-01 | 25 | 5 | At all times | MOTNEY HILL WTW |  | pH | 6 | 10 | pH Units | 40.2 | Rainwater and surface water run-off (Low Impact) | Kent West | Surface Water process | Pre Market Reform | Consent | -
16861 | 1 | Tier 2 Consent | A-one+ Integrated Highway Services Ltd | - | 10 Kings Hill Avenue | Kings Hill | West Malling | Kent | ME19 4AR | MAINTNCE COMPND FARTHING CORNER | MATTS HILL ROAD | - | GILLINGHAM | KE | ME8 8PG | 2016-09-01 | 25 | 5 | At all times | MOTNEY HILL WTW |  | Solids Suspended 105 Degrees C | - | 400 | mg/l | 40.2 | Rainwater and surface water run-off (Low Impact) | Kent West | Surface Water process | Pre Market Reform | Consent | -
16874 | 1 | Low Risk Consent | Ocean Waves Car Wash Ltd | 63 | Loveridge Road | - | London | - | NW6 2DR | WYEVALE GARDEN CENTRE | WINCHESTER ROAD | - | EASTLEIGH | HA | SO50 7HD | 2016-09-08 | 2 | 0.2 | At any time | CHICKENHALL EASTLEIGH WTW | Winchester Road | Chemical Oxygen Demand Shaken as 0 | - | 800 | mg/l | 31.2 | Vehicle and plant washing (Low Impact) | Hampshire West | Vehicle Washing | Pre Market Reform | Consent | -
16874 | 1 | Low Risk Consent | Ocean Waves Car Wash Ltd | 63 | Loveridge Road | - | London | - | NW6 2DR | WYEVALE GARDEN CENTRE | WINCHESTER ROAD | - | EASTLEIGH | HA | SO50 7HD | 2016-09-08 | 2 | 0.2 | At any time | CHICKENHALL EASTLEIGH WTW | Winchester Road | Oil and Grease | - | 200 | mg/l | 31.2 | Vehicle and plant washing (Low Impact) | Hampshire West | Vehicle Washing | Pre Market Reform | Consent | -
16874 | 1 | Low Risk Consent | Ocean Waves Car Wash Ltd | 63 | Loveridge Road | - | London | - | NW6 2DR | WYEVALE GARDEN CENTRE | WINCHESTER ROAD | - | EASTLEIGH | HA | SO50 7HD | 2016-09-08 | 2 | 0.2 | At any time | CHICKENHALL EASTLEIGH WTW | Winchester Road | pH | 6 | 10 | pH Units | 31.2 | Vehicle and plant washing (Low Impact) | Hampshire West | Vehicle Washing | Pre Market Reform | Consent | -
16874 | 1 | Low Risk Consent | Ocean Waves Car Wash Ltd | 63 | Loveridge Road | - | London | - | NW6 2DR | WYEVALE GARDEN CENTRE | WINCHESTER ROAD | - | EASTLEIGH | HA | SO50 7HD | 2016-09-08 | 2 | 0.2 | At any time | CHICKENHALL EASTLEIGH WTW | Winchester Road | Solids Suspended 105 Degrees C | - | 400 | mg/l | 31.2 | Vehicle and plant washing (Low Impact) | Hampshire West | Vehicle Washing | Pre Market Reform | Consent | -
16875 | 2 | Tier 1 Consent | Pureprint Group Limited | Beacon House | Brambleside | Bellbrook Park | Uckfield | East Sussex | TN22 1PL | CROWSON HOUSE | BOLTON CLOSE | - | UCKFIELD | SE | TN22 1PH | 2016-07-13 | 8.45 | 0.1 | at any time | UCKFIELD WTW | Bolton Close | Chemical Oxygen Demand Shaken as 0 | - | 100 | mg/l | 24.2 | Printing and related activities (Low impact) | Sussex East | Reprographics: Printing process | Pre Market Reform | Consent | Pre Market Reform
16875 | 2 | Tier 1 Consent | Pureprint Group Limited | Beacon House | Brambleside | Bellbrook Park | Uckfield | East Sussex | TN22 1PL | CROWSON HOUSE | BOLTON CLOSE | - | UCKFIELD | SE | TN22 1PH | 2016-07-13 | 8.45 | 0.1 | at any time | UCKFIELD WTW | Bolton Close | pH | 6 | 10 | pH Units | 24.2 | Printing and related activities (Low impact) | Sussex East | Reprographics: Printing process | Pre Market Reform | Consent | Pre Market Reform
16875 | 2 | Tier 1 Consent | Pureprint Group Limited | Beacon House | Brambleside | Bellbrook Park | Uckfield | East Sussex | TN22 1PL | CROWSON HOUSE | BOLTON CLOSE | - | UCKFIELD | SE | TN22 1PH | 2016-07-13 | 8.45 | 0.1 | at any time | UCKFIELD WTW | Bolton Close | Solids Suspended 105 Degrees C | - | 50 | mg/l | 24.2 | Printing and related activities (Low impact) | Sussex East | Reprographics: Printing process | Pre Market Reform | Consent | Pre Market Reform
16876 | 1 | Low Risk Consent | HSS Hire Service Group Limited | Building 2, Think Park | Mosley Road |  | Manchester |  | M17 1FQ | PLOT 4,FAREHAM BUSINESS PARK | BARWELL LANE | - | GOSPORT | HA | PO13 0AU | 2016-09-12 | 1 | 0.2 | at any time | PEEL COMMON WTW | Barwell Lane | Chemical Oxygen Demand Shaken as 0 | - | 800 | mg/l | 31.3 | Vehicle and plant washing (Low Impact) | Hampshire East | Mobile plant and hire equipment washdown process | Pre Market Reform | Consent | -
16876 | 1 | Low Risk Consent | HSS Hire Service Group Limited | Building 2, Think Park | Mosley Road |  | Manchester |  | M17 1FQ | PLOT 4,FAREHAM BUSINESS PARK | BARWELL LANE | - | GOSPORT | HA | PO13 0AU | 2016-09-12 | 1 | 0.2 | at any time | PEEL COMMON WTW | Barwell Lane | Oil and Grease | - | 200 | mg/l | 31.3 | Vehicle and plant washing (Low Impact) | Hampshire East | Mobile plant and hire equipment washdown process | Pre Market Reform | Consent | -
16876 | 1 | Low Risk Consent | HSS Hire Service Group Limited | Building 2, Think Park | Mosley Road |  | Manchester |  | M17 1FQ | PLOT 4,FAREHAM BUSINESS PARK | BARWELL LANE | - | GOSPORT | HA | PO13 0AU | 2016-09-12 | 1 | 0.2 | at any time | PEEL COMMON WTW | Barwell Lane | pH | 6 | 10 | pH Units | 31.3 | Vehicle and plant washing (Low Impact) | Hampshire East | Mobile plant and hire equipment washdown process | Pre Market Reform | Consent | -
16876 | 1 | Low Risk Consent | HSS Hire Service Group Limited | Building 2, Think Park | Mosley Road |  | Manchester |  | M17 1FQ | PLOT 4,FAREHAM BUSINESS PARK | BARWELL LANE | - | GOSPORT | HA | PO13 0AU | 2016-09-12 | 1 | 0.2 | at any time | PEEL COMMON WTW | Barwell Lane | Solids Suspended 105 Degrees C | - | 400 | mg/l | 31.3 | Vehicle and plant washing (Low Impact) | Hampshire East | Mobile plant and hire equipment washdown process | Pre Market Reform | Consent | -
16882 | 1 | Tier 1 Consent | Wealden Leisure Ltd | The Paddock | 1-6 Carriers Way | East Hoathly | East Sussex | - | BN8 6AG | ARUN LEISURE CENTRE | FELPHAM WAY | - | FELPHAM | SW | PO22 8ED | 2016-10-01 | 50 | 2 | at all times | FORD WTW | Felpham Way | Chemical Oxygen Demand Shaken as 0 | - | 800 | mg/l | 32.1 | Leisure facilities | Sussex West | Swimming Pools: Commercial Swimming Pools process | Limited Company | Consent | -
16882 | 1 | Tier 1 Consent | Wealden Leisure Ltd | The Paddock | 1-6 Carriers Way | East Hoathly | East Sussex | - | BN8 6AG | ARUN LEISURE CENTRE | FELPHAM WAY | - | FELPHAM | SW | PO22 8ED | 2016-10-01 | 50 | 2 | at all times | FORD WTW | Felpham Way | pH | 6 | 10 | pH Units | 32.1 | Leisure facilities | Sussex West | Swimming Pools: Commercial Swimming Pools process | Limited Company | Consent | -
16882 | 1 | Tier 1 Consent | Wealden Leisure Ltd | The Paddock | 1-6 Carriers Way | East Hoathly | East Sussex | - | BN8 6AG | ARUN LEISURE CENTRE | FELPHAM WAY | - | FELPHAM | SW | PO22 8ED | 2016-10-01 | 50 | 2 | at all times | FORD WTW | Felpham Way | Solids Suspended 105 Degrees C | - | 400 | mg/l | 32.1 | Leisure facilities | Sussex West | Swimming Pools: Commercial Swimming Pools process | Limited Company | Consent | -
16890 | 1 | Low Risk Consent | XTRAFLOW LIMITED | Flat 12 Mounts Court | Mounts Road | - | Greenhithe | Kent | DA9 9LX | 50 | WAKEFIELD RD | - | GREENHYTHE | KE | DA9 9JE | 2016-10-05 | 3 | 0.2 | At all times | NORTHFLEET WTW |  | Chemical Oxygen Demand Shaken as 0 | - | 800 | mg/l | 31.3 | Vehicle and plant washing (Low Impact) | Kent West | Drink Production: Brewery process | Pre Market Reform | Consent | -
16890 | 1 | Low Risk Consent | XTRAFLOW LIMITED | Flat 12 Mounts Court | Mounts Road | - | Greenhithe | Kent | DA9 9LX | 50 | WAKEFIELD RD | - | GREENHYTHE | KE | DA9 9JE | 2016-10-05 | 3 | 0.2 | At all times | NORTHFLEET WTW |  | pH | 6 | 10 | pH Units | 31.3 | Vehicle and plant washing (Low Impact) | Kent West | Drink Production: Brewery process | Pre Market Reform | Consent | -
16890 | 1 | Low Risk Consent | XTRAFLOW LIMITED | Flat 12 Mounts Court | Mounts Road | - | Greenhithe | Kent | DA9 9LX | 50 | WAKEFIELD RD | - | GREENHYTHE | KE | DA9 9JE | 2016-10-05 | 3 | 0.2 | At all times | NORTHFLEET WTW |  | Solids Suspended 105 Degrees C | - | 400 | mg/l | 31.3 | Vehicle and plant washing (Low Impact) | Kent West | Drink Production: Brewery process | Pre Market Reform | Consent | -
16895 | 1 | Low Risk Consent | Holland Colours U.K. Limited | Unit 18 Sabre Court | Valentine Close | Gillingham Business Park | Gillingham | Kent | ME8 0RW | GILLINGHAM BUSINESS PARK | UNIT 16-18 SABRE COURT | - | GILLINGHAM | KE | ME8 0RW | 2016-10-14 | 1 | 1 | At all times | MOTNEY HILL WTW | - | Chemical Oxygen Demand Shaken as 0 | - | 1000 | mg/l | 18.1 | Paint manufacture | Kent West | Process Waters: Coolant process | Pre Market Reform | Consent | -
16895 | 1 | Low Risk Consent | Holland Colours U.K. Limited | Unit 18 Sabre Court | Valentine Close | Gillingham Business Park | Gillingham | Kent | ME8 0RW | GILLINGHAM BUSINESS PARK | UNIT 16-18 SABRE COURT | - | GILLINGHAM | KE | ME8 0RW | 2016-10-14 | 1 | 1 | At all times | MOTNEY HILL WTW | - | pH | 6 | 10 | pH Units | 18.1 | Paint manufacture | Kent West | Process Waters: Coolant process | Pre Market Reform | Consent | -
16895 | 1 | Low Risk Consent | Holland Colours U.K. Limited | Unit 18 Sabre Court | Valentine Close | Gillingham Business Park | Gillingham | Kent | ME8 0RW | GILLINGHAM BUSINESS PARK | UNIT 16-18 SABRE COURT | - | GILLINGHAM | KE | ME8 0RW | 2016-10-14 | 1 | 1 | At all times | MOTNEY HILL WTW | - | Solids Suspended 105 Degrees C | - | 500 | mg/l | 18.1 | Paint manufacture | Kent West | Process Waters: Coolant process | Pre Market Reform | Consent | -
16899 | 2 | Low Risk Consent | Chapmans Of Rye Limited | Units 5 & 6 Hornet Business Estate | Quarry Hill Road | Borough Green | Sevenoaks | Kent | TN25 8QW | Unit 1 & 2 | Fish Market Buildings | Rock Channel | RYE | SE | TN31 7HJ | 2016-07-18 | 5 | 1 | At any time | RYE WTW | Rock Channel | Chemical Oxygen Demand Shaken as 0 | - | 800 | mg/l | 9.3 | Food processing - fish prep/veg washing | Sussex East | Food Processing: Fish Processing process | Pre Market Reform | Consent | -
16899 | 2 | Low Risk Consent | Chapmans Of Rye Limited | Units 5 & 6 Hornet Business Estate | Quarry Hill Road | Borough Green | Sevenoaks | Kent | TN25 8QW | Unit 1 & 2 | Fish Market Buildings | Rock Channel | RYE | SE | TN31 7HJ | 2016-07-18 | 5 | 1 | At any time | RYE WTW | Rock Channel | Oil and Grease | - | 200 | mg/l | 9.3 | Food processing - fish prep/veg washing | Sussex East | Food Processing: Fish Processing process | Pre Market Reform | Consent | -
16899 | 2 | Low Risk Consent | Chapmans Of Rye Limited | Units 5 & 6 Hornet Business Estate | Quarry Hill Road | Borough Green | Sevenoaks | Kent | TN25 8QW | Unit 1 & 2 | Fish Market Buildings | Rock Channel | RYE | SE | TN31 7HJ | 2016-07-18 | 5 | 1 | At any time | RYE WTW | Rock Channel | pH | 6 | 10 | pH Units | 9.3 | Food processing - fish prep/veg washing | Sussex East | Food Processing: Fish Processing process | Pre Market Reform | Consent | -
16899 | 2 | Low Risk Consent | Chapmans Of Rye Limited | Units 5 & 6 Hornet Business Estate | Quarry Hill Road | Borough Green | Sevenoaks | Kent | TN25 8QW | Unit 1 & 2 | Fish Market Buildings | Rock Channel | RYE | SE | TN31 7HJ | 2016-07-18 | 5 | 1 | At any time | RYE WTW | Rock Channel | Solids Suspended 105 Degrees C | - | 400 | mg/l | 9.3 | Food processing - fish prep/veg washing | Sussex East | Food Processing: Fish Processing process | Pre Market Reform | Consent | -
16901 | 1 | Low Risk Consent | Southampton City Council | Civic Centre | - | - | Southampton | Hampshire | SO14 7LR | GRANVILLE STREET DEPOT | GRANVILLE STREET | - | SOUTHAMPTON | HA | SO14 5GL | 2016-10-24 | 5 | 1.2 | At any time | MILLBROOK WTW | Granville Street | Chemical Oxygen Demand Shaken as 0 | - | 1000 | mg/l | 31.3 | Vehicle and plant washing (Low Impact) | Hampshire West | Post-interceptor discharge from cleansing of street cleaning plant/vehicles and surface water from street sweeping bays | Pre Market Reform | Consent | Pre Market Reform
16901 | 1 | Low Risk Consent | Southampton City Council | Civic Centre | - | - | Southampton | Hampshire | SO14 7LR | GRANVILLE STREET DEPOT | GRANVILLE STREET | - | SOUTHAMPTON | HA | SO14 5GL | 2016-10-24 | 5 | 1.2 | At any time | MILLBROOK WTW | Granville Street | Oil and Grease | - | 200 | mg/l | 31.3 | Vehicle and plant washing (Low Impact) | Hampshire West | Post-interceptor discharge from cleansing of street cleaning plant/vehicles and surface water from street sweeping bays | Pre Market Reform | Consent | Pre Market Reform
16901 | 1 | Low Risk Consent | Southampton City Council | Civic Centre | - | - | Southampton | Hampshire | SO14 7LR | GRANVILLE STREET DEPOT | GRANVILLE STREET | - | SOUTHAMPTON | HA | SO14 5GL | 2016-10-24 | 5 | 1.2 | At any time | MILLBROOK WTW | Granville Street | pH | 6 | 10 | pH Units | 31.3 | Vehicle and plant washing (Low Impact) | Hampshire West | Post-interceptor discharge from cleansing of street cleaning plant/vehicles and surface water from street sweeping bays | Pre Market Reform | Consent | Pre Market Reform
16901 | 1 | Low Risk Consent | Southampton City Council | Civic Centre | - | - | Southampton | Hampshire | SO14 7LR | GRANVILLE STREET DEPOT | GRANVILLE STREET | - | SOUTHAMPTON | HA | SO14 5GL | 2016-10-24 | 5 | 1.2 | At any time | MILLBROOK WTW | Granville Street | Solids Suspended 105 Degrees C | - | 400 | mg/l | 31.3 | Vehicle and plant washing (Low Impact) | Hampshire West | Post-interceptor discharge from cleansing of street cleaning plant/vehicles and surface water from street sweeping bays | Pre Market Reform | Consent | Pre Market Reform
16902 | 1 | Low Risk Consent | Spinning Wheels | Car Park | St Joseph's Way |  | Haywards Heath | West Sussex | RH16 6QY | ST JOSEPHS WAY CAR PARK | ST JOSEPHS WAY | - | HAYWARDS HEATH | SW | RH16 6QY | 2016-10-25 | 3 | 1 | at all times | SCAYNES HILL WTW |  | Chemical Oxygen Demand Shaken as 0 | - | 800 | mg/l | 31.2 | Vehicle and plant washing (Low Impact) | Sussex West | Vehicle Washing: General Wash process | Pre Market Reform | Consent | -
16902 | 1 | Low Risk Consent | Spinning Wheels | Car Park | St Joseph's Way |  | Haywards Heath | West Sussex | RH16 6QY | ST JOSEPHS WAY CAR PARK | ST JOSEPHS WAY | - | HAYWARDS HEATH | SW | RH16 6QY | 2016-10-25 | 3 | 1 | at all times | SCAYNES HILL WTW |  | pH | 6 | 10 | pH Units | 31.2 | Vehicle and plant washing (Low Impact) | Sussex West | Vehicle Washing: General Wash process | Pre Market Reform | Consent | -
16902 | 1 | Low Risk Consent | Spinning Wheels | Car Park | St Joseph's Way |  | Haywards Heath | West Sussex | RH16 6QY | ST JOSEPHS WAY CAR PARK | ST JOSEPHS WAY | - | HAYWARDS HEATH | SW | RH16 6QY | 2016-10-25 | 3 | 1 | at all times | SCAYNES HILL WTW |  | Solids Suspended 105 Degrees C | - | 400 | mg/l | 31.2 | Vehicle and plant washing (Low Impact) | Sussex West | Vehicle Washing: General Wash process | Pre Market Reform | Consent | -
16903 | 4 | Tier 1 Consent | Natures Way Foods Ltd | Park Farm | Chichester Road |  | Selsey | West Sussex | PO20 9HP | Unit4(Natures Way) | Drayton Horticultura | - | Chichester | SW | PO20 1NW | 2018-03-01 | 300 | 3.3 | at all times | CHICHESTER WTW | Bognor Road | Chemical Oxygen Demand Shaken as 0 | - | 5000 | mg/l | 9.3 | Food processing - fish prep/veg washing | Sussex West | Food Processing - fish prep & veg washing | Pre Market Reform | Consent | -
16903 | 4 | Tier 1 Consent | Natures Way Foods Ltd | Park Farm | Chichester Road |  | Selsey | West Sussex | PO20 9HP | Unit4(Natures Way) | Drayton Horticultura | - | Chichester | SW | PO20 1NW | 2018-03-01 | 300 | 3.3 | at all times | CHICHESTER WTW | Bognor Road | Oil and Grease | - | 200 | mg/l | 9.3 | Food processing - fish prep/veg washing | Sussex West | Food Processing - fish prep & veg washing | Pre Market Reform | Consent | -
16903 | 4 | Tier 1 Consent | Natures Way Foods Ltd | Park Farm | Chichester Road |  | Selsey | West Sussex | PO20 9HP | Unit4(Natures Way) | Drayton Horticultura | - | Chichester | SW | PO20 1NW | 2018-03-01 | 300 | 3.3 | at all times | CHICHESTER WTW | Bognor Road | pH | 6 | 10 | pH Units | 9.3 | Food processing - fish prep/veg washing | Sussex West | Food Processing - fish prep & veg washing | Pre Market Reform | Consent | -
16903 | 4 | Tier 1 Consent | Natures Way Foods Ltd | Park Farm | Chichester Road |  | Selsey | West Sussex | PO20 9HP | Unit4(Natures Way) | Drayton Horticultura | - | Chichester | SW | PO20 1NW | 2018-03-01 | 300 | 3.3 | at all times | CHICHESTER WTW | Bognor Road | Solids Suspended 105 Degrees C | - | 1500 | mg/l | 9.3 | Food processing - fish prep/veg washing | Sussex West | Food Processing - fish prep & veg washing | Pre Market Reform | Consent | -
16913 | 4 | Tier 1 Consent | Leonardo UK Ltd | 1 | Eagle Place | St James's | London |  | SW1Y 6AF | Leonardo M W Ltd | First Avenue | Millbrook Ind Est | Southampton | SP | SO15 0LG | 2016-10-01 | 50 | 3 | At all times. | MILLBROOK WTW | First Avenue | Cadmium Total (ug/l) | - | 10 | ug/l | 22.1 | Plating and metal finishing (High Impact) | Hampshire West | discharge of waste water arising from manufacture of semi-conductor devices; cleaning/etching of components; electroplating of components and finishing devices; regeneration of deionising water and drain down of boilers. | Manufacture of semi conductors/infra red devices. | Consent | WATERHOUSE WAY SHIRLEY WPS
16913 | 4 | Tier 1 Consent | Leonardo UK Ltd | 1 | Eagle Place | St James's | London |  | SW1Y 6AF | Leonardo M W Ltd | First Avenue | Millbrook Ind Est | Southampton | SP | SO15 0LG | 2016-10-01 | 50 | 3 | At all times. | MILLBROOK WTW | First Avenue | Chemical Oxygen Demand Shaken as 0 | - | 1000 | mg/l | 22.1 | Plating and metal finishing (High Impact) | Hampshire West | discharge of waste water arising from manufacture of semi-conductor devices; cleaning/etching of components; electroplating of components and finishing devices; regeneration of deionising water and drain down of boilers. | Manufacture of semi conductors/infra red devices. | Consent | WATERHOUSE WAY SHIRLEY WPS
16913 | 4 | Tier 1 Consent | Leonardo UK Ltd | 1 | Eagle Place | St James's | London |  | SW1Y 6AF | Leonardo M W Ltd | First Avenue | Millbrook Ind Est | Southampton | SP | SO15 0LG | 2016-10-01 | 50 | 3 | At all times. | MILLBROOK WTW | First Avenue | Cyanide Total as Cn | - | 1 | ug/l | 22.1 | Plating and metal finishing (High Impact) | Hampshire West | discharge of waste water arising from manufacture of semi-conductor devices; cleaning/etching of components; electroplating of components and finishing devices; regeneration of deionising water and drain down of boilers. | Manufacture of semi conductors/infra red devices. | Consent | WATERHOUSE WAY SHIRLEY WPS
16913 | 4 | Tier 1 Consent | Leonardo UK Ltd | 1 | Eagle Place | St James's | London |  | SW1Y 6AF | Leonardo M W Ltd | First Avenue | Millbrook Ind Est | Southampton | SP | SO15 0LG | 2016-10-01 | 50 | 3 | At all times. | MILLBROOK WTW | First Avenue | Iron Total | - | 175 | ug/l | 22.1 | Plating and metal finishing (High Impact) | Hampshire West | discharge of waste water arising from manufacture of semi-conductor devices; cleaning/etching of components; electroplating of components and finishing devices; regeneration of deionising water and drain down of boilers. | Manufacture of semi conductors/infra red devices. | Consent | WATERHOUSE WAY SHIRLEY WPS
16913 | 4 | Tier 1 Consent | Leonardo UK Ltd | 1 | Eagle Place | St James's | London |  | SW1Y 6AF | Leonardo M W Ltd | First Avenue | Millbrook Ind Est | Southampton | SP | SO15 0LG | 2016-10-01 | 50 | 3 | At all times. | MILLBROOK WTW | First Avenue | Mercury Total | - | 10 | ug/l | 22.1 | Plating and metal finishing (High Impact) | Hampshire West | discharge of waste water arising from manufacture of semi-conductor devices; cleaning/etching of components; electroplating of components and finishing devices; regeneration of deionising water and drain down of boilers. | Manufacture of semi conductors/infra red devices. | Consent | WATERHOUSE WAY SHIRLEY WPS
16913 | 4 | Tier 1 Consent | Leonardo UK Ltd | 1 | Eagle Place | St James's | London |  | SW1Y 6AF | Leonardo M W Ltd | First Avenue | Millbrook Ind Est | Southampton | SP | SO15 0LG | 2016-10-01 | 50 | 3 | At all times. | MILLBROOK WTW | First Avenue | Nickel Total | - | 1 | ug/l | 22.1 | Plating and metal finishing (High Impact) | Hampshire West | discharge of waste water arising from manufacture of semi-conductor devices; cleaning/etching of components; electroplating of components and finishing devices; regeneration of deionising water and drain down of boilers. | Manufacture of semi conductors/infra red devices. | Consent | WATERHOUSE WAY SHIRLEY WPS
16913 | 4 | Tier 1 Consent | Leonardo UK Ltd | 1 | Eagle Place | St James's | London |  | SW1Y 6AF | Leonardo M W Ltd | First Avenue | Millbrook Ind Est | Southampton | SP | SO15 0LG | 2016-10-01 | 50 | 3 | At all times. | MILLBROOK WTW | First Avenue | Nitrogen Ammoniacal as N | - | 10 | mg/l | 22.1 | Plating and metal finishing (High Impact) | Hampshire West | discharge of waste water arising from manufacture of semi-conductor devices; cleaning/etching of components; electroplating of components and finishing devices; regeneration of deionising water and drain down of boilers. | Manufacture of semi conductors/infra red devices. | Consent | WATERHOUSE WAY SHIRLEY WPS
16913 | 4 | Tier 1 Consent | Leonardo UK Ltd | 1 | Eagle Place | St James's | London |  | SW1Y 6AF | Leonardo M W Ltd | First Avenue | Millbrook Ind Est | Southampton | SP | SO15 0LG | 2016-10-01 | 50 | 3 | At all times. | MILLBROOK WTW | First Avenue | pH | 6 | 10 | pH Units | 22.1 | Plating and metal finishing (High Impact) | Hampshire West | discharge of waste water arising from manufacture of semi-conductor devices; cleaning/etching of components; electroplating of components and finishing devices; regeneration of deionising water and drain down of boilers. | Manufacture of semi conductors/infra red devices. | Consent | WATERHOUSE WAY SHIRLEY WPS
16913 | 4 | Tier 1 Consent | Leonardo UK Ltd | 1 | Eagle Place | St James's | London |  | SW1Y 6AF | Leonardo M W Ltd | First Avenue | Millbrook Ind Est | Southampton | SP | SO15 0LG | 2016-10-01 | 50 | 3 | At all times. | MILLBROOK WTW | First Avenue | Silver Total | - | 1000 | ug/l | 22.1 | Plating and metal finishing (High Impact) | Hampshire West | discharge of waste water arising from manufacture of semi-conductor devices; cleaning/etching of components; electroplating of components and finishing devices; regeneration of deionising water and drain down of boilers. | Manufacture of semi conductors/infra red devices. | Consent | WATERHOUSE WAY SHIRLEY WPS
16913 | 4 | Tier 1 Consent | Leonardo UK Ltd | 1 | Eagle Place | St James's | London |  | SW1Y 6AF | Leonardo M W Ltd | First Avenue | Millbrook Ind Est | Southampton | SP | SO15 0LG | 2016-10-01 | 50 | 3 | At all times. | MILLBROOK WTW | First Avenue | Solids Suspended 105 Degrees C | - | 400 | mg/l | 22.1 | Plating and metal finishing (High Impact) | Hampshire West | discharge of waste water arising from manufacture of semi-conductor devices; cleaning/etching of components; electroplating of components and finishing devices; regeneration of deionising water and drain down of boilers. | Manufacture of semi conductors/infra red devices. | Consent | WATERHOUSE WAY SHIRLEY WPS
16914 | 1 | Low Risk Consent | FS Partnership | Wadham Lodge | Kitchener Road |  | Walthamstow |  | E17 4JP | HOMEBASE CAR PARK | BARNFIELD DRIVE | - | CHICHESTER | SW | PO19 6UX | 2016-11-07 | 1 | 2 | at all times | CHICHESTER WTW | Barnfield Drive | Chemical Oxygen Demand Shaken as 0 | - | 800 | mg/l | 31.2 | Vehicle and plant washing (Low Impact) | Sussex West | Vehicle Washing | Pre Market Reform | Consent | -
16914 | 1 | Low Risk Consent | FS Partnership | Wadham Lodge | Kitchener Road |  | Walthamstow |  | E17 4JP | HOMEBASE CAR PARK | BARNFIELD DRIVE | - | CHICHESTER | SW | PO19 6UX | 2016-11-07 | 1 | 2 | at all times | CHICHESTER WTW | Barnfield Drive | pH | 6 | 10 | pH Units | 31.2 | Vehicle and plant washing (Low Impact) | Sussex West | Vehicle Washing | Pre Market Reform | Consent | -
16914 | 1 | Low Risk Consent | FS Partnership | Wadham Lodge | Kitchener Road |  | Walthamstow |  | E17 4JP | HOMEBASE CAR PARK | BARNFIELD DRIVE | - | CHICHESTER | SW | PO19 6UX | 2016-11-07 | 1 | 2 | at all times | CHICHESTER WTW | Barnfield Drive | Solids Suspended 105 Degrees C | - | 400 | mg/l | 31.2 | Vehicle and plant washing (Low Impact) | Sussex West | Vehicle Washing | Pre Market Reform | Consent | -
16937 | 3 | Tier 2 Consent | Suez Recycling And Recovery South East Ltd | Suez house | Grenfell Road | - | Maidenhead | Berkshire | SL6 1ES | Suez Group of Companies | MILITARY ROAD | Enterprise Park | FAREHAM | HA | PO16 8TU | 2016-10-15 | 200 | 5 | at any time | PEEL COMMON WTW | Military Road | Chemical Oxygen Demand Shaken as 0 | - | 800 | mg/l | 40.1 | Rainwater and surface water run-off (Medium Impact). Fire fighting foam training | Hampshire East | Contaminated surface water | Pre Market Reform | Consent | -
16937 | 3 | Tier 2 Consent | Suez Recycling And Recovery South East Ltd | Suez house | Grenfell Road | - | Maidenhead | Berkshire | SL6 1ES | Suez Group of Companies | MILITARY ROAD | Enterprise Park | FAREHAM | HA | PO16 8TU | 2016-10-15 | 200 | 5 | at any time | PEEL COMMON WTW | Military Road | Detergents Anionic | - | 50 | mg/l | 40.1 | Rainwater and surface water run-off (Medium Impact). Fire fighting foam training | Hampshire East | Contaminated surface water | Pre Market Reform | Consent | -
16937 | 3 | Tier 2 Consent | Suez Recycling And Recovery South East Ltd | Suez house | Grenfell Road | - | Maidenhead | Berkshire | SL6 1ES | Suez Group of Companies | MILITARY ROAD | Enterprise Park | FAREHAM | HA | PO16 8TU | 2016-10-15 | 200 | 5 | at any time | PEEL COMMON WTW | Military Road | Detergents Non-Ionic | - | 50 | mg/l | 40.1 | Rainwater and surface water run-off (Medium Impact). Fire fighting foam training | Hampshire East | Contaminated surface water | Pre Market Reform | Consent | -
16937 | 3 | Tier 2 Consent | Suez Recycling And Recovery South East Ltd | Suez house | Grenfell Road | - | Maidenhead | Berkshire | SL6 1ES | Suez Group of Companies | MILITARY ROAD | Enterprise Park | FAREHAM | HA | PO16 8TU | 2016-10-15 | 200 | 5 | at any time | PEEL COMMON WTW | Military Road | Oil and Grease | - | 200 | mg/l | 40.1 | Rainwater and surface water run-off (Medium Impact). Fire fighting foam training | Hampshire East | Contaminated surface water | Pre Market Reform | Consent | -
16937 | 3 | Tier 2 Consent | Suez Recycling And Recovery South East Ltd | Suez house | Grenfell Road | - | Maidenhead | Berkshire | SL6 1ES | Suez Group of Companies | MILITARY ROAD | Enterprise Park | FAREHAM | HA | PO16 8TU | 2016-10-15 | 200 | 5 | at any time | PEEL COMMON WTW | Military Road | Solids Suspended 105C at pH7 | - | 400 | mg/l | 40.1 | Rainwater and surface water run-off (Medium Impact). Fire fighting foam training | Hampshire East | Contaminated surface water | Pre Market Reform | Consent | -
16937 | 3 | Tier 2 Consent | Suez Recycling And Recovery South East Ltd | Suez house | Grenfell Road | - | Maidenhead | Berkshire | SL6 1ES | Suez Group of Companies | MILITARY ROAD | Enterprise Park | FAREHAM | HA | PO16 8TU | 2016-10-15 | 200 | 5 | at any time | PEEL COMMON WTW | Military Road | Sulphate as S04 | - | 500 | mg/l | 40.1 | Rainwater and surface water run-off (Medium Impact). Fire fighting foam training | Hampshire East | Contaminated surface water | Pre Market Reform | Consent | -
16937 | 3 | Tier 2 Consent | Suez Recycling And Recovery South East Ltd | Suez house | Grenfell Road | - | Maidenhead | Berkshire | SL6 1ES | Suez Group of Companies | MILITARY ROAD | Enterprise Park | FAREHAM | HA | PO16 8TU | 2016-10-15 | 200 | 5 | at any time | PEEL COMMON WTW | Military Road | Sulphide as S | - | 1 | mg/l | 40.1 | Rainwater and surface water run-off (Medium Impact). Fire fighting foam training | Hampshire East | Contaminated surface water | Pre Market Reform | Consent | -
16939 | 1 | Low Risk Consent | Ancala Water Services (Estates) Limited | Unit 1B, Redbrook Business Park | Wilthorpe Road |  | BARNSLEY |  | S75 1JN | ANCHOR EAST & MARLBOROUGH GATE | THE HARD | - | PORTSMOUTH | HA | PO1 3QX | 2016-11-01 | 5 | 2 | At any time | BUDDS FARM HAVANT WTW | Victory gate | Chemical Oxygen Demand Shaken as 0 | - | 800 | mg/l | 22.2 | Plating and metal finishing (Medium Impact) | Hampshire East | Pre Market Reform | MOD | Consent | -
16939 | 1 | Low Risk Consent | Ancala Water Services (Estates) Limited | Unit 1B, Redbrook Business Park | Wilthorpe Road |  | BARNSLEY |  | S75 1JN | ANCHOR EAST & MARLBOROUGH GATE | THE HARD | - | PORTSMOUTH | HA | PO1 3QX | 2016-11-01 | 5 | 2 | At any time | BUDDS FARM HAVANT WTW | Victory gate | Copper Total | - | 1 | ug/l | 22.2 | Plating and metal finishing (Medium Impact) | Hampshire East | Pre Market Reform | MOD | Consent | -
16939 | 1 | Low Risk Consent | Ancala Water Services (Estates) Limited | Unit 1B, Redbrook Business Park | Wilthorpe Road |  | BARNSLEY |  | S75 1JN | ANCHOR EAST & MARLBOROUGH GATE | THE HARD | - | PORTSMOUTH | HA | PO1 3QX | 2016-11-01 | 5 | 2 | At any time | BUDDS FARM HAVANT WTW | Victory gate | Lead Total | - | 1 | ug/l | 22.2 | Plating and metal finishing (Medium Impact) | Hampshire East | Pre Market Reform | MOD | Consent | -
16939 | 1 | Low Risk Consent | Ancala Water Services (Estates) Limited | Unit 1B, Redbrook Business Park | Wilthorpe Road |  | BARNSLEY |  | S75 1JN | ANCHOR EAST & MARLBOROUGH GATE | THE HARD | - | PORTSMOUTH | HA | PO1 3QX | 2016-11-01 | 5 | 2 | At any time | BUDDS FARM HAVANT WTW | Victory gate | Nickel Total | - | 1 | ug/l | 22.2 | Plating and metal finishing (Medium Impact) | Hampshire East | Pre Market Reform | MOD | Consent | -
16939 | 1 | Low Risk Consent | Ancala Water Services (Estates) Limited | Unit 1B, Redbrook Business Park | Wilthorpe Road |  | BARNSLEY |  | S75 1JN | ANCHOR EAST & MARLBOROUGH GATE | THE HARD | - | PORTSMOUTH | HA | PO1 3QX | 2016-11-01 | 5 | 2 | At any time | BUDDS FARM HAVANT WTW | Victory gate | pH | 6 | 10 | pH Units | 22.2 | Plating and metal finishing (Medium Impact) | Hampshire East | Pre Market Reform | MOD | Consent | -
16939 | 1 | Low Risk Consent | Ancala Water Services (Estates) Limited | Unit 1B, Redbrook Business Park | Wilthorpe Road |  | BARNSLEY |  | S75 1JN | ANCHOR EAST & MARLBOROUGH GATE | THE HARD | - | PORTSMOUTH | HA | PO1 3QX | 2016-11-01 | 5 | 2 | At any time | BUDDS FARM HAVANT WTW | Victory gate | Solids Suspended 105 Degrees C | - | 400 | mg/l | 22.2 | Plating and metal finishing (Medium Impact) | Hampshire East | Pre Market Reform | MOD | Consent | -
16939 | 1 | Low Risk Consent | Ancala Water Services (Estates) Limited | Unit 1B, Redbrook Business Park | Wilthorpe Road |  | BARNSLEY |  | S75 1JN | ANCHOR EAST & MARLBOROUGH GATE | THE HARD | - | PORTSMOUTH | HA | PO1 3QX | 2016-11-01 | 5 | 2 | At any time | BUDDS FARM HAVANT WTW | Victory gate | Zinc Total mg/l | - | 1 | ug/l | 22.2 | Plating and metal finishing (Medium Impact) | Hampshire East | Pre Market Reform | MOD | Consent | -
16948 | 1 | Tier 2 Consent | Jai Maharaj Ltd | 227 | Preston Road | - | Wembley | Middlesex | HA9 8NF | 50 | WHITE HART LANE | - | FAREHAM | HA | PO16 9BH | 2016-11-28 | 8 | 1 | at any time | PEEL COMMON WTW | White Hart Lane | Chemical Oxygen Demand Shaken as 0 | - | 800 | mg/l | 15.2 | Laundering (Small-scale/Coin-Op) | Hampshire East | Launderettes: Launderettes process | Pre Market Reform | Consent | -
16948 | 1 | Tier 2 Consent | Jai Maharaj Ltd | 227 | Preston Road | - | Wembley | Middlesex | HA9 8NF | 50 | WHITE HART LANE | - | FAREHAM | HA | PO16 9BH | 2016-11-28 | 8 | 1 | at any time | PEEL COMMON WTW | White Hart Lane | Detergents Anionic | - | 50 | mg/l | 15.2 | Laundering (Small-scale/Coin-Op) | Hampshire East | Launderettes: Launderettes process | Pre Market Reform | Consent | -
16948 | 1 | Tier 2 Consent | Jai Maharaj Ltd | 227 | Preston Road | - | Wembley | Middlesex | HA9 8NF | 50 | WHITE HART LANE | - | FAREHAM | HA | PO16 9BH | 2016-11-28 | 8 | 1 | at any time | PEEL COMMON WTW | White Hart Lane | Detergents Non-Ionic | - | 50 | mg/l | 15.2 | Laundering (Small-scale/Coin-Op) | Hampshire East | Launderettes: Launderettes process | Pre Market Reform | Consent | -
16948 | 1 | Tier 2 Consent | Jai Maharaj Ltd | 227 | Preston Road | - | Wembley | Middlesex | HA9 8NF | 50 | WHITE HART LANE | - | FAREHAM | HA | PO16 9BH | 2016-11-28 | 8 | 1 | at any time | PEEL COMMON WTW | White Hart Lane | pH | 6 | 11 | pH Units | 15.2 | Laundering (Small-scale/Coin-Op) | Hampshire East | Launderettes: Launderettes process | Pre Market Reform | Consent | -
16948 | 1 | Tier 2 Consent | Jai Maharaj Ltd | 227 | Preston Road | - | Wembley | Middlesex | HA9 8NF | 50 | WHITE HART LANE | - | FAREHAM | HA | PO16 9BH | 2016-11-28 | 8 | 1 | at any time | PEEL COMMON WTW | White Hart Lane | Solids Suspended 105 Degrees C | - | 400 | mg/l | 15.2 | Laundering (Small-scale/Coin-Op) | Hampshire East | Launderettes: Launderettes process | Pre Market Reform | Consent | -
16948 | 1 | Tier 2 Consent | Jai Maharaj Ltd | 227 | Preston Road | - | Wembley | Middlesex | HA9 8NF | 50 | WHITE HART LANE | - | FAREHAM | HA | PO16 9BH | 2016-11-28 | 8 | 1 | at any time | PEEL COMMON WTW | White Hart Lane | Sulphate as S04 | - | 500 | mg/l | 15.2 | Laundering (Small-scale/Coin-Op) | Hampshire East | Launderettes: Launderettes process | Pre Market Reform | Consent | -
16952 | 1 | Low Risk Consent | Nim's Fruit Limited | 3/1 Trinity Trading Estate | Tribune Drive | - | Sittingbourne | Kent | ME10 2PG | 3/1 | TRIBUNE DRIVE | - | SITTINGBOURNE | KE | ME10 2PG | 2016-12-07 | 1 | 1 | At all times | SITTINGBOURNE WTW |  | Chemical Oxygen Demand Shaken as 0 | - | 1000 | mg/l | 9.3 | Food processing - fish prep/veg washing | Kent West | Food processing: Fruit processing process | Pre Market Reform | Consent | -
16952 | 1 | Low Risk Consent | Nim's Fruit Limited | 3/1 Trinity Trading Estate | Tribune Drive | - | Sittingbourne | Kent | ME10 2PG | 3/1 | TRIBUNE DRIVE | - | SITTINGBOURNE | KE | ME10 2PG | 2016-12-07 | 1 | 1 | At all times | SITTINGBOURNE WTW |  | pH | 6 | 10 | pH Units | 9.3 | Food processing - fish prep/veg washing | Kent West | Food processing: Fruit processing process | Pre Market Reform | Consent | -
16952 | 1 | Low Risk Consent | Nim's Fruit Limited | 3/1 Trinity Trading Estate | Tribune Drive | - | Sittingbourne | Kent | ME10 2PG | 3/1 | TRIBUNE DRIVE | - | SITTINGBOURNE | KE | ME10 2PG | 2016-12-07 | 1 | 1 | At all times | SITTINGBOURNE WTW |  | Solids Suspended 105 Degrees C | - | 500 | mg/l | 9.3 | Food processing - fish prep/veg washing | Kent West | Food processing: Fruit processing process | Pre Market Reform | Consent | -
16964 | 1 | Tier 2 Consent | Gallagher Aggregates Limited | Leitrim House | Little Preston | Aylesford | Maidstone | Kent | ME20 7NS | GALLAGHER AGGREGATES LTD | BRUNSWICK ROAD | - | ASHFORD |  | TN23 1ED | 2017-04-01 | 5 | 1 | 0700-1700 | ASHFORD WTW | Carlton Road | Chemical Oxygen Demand Shaken as 0 | - | 800 | mg/l | 3.2 | Concrete batching yard | Kent East | Washing out concrete lorries and batching plant | Concrete batching plant | Consent | HENWOOD INDUSTRIAL ESTATE ASHFORD WPS
16964 | 1 | Tier 2 Consent | Gallagher Aggregates Limited | Leitrim House | Little Preston | Aylesford | Maidstone | Kent | ME20 7NS | GALLAGHER AGGREGATES LTD | BRUNSWICK ROAD | - | ASHFORD |  | TN23 1ED | 2017-04-01 | 5 | 1 | 0700-1700 | ASHFORD WTW | Carlton Road | Nitrogen Ammoniacal as N | - | 10 | mg/l | 3.2 | Concrete batching yard | Kent East | Washing out concrete lorries and batching plant | Concrete batching plant | Consent | HENWOOD INDUSTRIAL ESTATE ASHFORD WPS
16964 | 1 | Tier 2 Consent | Gallagher Aggregates Limited | Leitrim House | Little Preston | Aylesford | Maidstone | Kent | ME20 7NS | GALLAGHER AGGREGATES LTD | BRUNSWICK ROAD | - | ASHFORD |  | TN23 1ED | 2017-04-01 | 5 | 1 | 0700-1700 | ASHFORD WTW | Carlton Road | pH | 6 | 10 | pH Units | 3.2 | Concrete batching yard | Kent East | Washing out concrete lorries and batching plant | Concrete batching plant | Consent | HENWOOD INDUSTRIAL ESTATE ASHFORD WPS
16964 | 1 | Tier 2 Consent | Gallagher Aggregates Limited | Leitrim House | Little Preston | Aylesford | Maidstone | Kent | ME20 7NS | GALLAGHER AGGREGATES LTD | BRUNSWICK ROAD | - | ASHFORD |  | TN23 1ED | 2017-04-01 | 5 | 1 | 0700-1700 | ASHFORD WTW | Carlton Road | Solids Suspended 105 Degrees C | - | 400 | mg/l | 3.2 | Concrete batching yard | Kent East | Washing out concrete lorries and batching plant | Concrete batching plant | Consent | HENWOOD INDUSTRIAL ESTATE ASHFORD WPS
16964 | 1 | Tier 2 Consent | Gallagher Aggregates Limited | Leitrim House | Little Preston | Aylesford | Maidstone | Kent | ME20 7NS | GALLAGHER AGGREGATES LTD | BRUNSWICK ROAD | - | ASHFORD |  | TN23 1ED | 2017-04-01 | 5 | 1 | 0700-1700 | ASHFORD WTW | Carlton Road | Sulphate as S04 | - | 500 | mg/l | 3.2 | Concrete batching yard | Kent East | Washing out concrete lorries and batching plant | Concrete batching plant | Consent | HENWOOD INDUSTRIAL ESTATE ASHFORD WPS
16964 | 1 | Tier 2 Consent | Gallagher Aggregates Limited | Leitrim House | Little Preston | Aylesford | Maidstone | Kent | ME20 7NS | GALLAGHER AGGREGATES LTD | BRUNSWICK ROAD | - | ASHFORD |  | TN23 1ED | 2017-04-01 | 5 | 1 | 0700-1700 | ASHFORD WTW | Carlton Road | Sulphide as S | - | 1 | mg/l | 3.2 | Concrete batching yard | Kent East | Washing out concrete lorries and batching plant | Concrete batching plant | Consent | HENWOOD INDUSTRIAL ESTATE ASHFORD WPS
16967 | 1 | Tier 2 Consent | Veolia ES Hampshire Ltd |  | 210 Pentonville Road |  | London |  | N1 9JY | HWRC | BARNES WALLIS ROAD | - | FAREHAM | HA | PO15 5TT | 2016-11-01 | 110 | 6 | At any time | PEEL COMMON WTW | Barnes Wallis Road | Chemical Oxygen Demand Shaken as 0 | - | 800 | mg/l | 40.2 | Rainwater and surface water run-off (Low Impact) | Hampshire East | Surface water from Household Waste Recycling Centre | Household waste recycling Centre | Consent | -
16967 | 1 | Tier 2 Consent | Veolia ES Hampshire Ltd |  | 210 Pentonville Road |  | London |  | N1 9JY | HWRC | BARNES WALLIS ROAD | - | FAREHAM | HA | PO15 5TT | 2016-11-01 | 110 | 6 | At any time | PEEL COMMON WTW | Barnes Wallis Road | Nitrogen Ammoniacal as N | - | 10 | mg/l | 40.2 | Rainwater and surface water run-off (Low Impact) | Hampshire East | Surface water from Household Waste Recycling Centre | Household waste recycling Centre | Consent | -
16967 | 1 | Tier 2 Consent | Veolia ES Hampshire Ltd |  | 210 Pentonville Road |  | London |  | N1 9JY | HWRC | BARNES WALLIS ROAD | - | FAREHAM | HA | PO15 5TT | 2016-11-01 | 110 | 6 | At any time | PEEL COMMON WTW | Barnes Wallis Road | Oil and Grease | - | 200 | mg/l | 40.2 | Rainwater and surface water run-off (Low Impact) | Hampshire East | Surface water from Household Waste Recycling Centre | Household waste recycling Centre | Consent | -
16967 | 1 | Tier 2 Consent | Veolia ES Hampshire Ltd |  | 210 Pentonville Road |  | London |  | N1 9JY | HWRC | BARNES WALLIS ROAD | - | FAREHAM | HA | PO15 5TT | 2016-11-01 | 110 | 6 | At any time | PEEL COMMON WTW | Barnes Wallis Road | pH | 6 | 10 | pH Units | 40.2 | Rainwater and surface water run-off (Low Impact) | Hampshire East | Surface water from Household Waste Recycling Centre | Household waste recycling Centre | Consent | -
16967 | 1 | Tier 2 Consent | Veolia ES Hampshire Ltd |  | 210 Pentonville Road |  | London |  | N1 9JY | HWRC | BARNES WALLIS ROAD | - | FAREHAM | HA | PO15 5TT | 2016-11-01 | 110 | 6 | At any time | PEEL COMMON WTW | Barnes Wallis Road | Solids Suspended 105 Degrees C | - | 400 | mg/l | 40.2 | Rainwater and surface water run-off (Low Impact) | Hampshire East | Surface water from Household Waste Recycling Centre | Household waste recycling Centre | Consent | -
16975 | 2 | Tier 1 Consent | GXO Logistics UK Limited | Building 1 | 9 Haymarket Square |  | Edinburgh |  | EH3 8RY | CHRISTIAN SALVENSEN | MAURETANIA ROAD | - | SOUTHAMPTON | HA | SO16 0YS | 2016-12-09 | 100 | 6 | At any time | MILLBROOK WTW | Mauretania Road | Chemical Oxygen Demand Shaken as 0 | - | 1000 | mg/l | 36.2 | Refuse Containers (Industrial) | Hampshire West | Waste water arising from plastic trays, roll cages,potato shippers, internal cleansing of trailers, dollies - washdown of leachate from food waste trailer and compactor residue. | logistics and transport | Consent | NURSLING INDUSTRIAL ESTATE WPS
16975 | 2 | Tier 1 Consent | GXO Logistics UK Limited | Building 1 | 9 Haymarket Square |  | Edinburgh |  | EH3 8RY | CHRISTIAN SALVENSEN | MAURETANIA ROAD | - | SOUTHAMPTON | HA | SO16 0YS | 2016-12-09 | 100 | 6 | At any time | MILLBROOK WTW | Mauretania Road | Detergents Anionic | - | 100 | mg/l | 36.2 | Refuse Containers (Industrial) | Hampshire West | Waste water arising from plastic trays, roll cages,potato shippers, internal cleansing of trailers, dollies - washdown of leachate from food waste trailer and compactor residue. | logistics and transport | Consent | NURSLING INDUSTRIAL ESTATE WPS
16975 | 2 | Tier 1 Consent | GXO Logistics UK Limited | Building 1 | 9 Haymarket Square |  | Edinburgh |  | EH3 8RY | CHRISTIAN SALVENSEN | MAURETANIA ROAD | - | SOUTHAMPTON | HA | SO16 0YS | 2016-12-09 | 100 | 6 | At any time | MILLBROOK WTW | Mauretania Road | Detergents Non-Ionic | - | 100 | mg/l | 36.2 | Refuse Containers (Industrial) | Hampshire West | Waste water arising from plastic trays, roll cages,potato shippers, internal cleansing of trailers, dollies - washdown of leachate from food waste trailer and compactor residue. | logistics and transport | Consent | NURSLING INDUSTRIAL ESTATE WPS
16975 | 2 | Tier 1 Consent | GXO Logistics UK Limited | Building 1 | 9 Haymarket Square |  | Edinburgh |  | EH3 8RY | CHRISTIAN SALVENSEN | MAURETANIA ROAD | - | SOUTHAMPTON | HA | SO16 0YS | 2016-12-09 | 100 | 6 | At any time | MILLBROOK WTW | Mauretania Road | Oil and Grease | - | 200 | mg/l | 36.2 | Refuse Containers (Industrial) | Hampshire West | Waste water arising from plastic trays, roll cages,potato shippers, internal cleansing of trailers, dollies - washdown of leachate from food waste trailer and compactor residue. | logistics and transport | Consent | NURSLING INDUSTRIAL ESTATE WPS
16975 | 2 | Tier 1 Consent | GXO Logistics UK Limited | Building 1 | 9 Haymarket Square |  | Edinburgh |  | EH3 8RY | CHRISTIAN SALVENSEN | MAURETANIA ROAD | - | SOUTHAMPTON | HA | SO16 0YS | 2016-12-09 | 100 | 6 | At any time | MILLBROOK WTW | Mauretania Road | pH | 6 | 10 | pH Units | 36.2 | Refuse Containers (Industrial) | Hampshire West | Waste water arising from plastic trays, roll cages,potato shippers, internal cleansing of trailers, dollies - washdown of leachate from food waste trailer and compactor residue. | logistics and transport | Consent | NURSLING INDUSTRIAL ESTATE WPS
16975 | 2 | Tier 1 Consent | GXO Logistics UK Limited | Building 1 | 9 Haymarket Square |  | Edinburgh |  | EH3 8RY | CHRISTIAN SALVENSEN | MAURETANIA ROAD | - | SOUTHAMPTON | HA | SO16 0YS | 2016-12-09 | 100 | 6 | At any time | MILLBROOK WTW | Mauretania Road | Solids Suspended 105 Degrees C | - | 400 | mg/l | 36.2 | Refuse Containers (Industrial) | Hampshire West | Waste water arising from plastic trays, roll cages,potato shippers, internal cleansing of trailers, dollies - washdown of leachate from food waste trailer and compactor residue. | logistics and transport | Consent | NURSLING INDUSTRIAL ESTATE WPS
16977 | 1 | Low Risk Consent | Waves Consultancy Limited | Bridge Studios | 318-326 Wandsworth Bridge Road | - | London | - | SW6 2TZ | TESCO HAND CAR WASH | LUNSFORD PARK |  | AYLESFORD | KE | ME20 6RJ | 2016-12-23 | 5 | 5 | At all times | HAM HILL WTW |  | Chemical Oxygen Demand Shaken as 0 | - | 800 | mg/l | 31.3 | Vehicle and plant washing (Low Impact) | Kent West | Vehicle Washing: Jet Wash process | Pre Market Reform | Consent | -
16977 | 1 | Low Risk Consent | Waves Consultancy Limited | Bridge Studios | 318-326 Wandsworth Bridge Road | - | London | - | SW6 2TZ | TESCO HAND CAR WASH | LUNSFORD PARK |  | AYLESFORD | KE | ME20 6RJ | 2016-12-23 | 5 | 5 | At all times | HAM HILL WTW |  | Oil and Grease | - | 200 | mg/l | 31.3 | Vehicle and plant washing (Low Impact) | Kent West | Vehicle Washing: Jet Wash process | Pre Market Reform | Consent | -
16977 | 1 | Low Risk Consent | Waves Consultancy Limited | Bridge Studios | 318-326 Wandsworth Bridge Road | - | London | - | SW6 2TZ | TESCO HAND CAR WASH | LUNSFORD PARK |  | AYLESFORD | KE | ME20 6RJ | 2016-12-23 | 5 | 5 | At all times | HAM HILL WTW |  | pH | 6 | 10 | pH Units | 31.3 | Vehicle and plant washing (Low Impact) | Kent West | Vehicle Washing: Jet Wash process | Pre Market Reform | Consent | -
16977 | 1 | Low Risk Consent | Waves Consultancy Limited | Bridge Studios | 318-326 Wandsworth Bridge Road | - | London | - | SW6 2TZ | TESCO HAND CAR WASH | LUNSFORD PARK |  | AYLESFORD | KE | ME20 6RJ | 2016-12-23 | 5 | 5 | At all times | HAM HILL WTW |  | Solids Suspended 105 Degrees C | - | 400 | mg/l | 31.3 | Vehicle and plant washing (Low Impact) | Kent West | Vehicle Washing: Jet Wash process | Pre Market Reform | Consent | -
16980 | 1 | Low Risk Consent | Waves Consultancy Limited | Bridge Studios | 318-326 Wandsworth Bridge Road | - | London | - | SW6 2TZ | TESCO STORE | GRANGE ROAD |  | GOSPORT | HA | PO13 8ZW | 2017-01-01 | 1.5 | 0.5 | At any time | PEEL COMMON WTW | Grange Road | Chemical Oxygen Demand Shaken as 0 | - | 800 | mg/l | 31.3 | Vehicle and plant washing (Low Impact) | Hampshire East | Vehicle Washing: Jet Wash process | Pre Market Reform | Consent | -
16980 | 1 | Low Risk Consent | Waves Consultancy Limited | Bridge Studios | 318-326 Wandsworth Bridge Road | - | London | - | SW6 2TZ | TESCO STORE | GRANGE ROAD |  | GOSPORT | HA | PO13 8ZW | 2017-01-01 | 1.5 | 0.5 | At any time | PEEL COMMON WTW | Grange Road | Oil and Grease | - | 200 | mg/l | 31.3 | Vehicle and plant washing (Low Impact) | Hampshire East | Vehicle Washing: Jet Wash process | Pre Market Reform | Consent | -
16980 | 1 | Low Risk Consent | Waves Consultancy Limited | Bridge Studios | 318-326 Wandsworth Bridge Road | - | London | - | SW6 2TZ | TESCO STORE | GRANGE ROAD |  | GOSPORT | HA | PO13 8ZW | 2017-01-01 | 1.5 | 0.5 | At any time | PEEL COMMON WTW | Grange Road | pH | 6 | 10 | pH Units | 31.3 | Vehicle and plant washing (Low Impact) | Hampshire East | Vehicle Washing: Jet Wash process | Pre Market Reform | Consent | -
16980 | 1 | Low Risk Consent | Waves Consultancy Limited | Bridge Studios | 318-326 Wandsworth Bridge Road | - | London | - | SW6 2TZ | TESCO STORE | GRANGE ROAD |  | GOSPORT | HA | PO13 8ZW | 2017-01-01 | 1.5 | 0.5 | At any time | PEEL COMMON WTW | Grange Road | Solids Suspended 105 Degrees C | - | 400 | mg/l | 31.3 | Vehicle and plant washing (Low Impact) | Hampshire East | Vehicle Washing: Jet Wash process | Pre Market Reform | Consent | -
16981 | 1 | Low Risk Consent | Paddock Wood Auto Repairs Ltd | 62B | Maidstone Road | - | Paddock Wood | Kent | TN12 6AF | 62 PETROL FILLING STATION SHOP&STOR | MAIDSTONE ROAD | - | TONBRIDGE | KE | TN12 6AF | 2016-12-08 | 1 | 1.2 | 08:00 to 17:00 | PADDOCK WOOD WTW | Mount Pleasant Road | Chemical Oxygen Demand Shaken as 0 | - | 800 | mg/l | 31.2 | Vehicle and plant washing (Low Impact) | Sussex East | Vehicle Washing: General Wash process | Pre Market Reform | Consent | -
16981 | 1 | Low Risk Consent | Paddock Wood Auto Repairs Ltd | 62B | Maidstone Road | - | Paddock Wood | Kent | TN12 6AF | 62 PETROL FILLING STATION SHOP&STOR | MAIDSTONE ROAD | - | TONBRIDGE | KE | TN12 6AF | 2016-12-08 | 1 | 1.2 | 08:00 to 17:00 | PADDOCK WOOD WTW | Mount Pleasant Road | Oil and Grease | - | 200 | mg/l | 31.2 | Vehicle and plant washing (Low Impact) | Sussex East | Vehicle Washing: General Wash process | Pre Market Reform | Consent | -
16981 | 1 | Low Risk Consent | Paddock Wood Auto Repairs Ltd | 62B | Maidstone Road | - | Paddock Wood | Kent | TN12 6AF | 62 PETROL FILLING STATION SHOP&STOR | MAIDSTONE ROAD | - | TONBRIDGE | KE | TN12 6AF | 2016-12-08 | 1 | 1.2 | 08:00 to 17:00 | PADDOCK WOOD WTW | Mount Pleasant Road | pH | 6 | 10 | pH Units | 31.2 | Vehicle and plant washing (Low Impact) | Sussex East | Vehicle Washing: General Wash process | Pre Market Reform | Consent | -
16981 | 1 | Low Risk Consent | Paddock Wood Auto Repairs Ltd | 62B | Maidstone Road | - | Paddock Wood | Kent | TN12 6AF | 62 PETROL FILLING STATION SHOP&STOR | MAIDSTONE ROAD | - | TONBRIDGE | KE | TN12 6AF | 2016-12-08 | 1 | 1.2 | 08:00 to 17:00 | PADDOCK WOOD WTW | Mount Pleasant Road | Solids Suspended 105C at pH7 | - | 400 | mg/l | 31.2 | Vehicle and plant washing (Low Impact) | Sussex East | Vehicle Washing: General Wash process | Pre Market Reform | Consent | -
16982 | 1 | Low Risk Consent | Sasco Sauces Limited | 5 | Yeomans Court | Ware Road | Hertford | Hertfordshire | SG13 7HJ | WAREHOUSE UNIT E2 BLOCK E | ST MICHAELS CLOSE | - | AYLESFORD | KE | ME20 7BU | 2017-01-01 | 1 | 1 | At all times | AYLESFORD WTW |  | Chemical Oxygen Demand Shaken as 0 | - | 800 | mg/l | 9.2 | Food processing - General | Kent West | Food Processing | Pre Market Reform | Consent | -
16982 | 1 | Low Risk Consent | Sasco Sauces Limited | 5 | Yeomans Court | Ware Road | Hertford | Hertfordshire | SG13 7HJ | WAREHOUSE UNIT E2 BLOCK E | ST MICHAELS CLOSE | - | AYLESFORD | KE | ME20 7BU | 2017-01-01 | 1 | 1 | At all times | AYLESFORD WTW |  | Oil and Grease | - | 200 | mg/l | 9.2 | Food processing - General | Kent West | Food Processing | Pre Market Reform | Consent | -
16982 | 1 | Low Risk Consent | Sasco Sauces Limited | 5 | Yeomans Court | Ware Road | Hertford | Hertfordshire | SG13 7HJ | WAREHOUSE UNIT E2 BLOCK E | ST MICHAELS CLOSE | - | AYLESFORD | KE | ME20 7BU | 2017-01-01 | 1 | 1 | At all times | AYLESFORD WTW |  | pH | 6 | 10 | pH Units | 9.2 | Food processing - General | Kent West | Food Processing | Pre Market Reform | Consent | -
16982 | 1 | Low Risk Consent | Sasco Sauces Limited | 5 | Yeomans Court | Ware Road | Hertford | Hertfordshire | SG13 7HJ | WAREHOUSE UNIT E2 BLOCK E | ST MICHAELS CLOSE | - | AYLESFORD | KE | ME20 7BU | 2017-01-01 | 1 | 1 | At all times | AYLESFORD WTW |  | Solids Suspended 105 Degrees C | - | 400 | mg/l | 9.2 | Food processing - General | Kent West | Food Processing | Pre Market Reform | Consent | -
16983 | 1 | Low Risk Consent | World of Books Limited | Mulberry House | Woods Way | Goring by Sea | - | West Sussex | BN12 4QY | MULBERRY HOUSE | WOODS WAY | - | GORING-BY-SEA | SW | BN12 4QY | 2017-01-01 | 1 | 1 | at all times | EAST WORTHING WTW | Woods Way | Chemical Oxygen Demand Shaken as 0 | - | 800 | mg/l | 31.2 | Vehicle and plant washing (Low Impact) | Sussex West | Vehicle Washing: General Wash process | Pre Market Reform | Consent | -
16983 | 1 | Low Risk Consent | World of Books Limited | Mulberry House | Woods Way | Goring by Sea | - | West Sussex | BN12 4QY | MULBERRY HOUSE | WOODS WAY | - | GORING-BY-SEA | SW | BN12 4QY | 2017-01-01 | 1 | 1 | at all times | EAST WORTHING WTW | Woods Way | pH | 6 | 10 | pH Units | 31.2 | Vehicle and plant washing (Low Impact) | Sussex West | Vehicle Washing: General Wash process | Pre Market Reform | Consent | -
16983 | 1 | Low Risk Consent | World of Books Limited | Mulberry House | Woods Way | Goring by Sea | - | West Sussex | BN12 4QY | MULBERRY HOUSE | WOODS WAY | - | GORING-BY-SEA | SW | BN12 4QY | 2017-01-01 | 1 | 1 | at all times | EAST WORTHING WTW | Woods Way | Solids Suspended 105 Degrees C | - | 400 | mg/l | 31.2 | Vehicle and plant washing (Low Impact) | Sussex West | Vehicle Washing: General Wash process | Pre Market Reform | Consent | -
16989 | 1 | Low Risk Consent | Historic England | Fort Cumberland | Cumberland road | - | Portsmouth | Hampshire | PO4 9LD | FORT CUMBERLAND | FORT CUMBERLAND ROAD | - | SOUTHSEA | HA | PO4 9LD | 2017-01-12 | 2 | 2 | At any time | BUDDS FARM HAVANT WTW | Fort Cumberland Road | Chemical Oxygen Demand Shaken as 0 | - | 800 | mg/l | 31.3 | Vehicle and plant washing (Low Impact) | Hampshire East | Cleaning of archaeological artefacts | Pre Market Reform | Consent | -
16989 | 1 | Low Risk Consent | Historic England | Fort Cumberland | Cumberland road | - | Portsmouth | Hampshire | PO4 9LD | FORT CUMBERLAND | FORT CUMBERLAND ROAD | - | SOUTHSEA | HA | PO4 9LD | 2017-01-12 | 2 | 2 | At any time | BUDDS FARM HAVANT WTW | Fort Cumberland Road | pH | 6 | 10 | pH Units | 31.3 | Vehicle and plant washing (Low Impact) | Hampshire East | Cleaning of archaeological artefacts | Pre Market Reform | Consent | -
16989 | 1 | Low Risk Consent | Historic England | Fort Cumberland | Cumberland road | - | Portsmouth | Hampshire | PO4 9LD | FORT CUMBERLAND | FORT CUMBERLAND ROAD | - | SOUTHSEA | HA | PO4 9LD | 2017-01-12 | 2 | 2 | At any time | BUDDS FARM HAVANT WTW | Fort Cumberland Road | Solids Suspended 105 Degrees C | - | 400 | mg/l | 31.3 | Vehicle and plant washing (Low Impact) | Hampshire East | Cleaning of archaeological artefacts | Pre Market Reform | Consent | -
16994 | 1 | Low Risk Consent | Waves Consultancy Limited | Bridge Studios | 318-326 Wandsworth Bridge Road |  | London |  | SW6 2TZ | TESCO | SIZER WAY | - | HYTHE | HA | SO45 5JA | 2017-01-18 | 5 | 0.5 | 08:30 - 18:00 | SLOWHILL COPSE MARCHWOOD WTW | Sizer Way | Chemical Oxygen Demand Shaken as 0 | - | 800 | mg/l | 31.2 | Vehicle and plant washing (Low Impact) | Hampshire West | Vehicle Washing: General Wash process | Pre Market Reform | Consent | -
16994 | 1 | Low Risk Consent | Waves Consultancy Limited | Bridge Studios | 318-326 Wandsworth Bridge Road |  | London |  | SW6 2TZ | TESCO | SIZER WAY | - | HYTHE | HA | SO45 5JA | 2017-01-18 | 5 | 0.5 | 08:30 - 18:00 | SLOWHILL COPSE MARCHWOOD WTW | Sizer Way | pH | 6 | 10 | pH Units | 31.2 | Vehicle and plant washing (Low Impact) | Hampshire West | Vehicle Washing: General Wash process | Pre Market Reform | Consent | -
16994 | 1 | Low Risk Consent | Waves Consultancy Limited | Bridge Studios | 318-326 Wandsworth Bridge Road |  | London |  | SW6 2TZ | TESCO | SIZER WAY | - | HYTHE | HA | SO45 5JA | 2017-01-18 | 5 | 0.5 | 08:30 - 18:00 | SLOWHILL COPSE MARCHWOOD WTW | Sizer Way | Solids Suspended 105 Degrees C | - | 400 | mg/l | 31.2 | Vehicle and plant washing (Low Impact) | Hampshire West | Vehicle Washing: General Wash process | Pre Market Reform | Consent | -
16995 | 2 | Low Risk Consent | Waves Consultancy Limited | Bridge Studios | 318-326 Wandsworth Bridge Road |  | London |  | SW6 2TZ | TESCO | STATION ROAD | - | TIDWORTH | WI | SP9 7NR | 2017-01-18 | 5 | 0.5 | 08:30 - 18:00 | LUDGERSHALL WTW | Station Road | Chemical Oxygen Demand Shaken as 0 | - | 800 | mg/l | 31.2 | Vehicle and plant washing (Low Impact) | Hampshire West | Vehicle Washing: General Wash process | Pre Market Reform | Consent | -
16995 | 2 | Low Risk Consent | Waves Consultancy Limited | Bridge Studios | 318-326 Wandsworth Bridge Road |  | London |  | SW6 2TZ | TESCO | STATION ROAD | - | TIDWORTH | WI | SP9 7NR | 2017-01-18 | 5 | 0.5 | 08:30 - 18:00 | LUDGERSHALL WTW | Station Road | pH | 6 | 10 | pH Units | 31.2 | Vehicle and plant washing (Low Impact) | Hampshire West | Vehicle Washing: General Wash process | Pre Market Reform | Consent | -
16995 | 2 | Low Risk Consent | Waves Consultancy Limited | Bridge Studios | 318-326 Wandsworth Bridge Road |  | London |  | SW6 2TZ | TESCO | STATION ROAD | - | TIDWORTH | WI | SP9 7NR | 2017-01-18 | 5 | 0.5 | 08:30 - 18:00 | LUDGERSHALL WTW | Station Road | Solids Suspended 105 Degrees C | - | 400 | mg/l | 31.2 | Vehicle and plant washing (Low Impact) | Hampshire West | Vehicle Washing: General Wash process | Pre Market Reform | Consent | -
16996 | 1 | Low Risk Consent | Williams Shipping Transport Limited | - | Manor House Avenue | Millbrook | Southampton | Hampshire | SO15 0LF | WILLIAMS SHIPPING GROUP | MANOR HOUSE AVENUE | - | SOUTHAMPTON | SP | SO15 0LF | 2017-01-20 | 5 | 1 | 07:00 - 18:00 | MILLBROOK WTW | Manor House Avenue | Chemical Oxygen Demand Shaken as 0 | - | 800 | mg/l | 31.2 | Vehicle and plant washing (Low Impact) | Hampshire West | Vehicle Washing: Jet Wash process | Pre Market Reform | Consent | -
16996 | 1 | Low Risk Consent | Williams Shipping Transport Limited | - | Manor House Avenue | Millbrook | Southampton | Hampshire | SO15 0LF | WILLIAMS SHIPPING GROUP | MANOR HOUSE AVENUE | - | SOUTHAMPTON | SP | SO15 0LF | 2017-01-20 | 5 | 1 | 07:00 - 18:00 | MILLBROOK WTW | Manor House Avenue | Oil and Grease | - | 200 | mg/l | 31.2 | Vehicle and plant washing (Low Impact) | Hampshire West | Vehicle Washing: Jet Wash process | Pre Market Reform | Consent | -
16996 | 1 | Low Risk Consent | Williams Shipping Transport Limited | - | Manor House Avenue | Millbrook | Southampton | Hampshire | SO15 0LF | WILLIAMS SHIPPING GROUP | MANOR HOUSE AVENUE | - | SOUTHAMPTON | SP | SO15 0LF | 2017-01-20 | 5 | 1 | 07:00 - 18:00 | MILLBROOK WTW | Manor House Avenue | pH | 6 | 10 | pH Units | 31.2 | Vehicle and plant washing (Low Impact) | Hampshire West | Vehicle Washing: Jet Wash process | Pre Market Reform | Consent | -
16996 | 1 | Low Risk Consent | Williams Shipping Transport Limited | - | Manor House Avenue | Millbrook | Southampton | Hampshire | SO15 0LF | WILLIAMS SHIPPING GROUP | MANOR HOUSE AVENUE | - | SOUTHAMPTON | SP | SO15 0LF | 2017-01-20 | 5 | 1 | 07:00 - 18:00 | MILLBROOK WTW | Manor House Avenue | Solids Suspended 105 Degrees C | - | 400 | mg/l | 31.2 | Vehicle and plant washing (Low Impact) | Hampshire West | Vehicle Washing: Jet Wash process | Pre Market Reform | Consent | -
16999 | 1 | Low Risk Consent | Arcelormittal Kent Wire Limited | Forest House Northside Three | - | Chatham Docks | Chatham | Kent | ME4 4SR | FOREST HOUSE | NORTHSIDE THREE | - | CHATHAM | KE | ME4 4SR | 2017-01-27 | 0.1 | 1 | At all times | MOTNEY HILL WTW |  | Chemical Oxygen Demand Shaken as 0 | - | 800 | mg/l | 8.2 | Engineering (Low risk) | Kent West | Miscellaneous: Oil Recovery process | Pre Market Reform | Consent | -
16999 | 1 | Low Risk Consent | Arcelormittal Kent Wire Limited | Forest House Northside Three | - | Chatham Docks | Chatham | Kent | ME4 4SR | FOREST HOUSE | NORTHSIDE THREE | - | CHATHAM | KE | ME4 4SR | 2017-01-27 | 0.1 | 1 | At all times | MOTNEY HILL WTW |  | Oil and Grease | - | 200 | mg/l | 8.2 | Engineering (Low risk) | Kent West | Miscellaneous: Oil Recovery process | Pre Market Reform | Consent | -
16999 | 1 | Low Risk Consent | Arcelormittal Kent Wire Limited | Forest House Northside Three | - | Chatham Docks | Chatham | Kent | ME4 4SR | FOREST HOUSE | NORTHSIDE THREE | - | CHATHAM | KE | ME4 4SR | 2017-01-27 | 0.1 | 1 | At all times | MOTNEY HILL WTW |  | pH | 6 | 10 | pH Units | 8.2 | Engineering (Low risk) | Kent West | Miscellaneous: Oil Recovery process | Pre Market Reform | Consent | -
16999 | 1 | Low Risk Consent | Arcelormittal Kent Wire Limited | Forest House Northside Three | - | Chatham Docks | Chatham | Kent | ME4 4SR | FOREST HOUSE | NORTHSIDE THREE | - | CHATHAM | KE | ME4 4SR | 2017-01-27 | 0.1 | 1 | At all times | MOTNEY HILL WTW |  | Solids Suspended 105 Degrees C | - | 400 | mg/l | 8.2 | Engineering (Low risk) | Kent West | Miscellaneous: Oil Recovery process | Pre Market Reform | Consent | -
17004 | 4 | Tier 1 Consent | AAK BD Foods Limited | King George Dock |  |  | Kingston-Upon-Hull | North Humberside | HU9 5PX | 67 | CASTLEHAM ROAD | Castleham Industrial Estate | St Leonard on Sea | SE | TN38 9NU | 2017-09-01 | 20 | 4 | 6:00 to 00:00 | BEXHILL & HASTINGS WTW | Castleham Road | Chemical Oxygen Demand Shaken as 0 | - | 12500 | mg/l | 9.1 | Food/drink processing - high sugar/prepared meals | Sussex East | Food Processing: Prepared Meals process | Pre Market Reform | Consent | -
17004 | 4 | Tier 1 Consent | AAK BD Foods Limited | King George Dock |  |  | Kingston-Upon-Hull | North Humberside | HU9 5PX | 67 | CASTLEHAM ROAD | Castleham Industrial Estate | St Leonard on Sea | SE | TN38 9NU | 2017-09-01 | 20 | 4 | 6:00 to 00:00 | BEXHILL & HASTINGS WTW | Castleham Road | Nitrogen Ammoniacal as N | - | 35 | mg/l | 9.1 | Food/drink processing - high sugar/prepared meals | Sussex East | Food Processing: Prepared Meals process | Pre Market Reform | Consent | -
17004 | 4 | Tier 1 Consent | AAK BD Foods Limited | King George Dock |  |  | Kingston-Upon-Hull | North Humberside | HU9 5PX | 67 | CASTLEHAM ROAD | Castleham Industrial Estate | St Leonard on Sea | SE | TN38 9NU | 2017-09-01 | 20 | 4 | 6:00 to 00:00 | BEXHILL & HASTINGS WTW | Castleham Road | Oil and Grease | - | 200 | mg/l | 9.1 | Food/drink processing - high sugar/prepared meals | Sussex East | Food Processing: Prepared Meals process | Pre Market Reform | Consent | -
17004 | 4 | Tier 1 Consent | AAK BD Foods Limited | King George Dock |  |  | Kingston-Upon-Hull | North Humberside | HU9 5PX | 67 | CASTLEHAM ROAD | Castleham Industrial Estate | St Leonard on Sea | SE | TN38 9NU | 2017-09-01 | 20 | 4 | 6:00 to 00:00 | BEXHILL & HASTINGS WTW | Castleham Road | pH | 6 | 10 | pH Units | 9.1 | Food/drink processing - high sugar/prepared meals | Sussex East | Food Processing: Prepared Meals process | Pre Market Reform | Consent | -
17004 | 4 | Tier 1 Consent | AAK BD Foods Limited | King George Dock |  |  | Kingston-Upon-Hull | North Humberside | HU9 5PX | 67 | CASTLEHAM ROAD | Castleham Industrial Estate | St Leonard on Sea | SE | TN38 9NU | 2017-09-01 | 20 | 4 | 6:00 to 00:00 | BEXHILL & HASTINGS WTW | Castleham Road | Solids Suspended 105 Degrees C | - | 2000 | mg/l | 9.1 | Food/drink processing - high sugar/prepared meals | Sussex East | Food Processing: Prepared Meals process | Pre Market Reform | Consent | -
17005 | 1 | Low Risk Consent | AAK BD Foods Limited | King George Dock |  |  | Kingston-Upon-Hull | North Humberside | HU9 5PX | 23 | CASTLEHAM ROAD | Castleham Industrial Estate | St Leonard on Sea | SE | TN38 9NU | 2017-01-01 | 5 | 0.5 | 06:00 to 16:30 | BEXHILL & HASTINGS WTW | Castleham Road | Chemical Oxygen Demand Shaken as 0 | - | 800 | mg/l | 9.1 | Food/drink processing - high sugar/prepared meals | Sussex East | Food Processing: Prepared Meals process | Pre Market Reform | Consent | -
17005 | 1 | Low Risk Consent | AAK BD Foods Limited | King George Dock |  |  | Kingston-Upon-Hull | North Humberside | HU9 5PX | 23 | CASTLEHAM ROAD | Castleham Industrial Estate | St Leonard on Sea | SE | TN38 9NU | 2017-01-01 | 5 | 0.5 | 06:00 to 16:30 | BEXHILL & HASTINGS WTW | Castleham Road | Oil and Grease | - | 200 | mg/l | 9.1 | Food/drink processing - high sugar/prepared meals | Sussex East | Food Processing: Prepared Meals process | Pre Market Reform | Consent | -
17005 | 1 | Low Risk Consent | AAK BD Foods Limited | King George Dock |  |  | Kingston-Upon-Hull | North Humberside | HU9 5PX | 23 | CASTLEHAM ROAD | Castleham Industrial Estate | St Leonard on Sea | SE | TN38 9NU | 2017-01-01 | 5 | 0.5 | 06:00 to 16:30 | BEXHILL & HASTINGS WTW | Castleham Road | pH | 6 | 10 | pH Units | 9.1 | Food/drink processing - high sugar/prepared meals | Sussex East | Food Processing: Prepared Meals process | Pre Market Reform | Consent | -
17005 | 1 | Low Risk Consent | AAK BD Foods Limited | King George Dock |  |  | Kingston-Upon-Hull | North Humberside | HU9 5PX | 23 | CASTLEHAM ROAD | Castleham Industrial Estate | St Leonard on Sea | SE | TN38 9NU | 2017-01-01 | 5 | 0.5 | 06:00 to 16:30 | BEXHILL & HASTINGS WTW | Castleham Road | Solids Suspended 105 Degrees C | - | 400 | mg/l | 9.1 | Food/drink processing - high sugar/prepared meals | Sussex East | Food Processing: Prepared Meals process | Pre Market Reform | Consent | -
17007 | 1 | Low Risk Consent | Enterprise Rent-A-Car Limited | STEVE YOUNG, Enterprise House | Vicarage Road |  | Egham | Surrey | TW20 9FB | 62 | PARK STREET | - | HORSHAM | SW | RH12 1BX | 2017-01-31 | 1 | 2 | at all times | HORSHAM NEW WTW | Park Road | Chemical Oxygen Demand Shaken as 0 | - | 800 | mg/l | 31.2 | Vehicle and plant washing (Low Impact) | Sussex West | Vehicle Washing: General Wash process | Pre Market Reform | Consent | -
17007 | 1 | Low Risk Consent | Enterprise Rent-A-Car Limited | STEVE YOUNG, Enterprise House | Vicarage Road |  | Egham | Surrey | TW20 9FB | 62 | PARK STREET | - | HORSHAM | SW | RH12 1BX | 2017-01-31 | 1 | 2 | at all times | HORSHAM NEW WTW | Park Road | pH | 6 | 10 | pH Units | 31.2 | Vehicle and plant washing (Low Impact) | Sussex West | Vehicle Washing: General Wash process | Pre Market Reform | Consent | -
17007 | 1 | Low Risk Consent | Enterprise Rent-A-Car Limited | STEVE YOUNG, Enterprise House | Vicarage Road |  | Egham | Surrey | TW20 9FB | 62 | PARK STREET | - | HORSHAM | SW | RH12 1BX | 2017-01-31 | 1 | 2 | at all times | HORSHAM NEW WTW | Park Road | Solids Suspended 105 Degrees C | - | 400 | mg/l | 31.2 | Vehicle and plant washing (Low Impact) | Sussex West | Vehicle Washing: General Wash process | Pre Market Reform | Consent | -
17010 | 1 | Tier 2 Consent | Ocado Operating Limited | Titan Court | 3 Bishop Square | Hatfield Business Park | Hatfield |  | AL10 9NE | 54 | South Way | - | ANDOVER | HA | SP10 5AF | 2017-02-09 | 20 | 0.9 | At any time | FULLERTON WTW | South Way | Chemical Oxygen Demand Shaken as 0 | - | 800 | mg/l | 31.2 | Vehicle and plant washing (Low Impact) | Hampshire West | Vehicle Washing process | Pre Market Reform | Consent | -
17010 | 1 | Tier 2 Consent | Ocado Operating Limited | Titan Court | 3 Bishop Square | Hatfield Business Park | Hatfield |  | AL10 9NE | 54 | South Way | - | ANDOVER | HA | SP10 5AF | 2017-02-09 | 20 | 0.9 | At any time | FULLERTON WTW | South Way | Oil and Grease | - | 200 | mg/l | 31.2 | Vehicle and plant washing (Low Impact) | Hampshire West | Vehicle Washing process | Pre Market Reform | Consent | -
17010 | 1 | Tier 2 Consent | Ocado Operating Limited | Titan Court | 3 Bishop Square | Hatfield Business Park | Hatfield |  | AL10 9NE | 54 | South Way | - | ANDOVER | HA | SP10 5AF | 2017-02-09 | 20 | 0.9 | At any time | FULLERTON WTW | South Way | pH | 6 | 10 | pH Units | 31.2 | Vehicle and plant washing (Low Impact) | Hampshire West | Vehicle Washing process | Pre Market Reform | Consent | -
17010 | 1 | Tier 2 Consent | Ocado Operating Limited | Titan Court | 3 Bishop Square | Hatfield Business Park | Hatfield |  | AL10 9NE | 54 | South Way | - | ANDOVER | HA | SP10 5AF | 2017-02-09 | 20 | 0.9 | At any time | FULLERTON WTW | South Way | Solids Suspended 105 Degrees C | - | 400 | mg/l | 31.2 | Vehicle and plant washing (Low Impact) | Hampshire West | Vehicle Washing process | Pre Market Reform | Consent | -
17014 | 2 | Tier 2 Consent | Biffa Waste Services Limited |  | Coronation Road | Cressex | High Wycombe | Buckinghamshire | HP12 3TZ | BIFFA WASTE SERVICES LTD | BARFIELD CLOSE | - | WINCHESTER | HA | SO23 9SQ | 2017-02-13 | 9 | 1 | at any time | MORESTEAD ROAD WINCHESTER WTW | Barfiled Close | Chemical Oxygen Demand Shaken as 0 | - | 800 | mg/l | 40.1 | Rainwater and surface water run-off (Medium Impact). Fire fighting foam training | Hampshire West | Surface Water from yard | Pre Market Reform | Consent | -
17014 | 2 | Tier 2 Consent | Biffa Waste Services Limited |  | Coronation Road | Cressex | High Wycombe | Buckinghamshire | HP12 3TZ | BIFFA WASTE SERVICES LTD | BARFIELD CLOSE | - | WINCHESTER | HA | SO23 9SQ | 2017-02-13 | 9 | 1 | at any time | MORESTEAD ROAD WINCHESTER WTW | Barfiled Close | Oil and Grease | - | 200 | mg/l | 40.1 | Rainwater and surface water run-off (Medium Impact). Fire fighting foam training | Hampshire West | Surface Water from yard | Pre Market Reform | Consent | -
17014 | 2 | Tier 2 Consent | Biffa Waste Services Limited |  | Coronation Road | Cressex | High Wycombe | Buckinghamshire | HP12 3TZ | BIFFA WASTE SERVICES LTD | BARFIELD CLOSE | - | WINCHESTER | HA | SO23 9SQ | 2017-02-13 | 9 | 1 | at any time | MORESTEAD ROAD WINCHESTER WTW | Barfiled Close | pH | 6 | 10 | pH Units | 40.1 | Rainwater and surface water run-off (Medium Impact). Fire fighting foam training | Hampshire West | Surface Water from yard | Pre Market Reform | Consent | -
17014 | 2 | Tier 2 Consent | Biffa Waste Services Limited |  | Coronation Road | Cressex | High Wycombe | Buckinghamshire | HP12 3TZ | BIFFA WASTE SERVICES LTD | BARFIELD CLOSE | - | WINCHESTER | HA | SO23 9SQ | 2017-02-13 | 9 | 1 | at any time | MORESTEAD ROAD WINCHESTER WTW | Barfiled Close | Solids Suspended 105 Degrees C | - | 400 | mg/l | 40.1 | Rainwater and surface water run-off (Medium Impact). Fire fighting foam training | Hampshire West | Surface Water from yard | Pre Market Reform | Consent | -
17015 | 1 | Tier 2 Consent | Biffa Waste Services Limited |  | Coronation Road | Cressex | High Wycombe | Buckinghamshire | HP12 3TZ | BIFFA WASTE SERVICES LTD | BARFIELD CLOSE | - | WINCHESTER | HA | SO23 9SQ | 2017-02-13 | 9 | 0.1 | 06:30 - 17:00 | MORESTEAD ROAD WINCHESTER WTW | Barfield Close | Chemical Oxygen Demand Shaken as 0 | - | 800 | mg/l | 31.3 | Vehicle and plant washing (Low Impact) | Hampshire West | Vehicle Washing process | Pre Market Reform | Consent | -
17015 | 1 | Tier 2 Consent | Biffa Waste Services Limited |  | Coronation Road | Cressex | High Wycombe | Buckinghamshire | HP12 3TZ | BIFFA WASTE SERVICES LTD | BARFIELD CLOSE | - | WINCHESTER | HA | SO23 9SQ | 2017-02-13 | 9 | 0.1 | 06:30 - 17:00 | MORESTEAD ROAD WINCHESTER WTW | Barfield Close | Oil and Grease | - | 200 | mg/l | 31.3 | Vehicle and plant washing (Low Impact) | Hampshire West | Vehicle Washing process | Pre Market Reform | Consent | -
17015 | 1 | Tier 2 Consent | Biffa Waste Services Limited |  | Coronation Road | Cressex | High Wycombe | Buckinghamshire | HP12 3TZ | BIFFA WASTE SERVICES LTD | BARFIELD CLOSE | - | WINCHESTER | HA | SO23 9SQ | 2017-02-13 | 9 | 0.1 | 06:30 - 17:00 | MORESTEAD ROAD WINCHESTER WTW | Barfield Close | pH | 6 | 10 | pH Units | 31.3 | Vehicle and plant washing (Low Impact) | Hampshire West | Vehicle Washing process | Pre Market Reform | Consent | -
17015 | 1 | Tier 2 Consent | Biffa Waste Services Limited |  | Coronation Road | Cressex | High Wycombe | Buckinghamshire | HP12 3TZ | BIFFA WASTE SERVICES LTD | BARFIELD CLOSE | - | WINCHESTER | HA | SO23 9SQ | 2017-02-13 | 9 | 0.1 | 06:30 - 17:00 | MORESTEAD ROAD WINCHESTER WTW | Barfield Close | Solids Suspended 105 Degrees C | - | 400 | mg/l | 31.3 | Vehicle and plant washing (Low Impact) | Hampshire West | Vehicle Washing process | Pre Market Reform | Consent | -
17025 | 1 | Tier 2 Consent | London And North Western Railway Company Limited | - | Admiral Way | Doxford International Business Park | Sunderland | Tyne And Wear | SR3 3XP | Arriva TrainCare, Eastleigh Traction and Maintenance Depot | CAMPBELL ROAD | - | EASTLEIGH | HA | SO50 5AE | 2017-02-15 | 25 | 2 | at any time | CHICKENHALL EASTLEIGH WTW | Campbell Road | Chemical Oxygen Demand Shaken as 0 | - | 1000 | mg/l | 8.2 | Engineering (Low risk) | Hampshire West | cleaning of maintenance sheds; surface water from fuel bunds; discharged via interceptor. Float level/pumped discharge. | Train maintenance depot | Consent | CHESTNUT AVENUE EASTLEIGH WPS
17025 | 1 | Tier 2 Consent | London And North Western Railway Company Limited | - | Admiral Way | Doxford International Business Park | Sunderland | Tyne And Wear | SR3 3XP | Arriva TrainCare, Eastleigh Traction and Maintenance Depot | CAMPBELL ROAD | - | EASTLEIGH | HA | SO50 5AE | 2017-02-15 | 25 | 2 | at any time | CHICKENHALL EASTLEIGH WTW | Campbell Road | Nitrogen Ammoniacal as N | - | 10 | mg/l | 8.2 | Engineering (Low risk) | Hampshire West | cleaning of maintenance sheds; surface water from fuel bunds; discharged via interceptor. Float level/pumped discharge. | Train maintenance depot | Consent | CHESTNUT AVENUE EASTLEIGH WPS
17025 | 1 | Tier 2 Consent | London And North Western Railway Company Limited | - | Admiral Way | Doxford International Business Park | Sunderland | Tyne And Wear | SR3 3XP | Arriva TrainCare, Eastleigh Traction and Maintenance Depot | CAMPBELL ROAD | - | EASTLEIGH | HA | SO50 5AE | 2017-02-15 | 25 | 2 | at any time | CHICKENHALL EASTLEIGH WTW | Campbell Road | Oil and Grease | - | 200 | mg/l | 8.2 | Engineering (Low risk) | Hampshire West | cleaning of maintenance sheds; surface water from fuel bunds; discharged via interceptor. Float level/pumped discharge. | Train maintenance depot | Consent | CHESTNUT AVENUE EASTLEIGH WPS
17025 | 1 | Tier 2 Consent | London And North Western Railway Company Limited | - | Admiral Way | Doxford International Business Park | Sunderland | Tyne And Wear | SR3 3XP | Arriva TrainCare, Eastleigh Traction and Maintenance Depot | CAMPBELL ROAD | - | EASTLEIGH | HA | SO50 5AE | 2017-02-15 | 25 | 2 | at any time | CHICKENHALL EASTLEIGH WTW | Campbell Road | pH | 6 | 10 | pH Units | 8.2 | Engineering (Low risk) | Hampshire West | cleaning of maintenance sheds; surface water from fuel bunds; discharged via interceptor. Float level/pumped discharge. | Train maintenance depot | Consent | CHESTNUT AVENUE EASTLEIGH WPS
17025 | 1 | Tier 2 Consent | London And North Western Railway Company Limited | - | Admiral Way | Doxford International Business Park | Sunderland | Tyne And Wear | SR3 3XP | Arriva TrainCare, Eastleigh Traction and Maintenance Depot | CAMPBELL ROAD | - | EASTLEIGH | HA | SO50 5AE | 2017-02-15 | 25 | 2 | at any time | CHICKENHALL EASTLEIGH WTW | Campbell Road | Solids Suspended 105 Degrees C | - | 400 | mg/l | 8.2 | Engineering (Low risk) | Hampshire West | cleaning of maintenance sheds; surface water from fuel bunds; discharged via interceptor. Float level/pumped discharge. | Train maintenance depot | Consent | CHESTNUT AVENUE EASTLEIGH WPS
17026 | 1 | Tier 2 Consent | London And North Western Railway Company Limited | - | Admiral Way | Doxford International Business Park | Sunderland | Tyne And Wear | SR3 3XP | Arriva TrainCare, Eastleigh Traction and Maintenance Depot | CAMPBELL ROAD | - | EASTLEIGH | HA | SO50 5AE | 2017-02-15 | 10 | 2 | at any time | CHICKENHALL EASTLEIGH WTW | Campbell Road | Chemical Oxygen Demand Shaken as 0 | - | 1000 | mg/l | 31.1 | Vehicle and plant washing (Medium Impact) | Hampshire West | Train/Carriage wash | Train Maintenance Depot | Consent | CHESTNUT AVENUE EASTLEIGH WPS
17026 | 1 | Tier 2 Consent | London And North Western Railway Company Limited | - | Admiral Way | Doxford International Business Park | Sunderland | Tyne And Wear | SR3 3XP | Arriva TrainCare, Eastleigh Traction and Maintenance Depot | CAMPBELL ROAD | - | EASTLEIGH | HA | SO50 5AE | 2017-02-15 | 10 | 2 | at any time | CHICKENHALL EASTLEIGH WTW | Campbell Road | Nitrogen Ammoniacal as N | - | 10 | mg/l | 31.1 | Vehicle and plant washing (Medium Impact) | Hampshire West | Train/Carriage wash | Train Maintenance Depot | Consent | CHESTNUT AVENUE EASTLEIGH WPS
17026 | 1 | Tier 2 Consent | London And North Western Railway Company Limited | - | Admiral Way | Doxford International Business Park | Sunderland | Tyne And Wear | SR3 3XP | Arriva TrainCare, Eastleigh Traction and Maintenance Depot | CAMPBELL ROAD | - | EASTLEIGH | HA | SO50 5AE | 2017-02-15 | 10 | 2 | at any time | CHICKENHALL EASTLEIGH WTW | Campbell Road | Oil and Grease | - | 200 | mg/l | 31.1 | Vehicle and plant washing (Medium Impact) | Hampshire West | Train/Carriage wash | Train Maintenance Depot | Consent | CHESTNUT AVENUE EASTLEIGH WPS
17026 | 1 | Tier 2 Consent | London And North Western Railway Company Limited | - | Admiral Way | Doxford International Business Park | Sunderland | Tyne And Wear | SR3 3XP | Arriva TrainCare, Eastleigh Traction and Maintenance Depot | CAMPBELL ROAD | - | EASTLEIGH | HA | SO50 5AE | 2017-02-15 | 10 | 2 | at any time | CHICKENHALL EASTLEIGH WTW | Campbell Road | pH | 6 | 10 | pH Units | 31.1 | Vehicle and plant washing (Medium Impact) | Hampshire West | Train/Carriage wash | Train Maintenance Depot | Consent | CHESTNUT AVENUE EASTLEIGH WPS
17026 | 1 | Tier 2 Consent | London And North Western Railway Company Limited | - | Admiral Way | Doxford International Business Park | Sunderland | Tyne And Wear | SR3 3XP | Arriva TrainCare, Eastleigh Traction and Maintenance Depot | CAMPBELL ROAD | - | EASTLEIGH | HA | SO50 5AE | 2017-02-15 | 10 | 2 | at any time | CHICKENHALL EASTLEIGH WTW | Campbell Road | Solids Suspended 105 Degrees C | - | 400 | mg/l | 31.1 | Vehicle and plant washing (Medium Impact) | Hampshire West | Train/Carriage wash | Train Maintenance Depot | Consent | CHESTNUT AVENUE EASTLEIGH WPS
17029 | 1 | Low Risk Consent | JP & S Services Ltd | Accountancy Solutions | 797 Harrow Road | Sudbury Town | Wembley | Middlesex | HA0 2LP | HORTON HEATH FILLING STATION | BOTLEY ROAD | - | EASTLEIGH | HA | SO50 7DN | 2017-02-22 | 1 | 1 | 05:00 to 23:00 | CHICKENHALL EASTLEIGH WTW | Botley Road | Chemical Oxygen Demand Shaken as 0 | - | 800 | mg/l | 31.2 | Vehicle and plant washing (Low Impact) | Hampshire West | Vehicle Washing process | Pre Market Reform | Consent | BURNETTS LANE HORTON HEATH WPS
17029 | 1 | Low Risk Consent | JP & S Services Ltd | Accountancy Solutions | 797 Harrow Road | Sudbury Town | Wembley | Middlesex | HA0 2LP | HORTON HEATH FILLING STATION | BOTLEY ROAD | - | EASTLEIGH | HA | SO50 7DN | 2017-02-22 | 1 | 1 | 05:00 to 23:00 | CHICKENHALL EASTLEIGH WTW | Botley Road | Oil and Grease | - | 200 | mg/l | 31.2 | Vehicle and plant washing (Low Impact) | Hampshire West | Vehicle Washing process | Pre Market Reform | Consent | BURNETTS LANE HORTON HEATH WPS
17029 | 1 | Low Risk Consent | JP & S Services Ltd | Accountancy Solutions | 797 Harrow Road | Sudbury Town | Wembley | Middlesex | HA0 2LP | HORTON HEATH FILLING STATION | BOTLEY ROAD | - | EASTLEIGH | HA | SO50 7DN | 2017-02-22 | 1 | 1 | 05:00 to 23:00 | CHICKENHALL EASTLEIGH WTW | Botley Road | pH | 6 | 10 | pH Units | 31.2 | Vehicle and plant washing (Low Impact) | Hampshire West | Vehicle Washing process | Pre Market Reform | Consent | BURNETTS LANE HORTON HEATH WPS
17029 | 1 | Low Risk Consent | JP & S Services Ltd | Accountancy Solutions | 797 Harrow Road | Sudbury Town | Wembley | Middlesex | HA0 2LP | HORTON HEATH FILLING STATION | BOTLEY ROAD | - | EASTLEIGH | HA | SO50 7DN | 2017-02-22 | 1 | 1 | 05:00 to 23:00 | CHICKENHALL EASTLEIGH WTW | Botley Road | Solids Suspended 105 Degrees C | - | 400 | mg/l | 31.2 | Vehicle and plant washing (Low Impact) | Hampshire West | Vehicle Washing process | Pre Market Reform | Consent | BURNETTS LANE HORTON HEATH WPS
17034 | 1 | Low Risk Consent | ESK Hand Car wash | - | Courtlands Road | - | Eastbourne | East Sussex | BN22 8TR | INDOOR MARKET | COURTLANDS ROAD | - | EASTBOURNE | SE | BN22 8TR | 2017-02-16 | 1 | 0.5 | 08:30 to 17:00 | EASTBOURNE WTW | by the pet shop | Chemical Oxygen Demand Shaken as 0 | - | 800 | mg/l | 31.2 | Vehicle and plant washing (Low Impact) | Sussex East | Vehicle Washing: General Wash process | Pre Market Reform | Consent | Pre Market Reform
17034 | 1 | Low Risk Consent | ESK Hand Car wash | - | Courtlands Road | - | Eastbourne | East Sussex | BN22 8TR | INDOOR MARKET | COURTLANDS ROAD | - | EASTBOURNE | SE | BN22 8TR | 2017-02-16 | 1 | 0.5 | 08:30 to 17:00 | EASTBOURNE WTW | by the pet shop | pH | 6 | 10 | pH Units | 31.2 | Vehicle and plant washing (Low Impact) | Sussex East | Vehicle Washing: General Wash process | Pre Market Reform | Consent | Pre Market Reform
17034 | 1 | Low Risk Consent | ESK Hand Car wash | - | Courtlands Road | - | Eastbourne | East Sussex | BN22 8TR | INDOOR MARKET | COURTLANDS ROAD | - | EASTBOURNE | SE | BN22 8TR | 2017-02-16 | 1 | 0.5 | 08:30 to 17:00 | EASTBOURNE WTW | by the pet shop | Solids Suspended 105 Degrees C | - | 400 | mg/l | 31.2 | Vehicle and plant washing (Low Impact) | Sussex East | Vehicle Washing: General Wash process | Pre Market Reform | Consent | Pre Market Reform
17037 | 2 | Tier 1 Consent | Butlins Skyline Limited |  | 1 Park Lane |  | Hemel Hempstead | Hampshire | HP2 4YL | SHORELINE HOTEL | UPPER BOGNOR ROAD | - | BOGNOR REGIS | SW | PO21 1JJ | 2017-04-01 | 150 | 5 | at all times | FORD WTW | Upper Bognor Road | Chemical Oxygen Demand Shaken as 0 | - | 800 | mg/l | 32.1 | Leisure facilities | Sussex West | Swimming Pools: Commercial Swimming Pools process | Pre Market Reform | Consent | -
17037 | 2 | Tier 1 Consent | Butlins Skyline Limited |  | 1 Park Lane |  | Hemel Hempstead | Hampshire | HP2 4YL | SHORELINE HOTEL | UPPER BOGNOR ROAD | - | BOGNOR REGIS | SW | PO21 1JJ | 2017-04-01 | 150 | 5 | at all times | FORD WTW | Upper Bognor Road | pH | 6 | 10 | pH Units | 32.1 | Leisure facilities | Sussex West | Swimming Pools: Commercial Swimming Pools process | Pre Market Reform | Consent | -
17037 | 2 | Tier 1 Consent | Butlins Skyline Limited |  | 1 Park Lane |  | Hemel Hempstead | Hampshire | HP2 4YL | SHORELINE HOTEL | UPPER BOGNOR ROAD | - | BOGNOR REGIS | SW | PO21 1JJ | 2017-04-01 | 150 | 5 | at all times | FORD WTW | Upper Bognor Road | Solids Suspended 105 Degrees C | - | 400 | mg/l | 32.1 | Leisure facilities | Sussex West | Swimming Pools: Commercial Swimming Pools process | Pre Market Reform | Consent | -
17042 | 1 | Low Risk Consent | Loud Shirt Brewing Co Ltd | Unit 5 Bell Tower Industrial Estate | Roedean Road | - | Brighton | - | BN2 5RU | BELL TOWER INDUSTRIAL ESTATE UNIT 5 | ROEDEAN ROAD | - | BRIGHTON | BH | BN2 5RU | 2017-04-01 | 4 | 0.2 | 07:00 am to 7:00 pm | PEACEHAVEN WTW | Roedean Road | Chemical Oxygen Demand Shaken as 0 | - | 7000 | mg/l | 1.3 | Alcoholic beverages (Low Impact) | Sussex East | Drink Production: Brewery process | Pre Market Reform | Consent | -
17042 | 1 | Low Risk Consent | Loud Shirt Brewing Co Ltd | Unit 5 Bell Tower Industrial Estate | Roedean Road | - | Brighton | - | BN2 5RU | BELL TOWER INDUSTRIAL ESTATE UNIT 5 | ROEDEAN ROAD | - | BRIGHTON | BH | BN2 5RU | 2017-04-01 | 4 | 0.2 | 07:00 am to 7:00 pm | PEACEHAVEN WTW | Roedean Road | pH | 6 | 10 | pH Units | 1.3 | Alcoholic beverages (Low Impact) | Sussex East | Drink Production: Brewery process | Pre Market Reform | Consent | -
17042 | 1 | Low Risk Consent | Loud Shirt Brewing Co Ltd | Unit 5 Bell Tower Industrial Estate | Roedean Road | - | Brighton | - | BN2 5RU | BELL TOWER INDUSTRIAL ESTATE UNIT 5 | ROEDEAN ROAD | - | BRIGHTON | BH | BN2 5RU | 2017-04-01 | 4 | 0.2 | 07:00 am to 7:00 pm | PEACEHAVEN WTW | Roedean Road | Solids Suspended 105C at pH7 | - | 1400 | mg/l | 1.3 | Alcoholic beverages (Low Impact) | Sussex East | Drink Production: Brewery process | Pre Market Reform | Consent | -
17042 | 1 | Low Risk Consent | Loud Shirt Brewing Co Ltd | Unit 5 Bell Tower Industrial Estate | Roedean Road | - | Brighton | - | BN2 5RU | BELL TOWER INDUSTRIAL ESTATE UNIT 5 | ROEDEAN ROAD | - | BRIGHTON | BH | BN2 5RU | 2017-04-01 | 4 | 0.2 | 07:00 am to 7:00 pm | PEACEHAVEN WTW | Roedean Road | Sulphate as S04 | - | 500 | mg/l | 1.3 | Alcoholic beverages (Low Impact) | Sussex East | Drink Production: Brewery process | Pre Market Reform | Consent | -
17043 | 1 | Low Risk Consent | Hendy Group Limited | Hendy Group | School Lane | Chandlers Ford Industrial Estate | Eastleigh | Hampshire | SO53 4DG | HENDY GROUP RENAULT SERVICING | AVEBURY AVENUE | - | TONBRIDGE | KE | TN9 1TN | 2017-03-14 | 5 | 1 | at all times | TONBRIDGE WTW | not known | Chemical Oxygen Demand Shaken as 0 | - | 800 | mg/l | 31.2 | Vehicle and plant washing (Low Impact) | Kent West | Vehicle Washing: Jet Wash process | Pre Market Reform | Consent | -
17043 | 1 | Low Risk Consent | Hendy Group Limited | Hendy Group | School Lane | Chandlers Ford Industrial Estate | Eastleigh | Hampshire | SO53 4DG | HENDY GROUP RENAULT SERVICING | AVEBURY AVENUE | - | TONBRIDGE | KE | TN9 1TN | 2017-03-14 | 5 | 1 | at all times | TONBRIDGE WTW | not known | Oil and Grease | - | 200 | mg/l | 31.2 | Vehicle and plant washing (Low Impact) | Kent West | Vehicle Washing: Jet Wash process | Pre Market Reform | Consent | -
17043 | 1 | Low Risk Consent | Hendy Group Limited | Hendy Group | School Lane | Chandlers Ford Industrial Estate | Eastleigh | Hampshire | SO53 4DG | HENDY GROUP RENAULT SERVICING | AVEBURY AVENUE | - | TONBRIDGE | KE | TN9 1TN | 2017-03-14 | 5 | 1 | at all times | TONBRIDGE WTW | not known | pH | 6 | 10 | pH Units | 31.2 | Vehicle and plant washing (Low Impact) | Kent West | Vehicle Washing: Jet Wash process | Pre Market Reform | Consent | -
17043 | 1 | Low Risk Consent | Hendy Group Limited | Hendy Group | School Lane | Chandlers Ford Industrial Estate | Eastleigh | Hampshire | SO53 4DG | HENDY GROUP RENAULT SERVICING | AVEBURY AVENUE | - | TONBRIDGE | KE | TN9 1TN | 2017-03-14 | 5 | 1 | at all times | TONBRIDGE WTW | not known | Solids Suspended 105 Degrees C | - | 400 | mg/l | 31.2 | Vehicle and plant washing (Low Impact) | Kent West | Vehicle Washing: Jet Wash process | Pre Market Reform | Consent | -
17044 | 1 | Low Risk Consent | Chestfield Car Wash Limited | Chestfield Filling Station | Thanet Way | Chestfield | Whitstable | Kent | CT5 3JB | 10 | BRADBOURNE LANE | - | AYLESFORD | KE | ME20 6PA | 2017-03-14 | 5 | 1 | At all times | DITTON WTW |  | Chemical Oxygen Demand Shaken as 0 | - | 800 | mg/l | 31.2 | Vehicle and plant washing (Low Impact) | Kent West | Vehicle Washing: Jet Wash process | Pre Market Reform | Consent | -
17044 | 1 | Low Risk Consent | Chestfield Car Wash Limited | Chestfield Filling Station | Thanet Way | Chestfield | Whitstable | Kent | CT5 3JB | 10 | BRADBOURNE LANE | - | AYLESFORD | KE | ME20 6PA | 2017-03-14 | 5 | 1 | At all times | DITTON WTW |  | Oil and Grease | - | 200 | mg/l | 31.2 | Vehicle and plant washing (Low Impact) | Kent West | Vehicle Washing: Jet Wash process | Pre Market Reform | Consent | -
17044 | 1 | Low Risk Consent | Chestfield Car Wash Limited | Chestfield Filling Station | Thanet Way | Chestfield | Whitstable | Kent | CT5 3JB | 10 | BRADBOURNE LANE | - | AYLESFORD | KE | ME20 6PA | 2017-03-14 | 5 | 1 | At all times | DITTON WTW |  | pH | 6 | 10 | pH Units | 31.2 | Vehicle and plant washing (Low Impact) | Kent West | Vehicle Washing: Jet Wash process | Pre Market Reform | Consent | -
17044 | 1 | Low Risk Consent | Chestfield Car Wash Limited | Chestfield Filling Station | Thanet Way | Chestfield | Whitstable | Kent | CT5 3JB | 10 | BRADBOURNE LANE | - | AYLESFORD | KE | ME20 6PA | 2017-03-14 | 5 | 1 | At all times | DITTON WTW |  | Solids Suspended 105 Degrees C | - | 400 | mg/l | 31.2 | Vehicle and plant washing (Low Impact) | Kent West | Vehicle Washing: Jet Wash process | Pre Market Reform | Consent | -
17046 | 1 | Low Risk Consent | Pentagon Limited | Airport House | The Airport | - | Cambridge | - | CB5 8RY | UNIT 76 | SCOTT CLOSE | - | ANDOVER | HA | SP10 5NU | 2017-03-17 | 5 | 1 | 08:00 - 18:30 | FULLERTON WTW | Scott Close | Chemical Oxygen Demand Shaken as 0 | - | 800 | mg/l | 31.2 | Vehicle and plant washing (Low Impact) | Hampshire West | Vehicle Washing process | Pre Market Reform | Consent | -
17046 | 1 | Low Risk Consent | Pentagon Limited | Airport House | The Airport | - | Cambridge | - | CB5 8RY | UNIT 76 | SCOTT CLOSE | - | ANDOVER | HA | SP10 5NU | 2017-03-17 | 5 | 1 | 08:00 - 18:30 | FULLERTON WTW | Scott Close | Oil and Grease | - | 200 | mg/l | 31.2 | Vehicle and plant washing (Low Impact) | Hampshire West | Vehicle Washing process | Pre Market Reform | Consent | -
17046 | 1 | Low Risk Consent | Pentagon Limited | Airport House | The Airport | - | Cambridge | - | CB5 8RY | UNIT 76 | SCOTT CLOSE | - | ANDOVER | HA | SP10 5NU | 2017-03-17 | 5 | 1 | 08:00 - 18:30 | FULLERTON WTW | Scott Close | pH | 6 | 10 | pH Units | 31.2 | Vehicle and plant washing (Low Impact) | Hampshire West | Vehicle Washing process | Pre Market Reform | Consent | -
17046 | 1 | Low Risk Consent | Pentagon Limited | Airport House | The Airport | - | Cambridge | - | CB5 8RY | UNIT 76 | SCOTT CLOSE | - | ANDOVER | HA | SP10 5NU | 2017-03-17 | 5 | 1 | 08:00 - 18:30 | FULLERTON WTW | Scott Close | Solids Suspended 105 Degrees C | - | 400 | mg/l | 31.2 | Vehicle and plant washing (Low Impact) | Hampshire West | Vehicle Washing process | Pre Market Reform | Consent | -
17053 | 1 | Low Risk Consent | Fratton Car Wash Ltd | - | Trafalgar Place | Trafalgar Place | Portsmouth | - | PO1 5JJ | FRATTON HAND CAR WASH - FRATTON | TRAFALGAR PLACE | - | PORTSMOUTH | HA | PO1 5JJ | 2017-03-23 | 4 | 3 | At any time | BUDDS FARM HAVANT WTW | Trafalgar Place | Chemical Oxygen Demand Shaken as 0 | - | 800 | mg/l | 31.3 | Vehicle and plant washing (Low Impact) | Hampshire East | Vehicle Washing: Jet Wash process | Pre Market Reform | Consent | -
17053 | 1 | Low Risk Consent | Fratton Car Wash Ltd | - | Trafalgar Place | Trafalgar Place | Portsmouth | - | PO1 5JJ | FRATTON HAND CAR WASH - FRATTON | TRAFALGAR PLACE | - | PORTSMOUTH | HA | PO1 5JJ | 2017-03-23 | 4 | 3 | At any time | BUDDS FARM HAVANT WTW | Trafalgar Place | Oil and Grease | - | 50 | mg/l | 31.3 | Vehicle and plant washing (Low Impact) | Hampshire East | Vehicle Washing: Jet Wash process | Pre Market Reform | Consent | -
17053 | 1 | Low Risk Consent | Fratton Car Wash Ltd | - | Trafalgar Place | Trafalgar Place | Portsmouth | - | PO1 5JJ | FRATTON HAND CAR WASH - FRATTON | TRAFALGAR PLACE | - | PORTSMOUTH | HA | PO1 5JJ | 2017-03-23 | 4 | 3 | At any time | BUDDS FARM HAVANT WTW | Trafalgar Place | pH | 6 | 10 | pH Units | 31.3 | Vehicle and plant washing (Low Impact) | Hampshire East | Vehicle Washing: Jet Wash process | Pre Market Reform | Consent | -
17053 | 1 | Low Risk Consent | Fratton Car Wash Ltd | - | Trafalgar Place | Trafalgar Place | Portsmouth | - | PO1 5JJ | FRATTON HAND CAR WASH - FRATTON | TRAFALGAR PLACE | - | PORTSMOUTH | HA | PO1 5JJ | 2017-03-23 | 4 | 3 | At any time | BUDDS FARM HAVANT WTW | Trafalgar Place | Solids Suspended 105 Degrees C | - | 400 | mg/l | 31.3 | Vehicle and plant washing (Low Impact) | Hampshire East | Vehicle Washing: Jet Wash process | Pre Market Reform | Consent | -
17054 | 1 | Low Risk Consent | Hendy Group Limited | Hendy Group | School Lane | Chandlers Ford Industrial Estate | Eastleigh | Hampshire | SO53 4DG | Hendy Ford | MOUNT EPHRAIM | - | TUNBRIDGE WELLS | KE | TN4 8AG | 2017-03-08 | 5 | 1 | 7:30 am to 6:00 pm | TUNBRIDGE WELLS NORTH WTW | Mount Ephraim | Chemical Oxygen Demand Shaken as 0 | - | 800 | mg/l | 31.2 | Vehicle and plant washing (Low Impact) | Sussex East | Vehicle Washing: Jet Wash process | Pre Market Reform | Consent | 14 CASBROOK FIELD ROMSEY WPS
17054 | 1 | Low Risk Consent | Hendy Group Limited | Hendy Group | School Lane | Chandlers Ford Industrial Estate | Eastleigh | Hampshire | SO53 4DG | Hendy Ford | MOUNT EPHRAIM | - | TUNBRIDGE WELLS | KE | TN4 8AG | 2017-03-08 | 5 | 1 | 7:30 am to 6:00 pm | TUNBRIDGE WELLS NORTH WTW | Mount Ephraim | Detergents Anionic | - | 50 | mg/l | 31.2 | Vehicle and plant washing (Low Impact) | Sussex East | Vehicle Washing: Jet Wash process | Pre Market Reform | Consent | 14 CASBROOK FIELD ROMSEY WPS
17054 | 1 | Low Risk Consent | Hendy Group Limited | Hendy Group | School Lane | Chandlers Ford Industrial Estate | Eastleigh | Hampshire | SO53 4DG | Hendy Ford | MOUNT EPHRAIM | - | TUNBRIDGE WELLS | KE | TN4 8AG | 2017-03-08 | 5 | 1 | 7:30 am to 6:00 pm | TUNBRIDGE WELLS NORTH WTW | Mount Ephraim | Detergents Non-Ionic | - | 50 | mg/l | 31.2 | Vehicle and plant washing (Low Impact) | Sussex East | Vehicle Washing: Jet Wash process | Pre Market Reform | Consent | 14 CASBROOK FIELD ROMSEY WPS
17054 | 1 | Low Risk Consent | Hendy Group Limited | Hendy Group | School Lane | Chandlers Ford Industrial Estate | Eastleigh | Hampshire | SO53 4DG | Hendy Ford | MOUNT EPHRAIM | - | TUNBRIDGE WELLS | KE | TN4 8AG | 2017-03-08 | 5 | 1 | 7:30 am to 6:00 pm | TUNBRIDGE WELLS NORTH WTW | Mount Ephraim | Oil and Grease | - | 200 | mg/l | 31.2 | Vehicle and plant washing (Low Impact) | Sussex East | Vehicle Washing: Jet Wash process | Pre Market Reform | Consent | 14 CASBROOK FIELD ROMSEY WPS
17054 | 1 | Low Risk Consent | Hendy Group Limited | Hendy Group | School Lane | Chandlers Ford Industrial Estate | Eastleigh | Hampshire | SO53 4DG | Hendy Ford | MOUNT EPHRAIM | - | TUNBRIDGE WELLS | KE | TN4 8AG | 2017-03-08 | 5 | 1 | 7:30 am to 6:00 pm | TUNBRIDGE WELLS NORTH WTW | Mount Ephraim | pH | 6 | 10 | pH Units | 31.2 | Vehicle and plant washing (Low Impact) | Sussex East | Vehicle Washing: Jet Wash process | Pre Market Reform | Consent | 14 CASBROOK FIELD ROMSEY WPS
17054 | 1 | Low Risk Consent | Hendy Group Limited | Hendy Group | School Lane | Chandlers Ford Industrial Estate | Eastleigh | Hampshire | SO53 4DG | Hendy Ford | MOUNT EPHRAIM | - | TUNBRIDGE WELLS | KE | TN4 8AG | 2017-03-08 | 5 | 1 | 7:30 am to 6:00 pm | TUNBRIDGE WELLS NORTH WTW | Mount Ephraim | Solids Suspended 105 Degrees C | - | 400 | mg/l | 31.2 | Vehicle and plant washing (Low Impact) | Sussex East | Vehicle Washing: Jet Wash process | Pre Market Reform | Consent | 14 CASBROOK FIELD ROMSEY WPS
17061 | 3 | Tier 1 Consent | Places For People Leisure Management Ltd. | 305 | Gray's Inn Road |  | London |  | WC1X 8QR | ROMSEY RAPIDS | SOUTHAMPTON ROAD | - | ROMSEY | HA | SO51 8AF | 2017-04-01 | 140 | 3.6 | 00:00 to 23:59 | ROMSEY WTW | Southampton Road | Chemical Oxygen Demand Shaken as 0 | - | 1000 | mg/l | 32.1 | Leisure facilities | Hampshire West | Commercial swimming pool filter backwashing. | leisure centre and swimming pool | Consent | Pre Market Reform
17061 | 3 | Tier 1 Consent | Places For People Leisure Management Ltd. | 305 | Gray's Inn Road |  | London |  | WC1X 8QR | ROMSEY RAPIDS | SOUTHAMPTON ROAD | - | ROMSEY | HA | SO51 8AF | 2017-04-01 | 140 | 3.6 | 00:00 to 23:59 | ROMSEY WTW | Southampton Road | pH | 6 | 10 | pH Units | 32.1 | Leisure facilities | Hampshire West | Commercial swimming pool filter backwashing. | leisure centre and swimming pool | Consent | Pre Market Reform
17061 | 3 | Tier 1 Consent | Places For People Leisure Management Ltd. | 305 | Gray's Inn Road |  | London |  | WC1X 8QR | ROMSEY RAPIDS | SOUTHAMPTON ROAD | - | ROMSEY | HA | SO51 8AF | 2017-04-01 | 140 | 3.6 | 00:00 to 23:59 | ROMSEY WTW | Southampton Road | Solids Suspended 105 Degrees C | - | 400 | mg/l | 32.1 | Leisure facilities | Hampshire West | Commercial swimming pool filter backwashing. | leisure centre and swimming pool | Consent | Pre Market Reform
17062 | 1 | Low Risk Consent | Onsite Central Limited | - | Green Lane | - | Walsall | West Midlands | WS2 7PD | LARKFIELD TRADING ESTATE UNIT E3 | NEW HYTHE LANE | - | AYLESFORD | KE | ME20 6SW | 2017-04-01 | 2 | 1 | at all times | HAM HILL WTW | Unit 3, Larkfield Trading Estate | Chemical Oxygen Demand Shaken as 0 | - | 800 | mg/l | 31.2 | Vehicle and plant washing (Low Impact) | Kent West | Vehicle wash | Plant Hire | Consent | -
17062 | 1 | Low Risk Consent | Onsite Central Limited | - | Green Lane | - | Walsall | West Midlands | WS2 7PD | LARKFIELD TRADING ESTATE UNIT E3 | NEW HYTHE LANE | - | AYLESFORD | KE | ME20 6SW | 2017-04-01 | 2 | 1 | at all times | HAM HILL WTW | Unit 3, Larkfield Trading Estate | Oil and Grease | - | 200 | mg/l | 31.2 | Vehicle and plant washing (Low Impact) | Kent West | Vehicle wash | Plant Hire | Consent | -
17062 | 1 | Low Risk Consent | Onsite Central Limited | - | Green Lane | - | Walsall | West Midlands | WS2 7PD | LARKFIELD TRADING ESTATE UNIT E3 | NEW HYTHE LANE | - | AYLESFORD | KE | ME20 6SW | 2017-04-01 | 2 | 1 | at all times | HAM HILL WTW | Unit 3, Larkfield Trading Estate | pH | 6 | 10 | pH Units | 31.2 | Vehicle and plant washing (Low Impact) | Kent West | Vehicle wash | Plant Hire | Consent | -
17062 | 1 | Low Risk Consent | Onsite Central Limited | - | Green Lane | - | Walsall | West Midlands | WS2 7PD | LARKFIELD TRADING ESTATE UNIT E3 | NEW HYTHE LANE | - | AYLESFORD | KE | ME20 6SW | 2017-04-01 | 2 | 1 | at all times | HAM HILL WTW | Unit 3, Larkfield Trading Estate | Solids Suspended 105 Degrees C | - | 400 | mg/l | 31.2 | Vehicle and plant washing (Low Impact) | Kent West | Vehicle wash | Plant Hire | Consent | -
17064 | 1 | Tier 2 Consent | Asda Stores Limited | Asda House | South Bank | Great Wilson Street | - | Leeds | LS11 5AD | ASDA SUPERSTORE CAR WASH | STURRY ROAD | - | CANTERBURY | KE | CT4 6AN | 2017-06-01 | 10 | 1 | 0000-2359 | CANTERBURY WTW | Marshwood Close | Chemical Oxygen Demand Shaken as 0 | - | 800 | mg/l | 31.2 | Vehicle and plant washing (Low Impact) | Kent East | Car wash | Supermarket | Consent | Pre Market Reform
17064 | 1 | Tier 2 Consent | Asda Stores Limited | Asda House | South Bank | Great Wilson Street | - | Leeds | LS11 5AD | ASDA SUPERSTORE CAR WASH | STURRY ROAD | - | CANTERBURY | KE | CT4 6AN | 2017-06-01 | 10 | 1 | 0000-2359 | CANTERBURY WTW | Marshwood Close | pH | 6 | 10 | pH Units | 31.2 | Vehicle and plant washing (Low Impact) | Kent East | Car wash | Supermarket | Consent | Pre Market Reform
17064 | 1 | Tier 2 Consent | Asda Stores Limited | Asda House | South Bank | Great Wilson Street | - | Leeds | LS11 5AD | ASDA SUPERSTORE CAR WASH | STURRY ROAD | - | CANTERBURY | KE | CT4 6AN | 2017-06-01 | 10 | 1 | 0000-2359 | CANTERBURY WTW | Marshwood Close | Solids Suspended 105 Degrees C | - | 400 | mg/l | 31.2 | Vehicle and plant washing (Low Impact) | Kent East | Car wash | Supermarket | Consent | Pre Market Reform
17064 | 1 | Tier 2 Consent | Asda Stores Limited | Asda House | South Bank | Great Wilson Street | - | Leeds | LS11 5AD | ASDA SUPERSTORE CAR WASH | STURRY ROAD | - | CANTERBURY | KE | CT4 6AN | 2017-06-01 | 10 | 1 | 0000-2359 | CANTERBURY WTW | Marshwood Close | Sulphate as S04 | - | 500 | mg/l | 31.2 | Vehicle and plant washing (Low Impact) | Kent East | Car wash | Supermarket | Consent | Pre Market Reform
17070 | 1 | Low Risk Consent | Vector Aerospace International Limited | Fleetlands | Fareham Road |  | Gosport | Hampshire | PO13 0AA | BUILDING 43 VECTOR FLEETLANDS | FAREHAM ROAD | - | GOSPORT | HA | PO13 0AA | 2017-06-12 | 0.7 | 1 | 0600 - 1700 2 x per week | PEEL COMMON WTW | Fareham Road | Chemical Oxygen Demand Shaken as 0 | - | 800 | mg/l | 8.2 | Engineering (Low risk) | Hampshire East | Water rinse tank from salt bath heat treatment. Pre-treated waste water from fire-fighting equipment testing processes | Aviation maintenance, repair and overhaul (MRO) | Consent | -
17070 | 1 | Low Risk Consent | Vector Aerospace International Limited | Fleetlands | Fareham Road |  | Gosport | Hampshire | PO13 0AA | BUILDING 43 VECTOR FLEETLANDS | FAREHAM ROAD | - | GOSPORT | HA | PO13 0AA | 2017-06-12 | 0.7 | 1 | 0600 - 1700 2 x per week | PEEL COMMON WTW | Fareham Road | pH | 6 | 10 | pH Units | 8.2 | Engineering (Low risk) | Hampshire East | Water rinse tank from salt bath heat treatment. Pre-treated waste water from fire-fighting equipment testing processes | Aviation maintenance, repair and overhaul (MRO) | Consent | -
17070 | 1 | Low Risk Consent | Vector Aerospace International Limited | Fleetlands | Fareham Road |  | Gosport | Hampshire | PO13 0AA | BUILDING 43 VECTOR FLEETLANDS | FAREHAM ROAD | - | GOSPORT | HA | PO13 0AA | 2017-06-12 | 0.7 | 1 | 0600 - 1700 2 x per week | PEEL COMMON WTW | Fareham Road | Solids Suspended 105 Degrees C | - | 400 | mg/l | 8.2 | Engineering (Low risk) | Hampshire East | Water rinse tank from salt bath heat treatment. Pre-treated waste water from fire-fighting equipment testing processes | Aviation maintenance, repair and overhaul (MRO) | Consent | -
17075 | 1 | Low Risk Consent | Xylem Water Solutions UK Ltd | Private Road 1 | - | Colwick | Nottingham | - | NG4 2AN | UNIT 1500 BLUE PRINT IND EST | DUNDAS SPUR | - | PORTSMOUTH |  | PO3 5RW | 2017-06-22 | 1 | 6.6 | At any time | BUDDS FARM HAVANT WTW | Dundas Spur PO3 5RW | Chemical Oxygen Demand Shaken as 0 | - | 800 | mg/l | 31.3 | Vehicle and plant washing (Low Impact) | Hampshire East | To clean down pumps prior to servicing. Pumps are removed from clients foul and surface water pumping and taken to workshop for servicing. Prior to service pumps are washed in a segregated area 6m2 to contain water captured in a sump and processed through a stand alone interceptor. Output from the interceptor is then pumped to a higher level and gravity fed to the building drainage. | Workshop Activities | Consent | -
17075 | 1 | Low Risk Consent | Xylem Water Solutions UK Ltd | Private Road 1 | - | Colwick | Nottingham | - | NG4 2AN | UNIT 1500 BLUE PRINT IND EST | DUNDAS SPUR | - | PORTSMOUTH |  | PO3 5RW | 2017-06-22 | 1 | 6.6 | At any time | BUDDS FARM HAVANT WTW | Dundas Spur PO3 5RW | Oil and Grease | - | 200 | mg/l | 31.3 | Vehicle and plant washing (Low Impact) | Hampshire East | To clean down pumps prior to servicing. Pumps are removed from clients foul and surface water pumping and taken to workshop for servicing. Prior to service pumps are washed in a segregated area 6m2 to contain water captured in a sump and processed through a stand alone interceptor. Output from the interceptor is then pumped to a higher level and gravity fed to the building drainage. | Workshop Activities | Consent | -
17075 | 1 | Low Risk Consent | Xylem Water Solutions UK Ltd | Private Road 1 | - | Colwick | Nottingham | - | NG4 2AN | UNIT 1500 BLUE PRINT IND EST | DUNDAS SPUR | - | PORTSMOUTH |  | PO3 5RW | 2017-06-22 | 1 | 6.6 | At any time | BUDDS FARM HAVANT WTW | Dundas Spur PO3 5RW | pH | 6 | 10 | pH Units | 31.3 | Vehicle and plant washing (Low Impact) | Hampshire East | To clean down pumps prior to servicing. Pumps are removed from clients foul and surface water pumping and taken to workshop for servicing. Prior to service pumps are washed in a segregated area 6m2 to contain water captured in a sump and processed through a stand alone interceptor. Output from the interceptor is then pumped to a higher level and gravity fed to the building drainage. | Workshop Activities | Consent | -
17075 | 1 | Low Risk Consent | Xylem Water Solutions UK Ltd | Private Road 1 | - | Colwick | Nottingham | - | NG4 2AN | UNIT 1500 BLUE PRINT IND EST | DUNDAS SPUR | - | PORTSMOUTH |  | PO3 5RW | 2017-06-22 | 1 | 6.6 | At any time | BUDDS FARM HAVANT WTW | Dundas Spur PO3 5RW | Solids Suspended 105 Degrees C | - | 400 | mg/l | 31.3 | Vehicle and plant washing (Low Impact) | Hampshire East | To clean down pumps prior to servicing. Pumps are removed from clients foul and surface water pumping and taken to workshop for servicing. Prior to service pumps are washed in a segregated area 6m2 to contain water captured in a sump and processed through a stand alone interceptor. Output from the interceptor is then pumped to a higher level and gravity fed to the building drainage. | Workshop Activities | Consent | -
17076 | 1 | Low Risk Consent | Specsavers Optical Superstores Limited | Forum 6 Parkway | Solent Business Park | Whiteley | Fareham | - | PO15 7PA | 36 | COUNTY SQUARE | - | ASHFORD | KE | TN23 1YD | 2017-04-01 | 1 | 0.06 | 0900-1700 | ASHFORD WTW | County Square | Chemical Oxygen Demand Shaken as 0 | - | 1000 | mg/l | 11.1 | Glass making and products | Kent East | Cutting of lenses for sight glasses. | Assembly of spectacles | Consent | Pre Market Reform
17076 | 1 | Low Risk Consent | Specsavers Optical Superstores Limited | Forum 6 Parkway | Solent Business Park | Whiteley | Fareham | - | PO15 7PA | 36 | COUNTY SQUARE | - | ASHFORD | KE | TN23 1YD | 2017-04-01 | 1 | 0.06 | 0900-1700 | ASHFORD WTW | County Square | pH | 6 | 10 | pH Units | 11.1 | Glass making and products | Kent East | Cutting of lenses for sight glasses. | Assembly of spectacles | Consent | Pre Market Reform
17076 | 1 | Low Risk Consent | Specsavers Optical Superstores Limited | Forum 6 Parkway | Solent Business Park | Whiteley | Fareham | - | PO15 7PA | 36 | COUNTY SQUARE | - | ASHFORD | KE | TN23 1YD | 2017-04-01 | 1 | 0.06 | 0900-1700 | ASHFORD WTW | County Square | Solids Suspended 105 Degrees C | - | 1000 | mg/l | 11.1 | Glass making and products | Kent East | Cutting of lenses for sight glasses. | Assembly of spectacles | Consent | Pre Market Reform
17076 | 1 | Low Risk Consent | Specsavers Optical Superstores Limited | Forum 6 Parkway | Solent Business Park | Whiteley | Fareham | - | PO15 7PA | 36 | COUNTY SQUARE | - | ASHFORD | KE | TN23 1YD | 2017-04-01 | 1 | 0.06 | 0900-1700 | ASHFORD WTW | County Square | Sulphate as S04 | - | 500 | mg/l | 11.1 | Glass making and products | Kent East | Cutting of lenses for sight glasses. | Assembly of spectacles | Consent | Pre Market Reform
17094 | 2 | Low Risk Consent | Hidden Spring LLP | Hidden Spring Vineyard | Vines Cross Road | Horam | Heathfield | - | TN21 0HG | HIDDEN SPRING VINEYARD | VINES CROSS ROAD | - | HORAM | SE | TN21 0HG | 2017-07-19 | 2 | 0.5 | 09:00-17:00 | VINES CROSS WTW | Vines Cross Road | Chemical Oxygen Demand Shaken as 0 | - | 2000 | mg/l | 1.3 | Alcoholic beverages (Low Impact) | Sussex East | wine making, seasonal production around September, October | wine making | Consent | Pre Market Reform
17094 | 2 | Low Risk Consent | Hidden Spring LLP | Hidden Spring Vineyard | Vines Cross Road | Horam | Heathfield | - | TN21 0HG | HIDDEN SPRING VINEYARD | VINES CROSS ROAD | - | HORAM | SE | TN21 0HG | 2017-07-19 | 2 | 0.5 | 09:00-17:00 | VINES CROSS WTW | Vines Cross Road | pH | 6 | 10 | pH Units | 1.3 | Alcoholic beverages (Low Impact) | Sussex East | wine making, seasonal production around September, October | wine making | Consent | Pre Market Reform
17094 | 2 | Low Risk Consent | Hidden Spring LLP | Hidden Spring Vineyard | Vines Cross Road | Horam | Heathfield | - | TN21 0HG | HIDDEN SPRING VINEYARD | VINES CROSS ROAD | - | HORAM | SE | TN21 0HG | 2017-07-19 | 2 | 0.5 | 09:00-17:00 | VINES CROSS WTW | Vines Cross Road | Solids Suspended 105 Degrees C | - | 400 | mg/l | 1.3 | Alcoholic beverages (Low Impact) | Sussex East | wine making, seasonal production around September, October | wine making | Consent | Pre Market Reform
17094 | 2 | Low Risk Consent | Hidden Spring LLP | Hidden Spring Vineyard | Vines Cross Road | Horam | Heathfield | - | TN21 0HG | HIDDEN SPRING VINEYARD | VINES CROSS ROAD | - | HORAM | SE | TN21 0HG | 2017-07-19 | 2 | 0.5 | 09:00-17:00 | VINES CROSS WTW | Vines Cross Road | Sulphate as S04 | - | 500 | mg/l | 1.3 | Alcoholic beverages (Low Impact) | Sussex East | wine making, seasonal production around September, October | wine making | Consent | Pre Market Reform
17096 | 1 | Low Risk Consent | AFI-Uplift Limited | 2nd Floor West Wing Diamond House | Diamond Business Park | Thorness Moor Road | Wakefield | West Yorkshire | WF2 8PT | WINNALL TRADING ESTATE | WINNALL MANOR ROAD | - | WINCHESTER | HA | SO23 0RF | 2017-08-15 | 2 | 1 | at all times | MORESTEAD ROAD WINCHESTER WTW | Winnall Manor Road | Chemical Oxygen Demand Shaken as 0 | - | 1000 | mg/l | 31.3 | Vehicle and plant washing (Low Impact) | Hampshire West | washing of vehicles plant and machinery and contaminated surface water. | Sale, hire and maintenance of powered access equipment | Consent | -
17096 | 1 | Low Risk Consent | AFI-Uplift Limited | 2nd Floor West Wing Diamond House | Diamond Business Park | Thorness Moor Road | Wakefield | West Yorkshire | WF2 8PT | WINNALL TRADING ESTATE | WINNALL MANOR ROAD | - | WINCHESTER | HA | SO23 0RF | 2017-08-15 | 2 | 1 | at all times | MORESTEAD ROAD WINCHESTER WTW | Winnall Manor Road | Oil and Grease | - | 200 | mg/l | 31.3 | Vehicle and plant washing (Low Impact) | Hampshire West | washing of vehicles plant and machinery and contaminated surface water. | Sale, hire and maintenance of powered access equipment | Consent | -
17096 | 1 | Low Risk Consent | AFI-Uplift Limited | 2nd Floor West Wing Diamond House | Diamond Business Park | Thorness Moor Road | Wakefield | West Yorkshire | WF2 8PT | WINNALL TRADING ESTATE | WINNALL MANOR ROAD | - | WINCHESTER | HA | SO23 0RF | 2017-08-15 | 2 | 1 | at all times | MORESTEAD ROAD WINCHESTER WTW | Winnall Manor Road | pH | 6 | 10 | pH Units | 31.3 | Vehicle and plant washing (Low Impact) | Hampshire West | washing of vehicles plant and machinery and contaminated surface water. | Sale, hire and maintenance of powered access equipment | Consent | -
17096 | 1 | Low Risk Consent | AFI-Uplift Limited | 2nd Floor West Wing Diamond House | Diamond Business Park | Thorness Moor Road | Wakefield | West Yorkshire | WF2 8PT | WINNALL TRADING ESTATE | WINNALL MANOR ROAD | - | WINCHESTER | HA | SO23 0RF | 2017-08-15 | 2 | 1 | at all times | MORESTEAD ROAD WINCHESTER WTW | Winnall Manor Road | Solids Suspended 105 Degrees C | - | 400 | mg/l | 31.3 | Vehicle and plant washing (Low Impact) | Hampshire West | washing of vehicles plant and machinery and contaminated surface water. | Sale, hire and maintenance of powered access equipment | Consent | -
17100 | 2 | Low Risk Consent | Paramo Limited | Unit F | Durgates Ind Estate | - | Wadhurst | East Sussex | TN5 6DF | UNIT H - WAREHOUSE | DURGATES IND ESTATE | - | WADHURST | SE | TN5 6DE | 2017-08-03 | 3 | 2 | 08:00 - 18:00 | WHITEGATES LANE WADHURST WTW | Durgates Ind Est | Chemical Oxygen Demand Shaken as 0 | - | 800 | mg/l | 15.2 | Laundering (Small-scale/Coin-Op) | Sussex East | TE from 3 washing machines | washing garments with Nikwax products | Consent | Pre Market Reform
17100 | 2 | Low Risk Consent | Paramo Limited | Unit F | Durgates Ind Estate | - | Wadhurst | East Sussex | TN5 6DF | UNIT H - WAREHOUSE | DURGATES IND ESTATE | - | WADHURST | SE | TN5 6DE | 2017-08-03 | 3 | 2 | 08:00 - 18:00 | WHITEGATES LANE WADHURST WTW | Durgates Ind Est | Detergents Anionic | - | 50 | mg/l | 15.2 | Laundering (Small-scale/Coin-Op) | Sussex East | TE from 3 washing machines | washing garments with Nikwax products | Consent | Pre Market Reform
17100 | 2 | Low Risk Consent | Paramo Limited | Unit F | Durgates Ind Estate | - | Wadhurst | East Sussex | TN5 6DF | UNIT H - WAREHOUSE | DURGATES IND ESTATE | - | WADHURST | SE | TN5 6DE | 2017-08-03 | 3 | 2 | 08:00 - 18:00 | WHITEGATES LANE WADHURST WTW | Durgates Ind Est | Detergents Cationic | - | 50 | - | 15.2 | Laundering (Small-scale/Coin-Op) | Sussex East | TE from 3 washing machines | washing garments with Nikwax products | Consent | Pre Market Reform
17100 | 2 | Low Risk Consent | Paramo Limited | Unit F | Durgates Ind Estate | - | Wadhurst | East Sussex | TN5 6DF | UNIT H - WAREHOUSE | DURGATES IND ESTATE | - | WADHURST | SE | TN5 6DE | 2017-08-03 | 3 | 2 | 08:00 - 18:00 | WHITEGATES LANE WADHURST WTW | Durgates Ind Est | Detergents Non-Ionic | - | 50 | mg/l | 15.2 | Laundering (Small-scale/Coin-Op) | Sussex East | TE from 3 washing machines | washing garments with Nikwax products | Consent | Pre Market Reform
17100 | 2 | Low Risk Consent | Paramo Limited | Unit F | Durgates Ind Estate | - | Wadhurst | East Sussex | TN5 6DF | UNIT H - WAREHOUSE | DURGATES IND ESTATE | - | WADHURST | SE | TN5 6DE | 2017-08-03 | 3 | 2 | 08:00 - 18:00 | WHITEGATES LANE WADHURST WTW | Durgates Ind Est | Oil and Grease | - | 200 | mg/l | 15.2 | Laundering (Small-scale/Coin-Op) | Sussex East | TE from 3 washing machines | washing garments with Nikwax products | Consent | Pre Market Reform
17100 | 2 | Low Risk Consent | Paramo Limited | Unit F | Durgates Ind Estate | - | Wadhurst | East Sussex | TN5 6DF | UNIT H - WAREHOUSE | DURGATES IND ESTATE | - | WADHURST | SE | TN5 6DE | 2017-08-03 | 3 | 2 | 08:00 - 18:00 | WHITEGATES LANE WADHURST WTW | Durgates Ind Est | pH | 6 | 10 | pH Units | 15.2 | Laundering (Small-scale/Coin-Op) | Sussex East | TE from 3 washing machines | washing garments with Nikwax products | Consent | Pre Market Reform
17100 | 2 | Low Risk Consent | Paramo Limited | Unit F | Durgates Ind Estate | - | Wadhurst | East Sussex | TN5 6DF | UNIT H - WAREHOUSE | DURGATES IND ESTATE | - | WADHURST | SE | TN5 6DE | 2017-08-03 | 3 | 2 | 08:00 - 18:00 | WHITEGATES LANE WADHURST WTW | Durgates Ind Est | Solids Suspended 105 Degrees C | - | 400 | mg/l | 15.2 | Laundering (Small-scale/Coin-Op) | Sussex East | TE from 3 washing machines | washing garments with Nikwax products | Consent | Pre Market Reform
17101 | 2 | Low Risk Consent | Below Decks Brewing Limited | 378 | High Street | Rochester High Street | Rochester | - | ME1 1DJ | 378 | HIGH STREET | - | ROCHESTER | MW | ME1 1DJ | 2017-09-01 | 1 | 2 | at all times | WHITEWALL CREEK WTW | High Street | Chemical Oxygen Demand Shaken as 0 | - | 10000 | mg/l | 1.3 | Alcoholic beverages (Low Impact) | Kent West | microbrewery | microbrewery | Consent | -
17101 | 2 | Low Risk Consent | Below Decks Brewing Limited | 378 | High Street | Rochester High Street | Rochester | - | ME1 1DJ | 378 | HIGH STREET | - | ROCHESTER | MW | ME1 1DJ | 2017-09-01 | 1 | 2 | at all times | WHITEWALL CREEK WTW | High Street | pH | 6 | 10 | pH Units | 1.3 | Alcoholic beverages (Low Impact) | Kent West | microbrewery | microbrewery | Consent | -
17101 | 2 | Low Risk Consent | Below Decks Brewing Limited | 378 | High Street | Rochester High Street | Rochester | - | ME1 1DJ | 378 | HIGH STREET | - | ROCHESTER | MW | ME1 1DJ | 2017-09-01 | 1 | 2 | at all times | WHITEWALL CREEK WTW | High Street | Solids Suspended 105 Degrees C | - | 2000 | mg/l | 1.3 | Alcoholic beverages (Low Impact) | Kent West | microbrewery | microbrewery | Consent | -
17106 | 1 | Tier 2 Consent | BH Live | Bournemouth International Centre | Exeter Road | - | Bournemouth | Dorset | BH2 5BH | MOUNTBATTEN CENTRE | TWYFORD AVENUE |  | PORTSMOUTH | HA | PO2 9QA | 2017-09-11 | 30 | 7 | At any time | BUDDS FARM HAVANT WTW | Twyford Avenue | Chemical Oxygen Demand Shaken as 0 | - | 800 | mg/l | 32.1 | Leisure facilities | Hampshire East | Swimming Pool backwash process | Swimming Pool | Consent | -
17106 | 1 | Tier 2 Consent | BH Live | Bournemouth International Centre | Exeter Road | - | Bournemouth | Dorset | BH2 5BH | MOUNTBATTEN CENTRE | TWYFORD AVENUE |  | PORTSMOUTH | HA | PO2 9QA | 2017-09-11 | 30 | 7 | At any time | BUDDS FARM HAVANT WTW | Twyford Avenue | pH | 6 | 10 | pH Units | 32.1 | Leisure facilities | Hampshire East | Swimming Pool backwash process | Swimming Pool | Consent | -
17106 | 1 | Tier 2 Consent | BH Live | Bournemouth International Centre | Exeter Road | - | Bournemouth | Dorset | BH2 5BH | MOUNTBATTEN CENTRE | TWYFORD AVENUE |  | PORTSMOUTH | HA | PO2 9QA | 2017-09-11 | 30 | 7 | At any time | BUDDS FARM HAVANT WTW | Twyford Avenue | Solids Suspended 105 Degrees C | - | 400 | mg/l | 32.1 | Leisure facilities | Hampshire East | Swimming Pool backwash process | Swimming Pool | Consent | -
17124 | 1 | Low Risk Consent | Azur Auto Limited | 2/4 | Ash Lane | Rustington | Littlehampton | West Sussex | BN16 3BZ | UNIT 10 | TERMINUS ROAD | - | CHICHESTER | SW | PO19 8TX | 2017-09-25 | 1 | 2 | 08:00 To 18:00 | CHICHESTER WTW | Terminus Road | Chemical Oxygen Demand Shaken as 0 | 1 | 800 | mg/l | 31.2 | Vehicle and plant washing (Low Impact) | Sussex West | Standard Vehicle Wash, below 43°C | Sales and service of motor vehicles | Consent | Pre Market Reform
17124 | 1 | Low Risk Consent | Azur Auto Limited | 2/4 | Ash Lane | Rustington | Littlehampton | West Sussex | BN16 3BZ | UNIT 10 | TERMINUS ROAD | - | CHICHESTER | SW | PO19 8TX | 2017-09-25 | 1 | 2 | 08:00 To 18:00 | CHICHESTER WTW | Terminus Road | pH | 6 | 10 | pH Units | 31.2 | Vehicle and plant washing (Low Impact) | Sussex West | Standard Vehicle Wash, below 43°C | Sales and service of motor vehicles | Consent | Pre Market Reform
17124 | 1 | Low Risk Consent | Azur Auto Limited | 2/4 | Ash Lane | Rustington | Littlehampton | West Sussex | BN16 3BZ | UNIT 10 | TERMINUS ROAD | - | CHICHESTER | SW | PO19 8TX | 2017-09-25 | 1 | 2 | 08:00 To 18:00 | CHICHESTER WTW | Terminus Road | Solids Suspended 105 Degrees C | 1 | 400 | mg/l | 31.2 | Vehicle and plant washing (Low Impact) | Sussex West | Standard Vehicle Wash, below 43°C | Sales and service of motor vehicles | Consent | Pre Market Reform
17128 | 4 | Tier 2 Consent | John Dewar And Sons Limited | C/O Bacardi-Martini Limited | 2 Royal Court | Kings Worthy | Winchester | Hampshire | SO23 7TW | LAVERSTOKE MILL | LONDON ROAD | - | WHITCHURCH | HA | RG28 7NR | 2017-10-01 | 41 | 1.5 | at all times | OVERTON WTW | London Road | Chemical Oxygen Demand Shaken as 0 | - | 2000 | mg/l | 40.2 | Rainwater and surface water run-off (Low Impact) | Hampshire West | Wastewater from plant washdown, and surface water drainage due to planning restrictions | distillation of neutral spirit with botanicals | Consent | SOUTHINGTON MILL OVERTON WPS
17128 | 4 | Tier 2 Consent | John Dewar And Sons Limited | C/O Bacardi-Martini Limited | 2 Royal Court | Kings Worthy | Winchester | Hampshire | SO23 7TW | LAVERSTOKE MILL | LONDON ROAD | - | WHITCHURCH | HA | RG28 7NR | 2017-10-01 | 41 | 1.5 | at all times | OVERTON WTW | London Road | Nitrogen Ammoniacal as N | - | 10 | mg/l | 40.2 | Rainwater and surface water run-off (Low Impact) | Hampshire West | Wastewater from plant washdown, and surface water drainage due to planning restrictions | distillation of neutral spirit with botanicals | Consent | SOUTHINGTON MILL OVERTON WPS
17128 | 4 | Tier 2 Consent | John Dewar And Sons Limited | C/O Bacardi-Martini Limited | 2 Royal Court | Kings Worthy | Winchester | Hampshire | SO23 7TW | LAVERSTOKE MILL | LONDON ROAD | - | WHITCHURCH | HA | RG28 7NR | 2017-10-01 | 41 | 1.5 | at all times | OVERTON WTW | London Road | pH | 6 | 10 | pH Units | 40.2 | Rainwater and surface water run-off (Low Impact) | Hampshire West | Wastewater from plant washdown, and surface water drainage due to planning restrictions | distillation of neutral spirit with botanicals | Consent | SOUTHINGTON MILL OVERTON WPS
17128 | 4 | Tier 2 Consent | John Dewar And Sons Limited | C/O Bacardi-Martini Limited | 2 Royal Court | Kings Worthy | Winchester | Hampshire | SO23 7TW | LAVERSTOKE MILL | LONDON ROAD | - | WHITCHURCH | HA | RG28 7NR | 2017-10-01 | 41 | 1.5 | at all times | OVERTON WTW | London Road | Solids Suspended 105 Degrees C | - | 400 | mg/l | 40.2 | Rainwater and surface water run-off (Low Impact) | Hampshire West | Wastewater from plant washdown, and surface water drainage due to planning restrictions | distillation of neutral spirit with botanicals | Consent | SOUTHINGTON MILL OVERTON WPS
17131 | 2 | Tier 2 Consent | Iron Pier Brewery Limited | Units 6 & 7 | May Avenue Industrial Estate | Northfleet | Gravesend | - | DA11 8RU | 7 | MAY AVENUE | - | GRAVESEND | KE | DA11 8RH | 2017-11-01 | 4 | 3 | at all times | GRAVESEND WTW | May Avenue | Chemical Oxygen Demand Shaken as 0 | - | 5000 | mg/l | 1.3 | Alcoholic beverages (Low Impact) | Kent West | washdown, cleansing process from brewing operation | microbrewery | Consent | -
17131 | 2 | Tier 2 Consent | Iron Pier Brewery Limited | Units 6 & 7 | May Avenue Industrial Estate | Northfleet | Gravesend | - | DA11 8RU | 7 | MAY AVENUE | - | GRAVESEND | KE | DA11 8RH | 2017-11-01 | 4 | 3 | at all times | GRAVESEND WTW | May Avenue | pH | 6 | 10 | pH Units | 1.3 | Alcoholic beverages (Low Impact) | Kent West | washdown, cleansing process from brewing operation | microbrewery | Consent | -
17131 | 2 | Tier 2 Consent | Iron Pier Brewery Limited | Units 6 & 7 | May Avenue Industrial Estate | Northfleet | Gravesend | - | DA11 8RU | 7 | MAY AVENUE | - | GRAVESEND | KE | DA11 8RH | 2017-11-01 | 4 | 3 | at all times | GRAVESEND WTW | May Avenue | Solids Suspended 105 Degrees C | - | 1000 | mg/l | 1.3 | Alcoholic beverages (Low Impact) | Kent West | washdown, cleansing process from brewing operation | microbrewery | Consent | -
17134 | 1 | Low Risk Consent | Paxton Access Limited | Paxton House | HOME FARM ROAD | - | Brighton | East Sussex | BN1 9HU | 53 | BRAMPTON ROAD |  | EASTBOURNE | SE | BN22 9AF | 2017-10-10 | 1 | 1 | 08:00 To 17:00 | EASTBOURNE WTW | Brampton Road | Chemical Oxygen Demand Shaken as 0 | - | 800 | mg/l | 39.1 | Air compressor condensate | Sussex East | Waste water from compressor condensate | Manufacture & packing of electronic acce | Consent | Pre Market Reform
17134 | 1 | Low Risk Consent | Paxton Access Limited | Paxton House | HOME FARM ROAD | - | Brighton | East Sussex | BN1 9HU | 53 | BRAMPTON ROAD |  | EASTBOURNE | SE | BN22 9AF | 2017-10-10 | 1 | 1 | 08:00 To 17:00 | EASTBOURNE WTW | Brampton Road | Oil and Grease | - | 200 | mg/l | 39.1 | Air compressor condensate | Sussex East | Waste water from compressor condensate | Manufacture & packing of electronic acce | Consent | Pre Market Reform
17134 | 1 | Low Risk Consent | Paxton Access Limited | Paxton House | HOME FARM ROAD | - | Brighton | East Sussex | BN1 9HU | 53 | BRAMPTON ROAD |  | EASTBOURNE | SE | BN22 9AF | 2017-10-10 | 1 | 1 | 08:00 To 17:00 | EASTBOURNE WTW | Brampton Road | pH | 6 | 10 | pH Units | 39.1 | Air compressor condensate | Sussex East | Waste water from compressor condensate | Manufacture & packing of electronic acce | Consent | Pre Market Reform
17134 | 1 | Low Risk Consent | Paxton Access Limited | Paxton House | HOME FARM ROAD | - | Brighton | East Sussex | BN1 9HU | 53 | BRAMPTON ROAD |  | EASTBOURNE | SE | BN22 9AF | 2017-10-10 | 1 | 1 | 08:00 To 17:00 | EASTBOURNE WTW | Brampton Road | Solids Suspended 105 Degrees C | - | 400 | mg/l | 39.1 | Air compressor condensate | Sussex East | Waste water from compressor condensate | Manufacture & packing of electronic acce | Consent | Pre Market Reform
17140 | 4 | Tier 1 Consent | Sunmagic Juices Limited |  | 95 CAMBERWELL STATION ROAD |  | LONDON |  | SE5 9JJ | JOHNSONS FRESH PRODUCTS LTD | BIDDENDEN ROAD | - | HEADCORN | KE | TN27 9LW | 2017-11-01 | 100 | 3 | At all times | HEADCORN WTW | Biddenden Road | Biochemical Oxygen Demand 5 day+ATU as 0 | - | 25 | mg/l | 9.1 | Food/drink processing - high sugar/prepared meals | Kent East | Secondary treated sewage effluent and process effluent from a MBR plant | Manufacture and bottling of fruit & vegetable juice & smoothies | Consent | MOAT ROAD HEADCORN NEW WPS
17140 | 4 | Tier 1 Consent | Sunmagic Juices Limited |  | 95 CAMBERWELL STATION ROAD |  | LONDON |  | SE5 9JJ | JOHNSONS FRESH PRODUCTS LTD | BIDDENDEN ROAD | - | HEADCORN | KE | TN27 9LW | 2017-11-01 | 100 | 3 | At all times | HEADCORN WTW | Biddenden Road | Chemical Oxygen Demand Shaken as 0 | - | 100 | mg/l | 9.1 | Food/drink processing - high sugar/prepared meals | Kent East | Secondary treated sewage effluent and process effluent from a MBR plant | Manufacture and bottling of fruit & vegetable juice & smoothies | Consent | MOAT ROAD HEADCORN NEW WPS
17140 | 4 | Tier 1 Consent | Sunmagic Juices Limited |  | 95 CAMBERWELL STATION ROAD |  | LONDON |  | SE5 9JJ | JOHNSONS FRESH PRODUCTS LTD | BIDDENDEN ROAD | - | HEADCORN | KE | TN27 9LW | 2017-11-01 | 100 | 3 | At all times | HEADCORN WTW | Biddenden Road | Iron Total | - | 2 | ug/l | 9.1 | Food/drink processing - high sugar/prepared meals | Kent East | Secondary treated sewage effluent and process effluent from a MBR plant | Manufacture and bottling of fruit & vegetable juice & smoothies | Consent | MOAT ROAD HEADCORN NEW WPS
17140 | 4 | Tier 1 Consent | Sunmagic Juices Limited |  | 95 CAMBERWELL STATION ROAD |  | LONDON |  | SE5 9JJ | JOHNSONS FRESH PRODUCTS LTD | BIDDENDEN ROAD | - | HEADCORN | KE | TN27 9LW | 2017-11-01 | 100 | 3 | At all times | HEADCORN WTW | Biddenden Road | Nitrogen Ammoniacal as N | - | 5 | mg/l | 9.1 | Food/drink processing - high sugar/prepared meals | Kent East | Secondary treated sewage effluent and process effluent from a MBR plant | Manufacture and bottling of fruit & vegetable juice & smoothies | Consent | MOAT ROAD HEADCORN NEW WPS
17140 | 4 | Tier 1 Consent | Sunmagic Juices Limited |  | 95 CAMBERWELL STATION ROAD |  | LONDON |  | SE5 9JJ | JOHNSONS FRESH PRODUCTS LTD | BIDDENDEN ROAD | - | HEADCORN | KE | TN27 9LW | 2017-11-01 | 100 | 3 | At all times | HEADCORN WTW | Biddenden Road | Oil and Grease | - | 50 | mg/l | 9.1 | Food/drink processing - high sugar/prepared meals | Kent East | Secondary treated sewage effluent and process effluent from a MBR plant | Manufacture and bottling of fruit & vegetable juice & smoothies | Consent | MOAT ROAD HEADCORN NEW WPS
17140 | 4 | Tier 1 Consent | Sunmagic Juices Limited |  | 95 CAMBERWELL STATION ROAD |  | LONDON |  | SE5 9JJ | JOHNSONS FRESH PRODUCTS LTD | BIDDENDEN ROAD | - | HEADCORN | KE | TN27 9LW | 2017-11-01 | 100 | 3 | At all times | HEADCORN WTW | Biddenden Road | pH | 6 | 10 | pH Units | 9.1 | Food/drink processing - high sugar/prepared meals | Kent East | Secondary treated sewage effluent and process effluent from a MBR plant | Manufacture and bottling of fruit & vegetable juice & smoothies | Consent | MOAT ROAD HEADCORN NEW WPS
17140 | 4 | Tier 1 Consent | Sunmagic Juices Limited |  | 95 CAMBERWELL STATION ROAD |  | LONDON |  | SE5 9JJ | JOHNSONS FRESH PRODUCTS LTD | BIDDENDEN ROAD | - | HEADCORN | KE | TN27 9LW | 2017-11-01 | 100 | 3 | At all times | HEADCORN WTW | Biddenden Road | Phosphate Total as P. | - | 2 | mg/l | 9.1 | Food/drink processing - high sugar/prepared meals | Kent East | Secondary treated sewage effluent and process effluent from a MBR plant | Manufacture and bottling of fruit & vegetable juice & smoothies | Consent | MOAT ROAD HEADCORN NEW WPS
17140 | 4 | Tier 1 Consent | Sunmagic Juices Limited |  | 95 CAMBERWELL STATION ROAD |  | LONDON |  | SE5 9JJ | JOHNSONS FRESH PRODUCTS LTD | BIDDENDEN ROAD | - | HEADCORN | KE | TN27 9LW | 2017-11-01 | 100 | 3 | At all times | HEADCORN WTW | Biddenden Road | Solids Suspended 105 Degrees C | - | 20 | mg/l | 9.1 | Food/drink processing - high sugar/prepared meals | Kent East | Secondary treated sewage effluent and process effluent from a MBR plant | Manufacture and bottling of fruit & vegetable juice & smoothies | Consent | MOAT ROAD HEADCORN NEW WPS
17140 | 4 | Tier 1 Consent | Sunmagic Juices Limited |  | 95 CAMBERWELL STATION ROAD |  | LONDON |  | SE5 9JJ | JOHNSONS FRESH PRODUCTS LTD | BIDDENDEN ROAD | - | HEADCORN | KE | TN27 9LW | 2017-11-01 | 100 | 3 | At all times | HEADCORN WTW | Biddenden Road | Sulphate as S04 | - | 500 | mg/l | 9.1 | Food/drink processing - high sugar/prepared meals | Kent East | Secondary treated sewage effluent and process effluent from a MBR plant | Manufacture and bottling of fruit & vegetable juice & smoothies | Consent | MOAT ROAD HEADCORN NEW WPS
17141 | 3 | Tier 2 Consent | Prinova Solutions Europe Limited | 10 | Aldergate Street |  | London |  | EC1A 4HJ | 6 UNIT | PRIORY PARK |  | AYLESFORD | KE | ME20 7PP | 2017-11-01 | 10 | 1 | at all times | AYLESFORD WTW | Priory Park Mills Road | Chemical Oxygen Demand Shaken as 0 | - | 6000 | mg/l | 9.2 | Food processing - General | Kent West | Water is used on site for cleaning purposes only. All cleaning is conducted according to SOP in line with user guides provided by the suppliers of the cleaning chemicals used. | Prinova Solutions Europe Ltd is a manufacturer of nutritional premixes which take the form of both powder and oily blends of ingredients including, but not limited to, Vitamins, Minerals, Amino Acids and other functional ingredients. Their products are sold to customers in many industries, with the most common applications being within the Food, Infant food, Beverage and Sports & Lifestyle Nutrition industries. They also manufacture and pack sport nutrition dry powder blends in tubs and pouches. | Consent | -
17141 | 3 | Tier 2 Consent | Prinova Solutions Europe Limited | 10 | Aldergate Street |  | London |  | EC1A 4HJ | 6 UNIT | PRIORY PARK |  | AYLESFORD | KE | ME20 7PP | 2017-11-01 | 10 | 1 | at all times | AYLESFORD WTW | Priory Park Mills Road | Chromium Total mg/l | - | 0.1 | ug/l | 9.2 | Food processing - General | Kent West | Water is used on site for cleaning purposes only. All cleaning is conducted according to SOP in line with user guides provided by the suppliers of the cleaning chemicals used. | Prinova Solutions Europe Ltd is a manufacturer of nutritional premixes which take the form of both powder and oily blends of ingredients including, but not limited to, Vitamins, Minerals, Amino Acids and other functional ingredients. Their products are sold to customers in many industries, with the most common applications being within the Food, Infant food, Beverage and Sports & Lifestyle Nutrition industries. They also manufacture and pack sport nutrition dry powder blends in tubs and pouches. | Consent | -
17141 | 3 | Tier 2 Consent | Prinova Solutions Europe Limited | 10 | Aldergate Street |  | London |  | EC1A 4HJ | 6 UNIT | PRIORY PARK |  | AYLESFORD | KE | ME20 7PP | 2017-11-01 | 10 | 1 | at all times | AYLESFORD WTW | Priory Park Mills Road | Copper Total | - | 1 | ug/l | 9.2 | Food processing - General | Kent West | Water is used on site for cleaning purposes only. All cleaning is conducted according to SOP in line with user guides provided by the suppliers of the cleaning chemicals used. | Prinova Solutions Europe Ltd is a manufacturer of nutritional premixes which take the form of both powder and oily blends of ingredients including, but not limited to, Vitamins, Minerals, Amino Acids and other functional ingredients. Their products are sold to customers in many industries, with the most common applications being within the Food, Infant food, Beverage and Sports & Lifestyle Nutrition industries. They also manufacture and pack sport nutrition dry powder blends in tubs and pouches. | Consent | -
17141 | 3 | Tier 2 Consent | Prinova Solutions Europe Limited | 10 | Aldergate Street |  | London |  | EC1A 4HJ | 6 UNIT | PRIORY PARK |  | AYLESFORD | KE | ME20 7PP | 2017-11-01 | 10 | 1 | at all times | AYLESFORD WTW | Priory Park Mills Road | Lead Total | - | 0.1 | ug/l | 9.2 | Food processing - General | Kent West | Water is used on site for cleaning purposes only. All cleaning is conducted according to SOP in line with user guides provided by the suppliers of the cleaning chemicals used. | Prinova Solutions Europe Ltd is a manufacturer of nutritional premixes which take the form of both powder and oily blends of ingredients including, but not limited to, Vitamins, Minerals, Amino Acids and other functional ingredients. Their products are sold to customers in many industries, with the most common applications being within the Food, Infant food, Beverage and Sports & Lifestyle Nutrition industries. They also manufacture and pack sport nutrition dry powder blends in tubs and pouches. | Consent | -
17141 | 3 | Tier 2 Consent | Prinova Solutions Europe Limited | 10 | Aldergate Street |  | London |  | EC1A 4HJ | 6 UNIT | PRIORY PARK |  | AYLESFORD | KE | ME20 7PP | 2017-11-01 | 10 | 1 | at all times | AYLESFORD WTW | Priory Park Mills Road | Nickel Total | - | 0.1 | ug/l | 9.2 | Food processing - General | Kent West | Water is used on site for cleaning purposes only. All cleaning is conducted according to SOP in line with user guides provided by the suppliers of the cleaning chemicals used. | Prinova Solutions Europe Ltd is a manufacturer of nutritional premixes which take the form of both powder and oily blends of ingredients including, but not limited to, Vitamins, Minerals, Amino Acids and other functional ingredients. Their products are sold to customers in many industries, with the most common applications being within the Food, Infant food, Beverage and Sports & Lifestyle Nutrition industries. They also manufacture and pack sport nutrition dry powder blends in tubs and pouches. | Consent | -
17141 | 3 | Tier 2 Consent | Prinova Solutions Europe Limited | 10 | Aldergate Street |  | London |  | EC1A 4HJ | 6 UNIT | PRIORY PARK |  | AYLESFORD | KE | ME20 7PP | 2017-11-01 | 10 | 1 | at all times | AYLESFORD WTW | Priory Park Mills Road | Nitrogen Ammoniacal as N | - | 50 | mg/l | 9.2 | Food processing - General | Kent West | Water is used on site for cleaning purposes only. All cleaning is conducted according to SOP in line with user guides provided by the suppliers of the cleaning chemicals used. | Prinova Solutions Europe Ltd is a manufacturer of nutritional premixes which take the form of both powder and oily blends of ingredients including, but not limited to, Vitamins, Minerals, Amino Acids and other functional ingredients. Their products are sold to customers in many industries, with the most common applications being within the Food, Infant food, Beverage and Sports & Lifestyle Nutrition industries. They also manufacture and pack sport nutrition dry powder blends in tubs and pouches. | Consent | -
17141 | 3 | Tier 2 Consent | Prinova Solutions Europe Limited | 10 | Aldergate Street |  | London |  | EC1A 4HJ | 6 UNIT | PRIORY PARK |  | AYLESFORD | KE | ME20 7PP | 2017-11-01 | 10 | 1 | at all times | AYLESFORD WTW | Priory Park Mills Road | Oil and Grease | - | 200 | mg/l | 9.2 | Food processing - General | Kent West | Water is used on site for cleaning purposes only. All cleaning is conducted according to SOP in line with user guides provided by the suppliers of the cleaning chemicals used. | Prinova Solutions Europe Ltd is a manufacturer of nutritional premixes which take the form of both powder and oily blends of ingredients including, but not limited to, Vitamins, Minerals, Amino Acids and other functional ingredients. Their products are sold to customers in many industries, with the most common applications being within the Food, Infant food, Beverage and Sports & Lifestyle Nutrition industries. They also manufacture and pack sport nutrition dry powder blends in tubs and pouches. | Consent | -
17141 | 3 | Tier 2 Consent | Prinova Solutions Europe Limited | 10 | Aldergate Street |  | London |  | EC1A 4HJ | 6 UNIT | PRIORY PARK |  | AYLESFORD | KE | ME20 7PP | 2017-11-01 | 10 | 1 | at all times | AYLESFORD WTW | Priory Park Mills Road | pH | 6 | 10 | pH Units | 9.2 | Food processing - General | Kent West | Water is used on site for cleaning purposes only. All cleaning is conducted according to SOP in line with user guides provided by the suppliers of the cleaning chemicals used. | Prinova Solutions Europe Ltd is a manufacturer of nutritional premixes which take the form of both powder and oily blends of ingredients including, but not limited to, Vitamins, Minerals, Amino Acids and other functional ingredients. Their products are sold to customers in many industries, with the most common applications being within the Food, Infant food, Beverage and Sports & Lifestyle Nutrition industries. They also manufacture and pack sport nutrition dry powder blends in tubs and pouches. | Consent | -
17141 | 3 | Tier 2 Consent | Prinova Solutions Europe Limited | 10 | Aldergate Street |  | London |  | EC1A 4HJ | 6 UNIT | PRIORY PARK |  | AYLESFORD | KE | ME20 7PP | 2017-11-01 | 10 | 1 | at all times | AYLESFORD WTW | Priory Park Mills Road | Solids Suspended 105 Degrees C | - | 2000 | mg/l | 9.2 | Food processing - General | Kent West | Water is used on site for cleaning purposes only. All cleaning is conducted according to SOP in line with user guides provided by the suppliers of the cleaning chemicals used. | Prinova Solutions Europe Ltd is a manufacturer of nutritional premixes which take the form of both powder and oily blends of ingredients including, but not limited to, Vitamins, Minerals, Amino Acids and other functional ingredients. Their products are sold to customers in many industries, with the most common applications being within the Food, Infant food, Beverage and Sports & Lifestyle Nutrition industries. They also manufacture and pack sport nutrition dry powder blends in tubs and pouches. | Consent | -
17141 | 3 | Tier 2 Consent | Prinova Solutions Europe Limited | 10 | Aldergate Street |  | London |  | EC1A 4HJ | 6 UNIT | PRIORY PARK |  | AYLESFORD | KE | ME20 7PP | 2017-11-01 | 10 | 1 | at all times | AYLESFORD WTW | Priory Park Mills Road | Zinc Total mg/l | - | 5 | ug/l | 9.2 | Food processing - General | Kent West | Water is used on site for cleaning purposes only. All cleaning is conducted according to SOP in line with user guides provided by the suppliers of the cleaning chemicals used. | Prinova Solutions Europe Ltd is a manufacturer of nutritional premixes which take the form of both powder and oily blends of ingredients including, but not limited to, Vitamins, Minerals, Amino Acids and other functional ingredients. Their products are sold to customers in many industries, with the most common applications being within the Food, Infant food, Beverage and Sports & Lifestyle Nutrition industries. They also manufacture and pack sport nutrition dry powder blends in tubs and pouches. | Consent | -
17143 | 1 | Low Risk Consent | AFI-Uplift Limited | 2nd Floor West Wing Diamond House | Diamond Business Park | Thorness Moor Road | Wakefield | West Yorkshire | WF2 8PT | Site A2 | MARCHWOOD INDUSTRIAL PARK | - | SOUTHAMPTON | HA | SO40 4PB | 2017-10-31 | 2 | 1 | 08:00 To 17:00 | SLOWHILL COPSE MARCHWOOD WTW | north road | Chemical Oxygen Demand Shaken as 0 | - | 1000 | mg/l | 31.3 | Vehicle and plant washing (Low Impact) | Hampshire West | washing of vehicles plant and machinery and contaminated surface water. | sale, hire and maintenance of powered ac | Consent | Pre Market Reform
17143 | 1 | Low Risk Consent | AFI-Uplift Limited | 2nd Floor West Wing Diamond House | Diamond Business Park | Thorness Moor Road | Wakefield | West Yorkshire | WF2 8PT | Site A2 | MARCHWOOD INDUSTRIAL PARK | - | SOUTHAMPTON | HA | SO40 4PB | 2017-10-31 | 2 | 1 | 08:00 To 17:00 | SLOWHILL COPSE MARCHWOOD WTW | north road | Oil and Grease | - | 200 | mg/l | 31.3 | Vehicle and plant washing (Low Impact) | Hampshire West | washing of vehicles plant and machinery and contaminated surface water. | sale, hire and maintenance of powered ac | Consent | Pre Market Reform
17143 | 1 | Low Risk Consent | AFI-Uplift Limited | 2nd Floor West Wing Diamond House | Diamond Business Park | Thorness Moor Road | Wakefield | West Yorkshire | WF2 8PT | Site A2 | MARCHWOOD INDUSTRIAL PARK | - | SOUTHAMPTON | HA | SO40 4PB | 2017-10-31 | 2 | 1 | 08:00 To 17:00 | SLOWHILL COPSE MARCHWOOD WTW | north road | pH | 6 | 10 | pH Units | 31.3 | Vehicle and plant washing (Low Impact) | Hampshire West | washing of vehicles plant and machinery and contaminated surface water. | sale, hire and maintenance of powered ac | Consent | Pre Market Reform
17143 | 1 | Low Risk Consent | AFI-Uplift Limited | 2nd Floor West Wing Diamond House | Diamond Business Park | Thorness Moor Road | Wakefield | West Yorkshire | WF2 8PT | Site A2 | MARCHWOOD INDUSTRIAL PARK | - | SOUTHAMPTON | HA | SO40 4PB | 2017-10-31 | 2 | 1 | 08:00 To 17:00 | SLOWHILL COPSE MARCHWOOD WTW | north road | Solids Suspended 105 Degrees C | - | 400 | mg/l | 31.3 | Vehicle and plant washing (Low Impact) | Hampshire West | washing of vehicles plant and machinery and contaminated surface water. | sale, hire and maintenance of powered ac | Consent | Pre Market Reform
17144 | 1 | Low Risk Consent | Cross Rental (HVAC) Limited | Unit 9 Harewood Farm | London Road | Andover Down | Andover | - | SP11 6LJ | FOREST HOUSE | Unit 12 Queensway | - | NEW MILTON | HA | BH25 5NN | 2017-10-25 | 1 | 2 | 00:00 To 23:59 | MILFORD ROAD PENNINGTON WTW | Queensway Industrial Estate | Chemical Oxygen Demand Shaken as 0 | - | 800 | mg/l | 31.3 | Vehicle and plant washing (Low Impact) | Hampshire West | washing of exterior of industrial chillers/heaters and flushing of evaporator circuit | supply of temporary chiller hire, portab | Consent | -
17144 | 1 | Low Risk Consent | Cross Rental (HVAC) Limited | Unit 9 Harewood Farm | London Road | Andover Down | Andover | - | SP11 6LJ | FOREST HOUSE | Unit 12 Queensway | - | NEW MILTON | HA | BH25 5NN | 2017-10-25 | 1 | 2 | 00:00 To 23:59 | MILFORD ROAD PENNINGTON WTW | Queensway Industrial Estate | pH | 6 | 10 | pH Units | 31.3 | Vehicle and plant washing (Low Impact) | Hampshire West | washing of exterior of industrial chillers/heaters and flushing of evaporator circuit | supply of temporary chiller hire, portab | Consent | -
17144 | 1 | Low Risk Consent | Cross Rental (HVAC) Limited | Unit 9 Harewood Farm | London Road | Andover Down | Andover | - | SP11 6LJ | FOREST HOUSE | Unit 12 Queensway | - | NEW MILTON | HA | BH25 5NN | 2017-10-25 | 1 | 2 | 00:00 To 23:59 | MILFORD ROAD PENNINGTON WTW | Queensway Industrial Estate | Solids Suspended 105 Degrees C | - | 400 | mg/l | 31.3 | Vehicle and plant washing (Low Impact) | Hampshire West | washing of exterior of industrial chillers/heaters and flushing of evaporator circuit | supply of temporary chiller hire, portab | Consent | -
17145 | 4 | Tier 1 Consent | Oil & Pipeline Agency | Oil Fuel Depot | Forton Road |  | Gosport | Ha | PO12 4TH | Oil & Pipeline Agency | Forton Road | - | GOSPORT | HA | PO12 4TH | 2018-04-01 | 1065 | 22 | • 0800 – 1600 hrs 22 l/sec. • 1600 – 2200 hrs 0 l/sec (zero). • 2200 – 0600 hrs 15 l/sec. • 0600 – 0800 hrs 0 l/sec (zero) | PEEL COMMON WTW | Britannia Way mh 9102 | Chemical Oxygen Demand Shaken as 0 | - | 800 | mg/l | 40.1 | Rainwater and surface water run-off (Medium Impact). Fire fighting foam training | Hampshire East | Surface water run off | Storage of oil/petrochemicals in tanks for Royal Navy | Consent | BRITANNIA WAY 1 GOSPORT WPS
17145 | 4 | Tier 1 Consent | Oil & Pipeline Agency | Oil Fuel Depot | Forton Road |  | Gosport | Ha | PO12 4TH | Oil & Pipeline Agency | Forton Road | - | GOSPORT | HA | PO12 4TH | 2018-04-01 | 1065 | 22 | • 0800 – 1600 hrs 22 l/sec. • 1600 – 2200 hrs 0 l/sec (zero). • 2200 – 0600 hrs 15 l/sec. • 0600 – 0800 hrs 0 l/sec (zero) | PEEL COMMON WTW | Britannia Way mh 9102 | Chromium Total mg/l | - | 1 | ug/l | 40.1 | Rainwater and surface water run-off (Medium Impact). Fire fighting foam training | Hampshire East | Surface water run off | Storage of oil/petrochemicals in tanks for Royal Navy | Consent | BRITANNIA WAY 1 GOSPORT WPS
17145 | 4 | Tier 1 Consent | Oil & Pipeline Agency | Oil Fuel Depot | Forton Road |  | Gosport | Ha | PO12 4TH | Oil & Pipeline Agency | Forton Road | - | GOSPORT | HA | PO12 4TH | 2018-04-01 | 1065 | 22 | • 0800 – 1600 hrs 22 l/sec. • 1600 – 2200 hrs 0 l/sec (zero). • 2200 – 0600 hrs 15 l/sec. • 0600 – 0800 hrs 0 l/sec (zero) | PEEL COMMON WTW | Britannia Way mh 9102 | Copper Total | - | 1 | ug/l | 40.1 | Rainwater and surface water run-off (Medium Impact). Fire fighting foam training | Hampshire East | Surface water run off | Storage of oil/petrochemicals in tanks for Royal Navy | Consent | BRITANNIA WAY 1 GOSPORT WPS
17145 | 4 | Tier 1 Consent | Oil & Pipeline Agency | Oil Fuel Depot | Forton Road |  | Gosport | Ha | PO12 4TH | Oil & Pipeline Agency | Forton Road | - | GOSPORT | HA | PO12 4TH | 2018-04-01 | 1065 | 22 | • 0800 – 1600 hrs 22 l/sec. • 1600 – 2200 hrs 0 l/sec (zero). • 2200 – 0600 hrs 15 l/sec. • 0600 – 0800 hrs 0 l/sec (zero) | PEEL COMMON WTW | Britannia Way mh 9102 | Iron Total | - | 10 | ug/l | 40.1 | Rainwater and surface water run-off (Medium Impact). Fire fighting foam training | Hampshire East | Surface water run off | Storage of oil/petrochemicals in tanks for Royal Navy | Consent | BRITANNIA WAY 1 GOSPORT WPS
17145 | 4 | Tier 1 Consent | Oil & Pipeline Agency | Oil Fuel Depot | Forton Road |  | Gosport | Ha | PO12 4TH | Oil & Pipeline Agency | Forton Road | - | GOSPORT | HA | PO12 4TH | 2018-04-01 | 1065 | 22 | • 0800 – 1600 hrs 22 l/sec. • 1600 – 2200 hrs 0 l/sec (zero). • 2200 – 0600 hrs 15 l/sec. • 0600 – 0800 hrs 0 l/sec (zero) | PEEL COMMON WTW | Britannia Way mh 9102 | Lead Total | - | 1 | ug/l | 40.1 | Rainwater and surface water run-off (Medium Impact). Fire fighting foam training | Hampshire East | Surface water run off | Storage of oil/petrochemicals in tanks for Royal Navy | Consent | BRITANNIA WAY 1 GOSPORT WPS
17145 | 4 | Tier 1 Consent | Oil & Pipeline Agency | Oil Fuel Depot | Forton Road |  | Gosport | Ha | PO12 4TH | Oil & Pipeline Agency | Forton Road | - | GOSPORT | HA | PO12 4TH | 2018-04-01 | 1065 | 22 | • 0800 – 1600 hrs 22 l/sec. • 1600 – 2200 hrs 0 l/sec (zero). • 2200 – 0600 hrs 15 l/sec. • 0600 – 0800 hrs 0 l/sec (zero) | PEEL COMMON WTW | Britannia Way mh 9102 | Nickel Total | - | 1 | ug/l | 40.1 | Rainwater and surface water run-off (Medium Impact). Fire fighting foam training | Hampshire East | Surface water run off | Storage of oil/petrochemicals in tanks for Royal Navy | Consent | BRITANNIA WAY 1 GOSPORT WPS
17145 | 4 | Tier 1 Consent | Oil & Pipeline Agency | Oil Fuel Depot | Forton Road |  | Gosport | Ha | PO12 4TH | Oil & Pipeline Agency | Forton Road | - | GOSPORT | HA | PO12 4TH | 2018-04-01 | 1065 | 22 | • 0800 – 1600 hrs 22 l/sec. • 1600 – 2200 hrs 0 l/sec (zero). • 2200 – 0600 hrs 15 l/sec. • 0600 – 0800 hrs 0 l/sec (zero) | PEEL COMMON WTW | Britannia Way mh 9102 | Nitrogen Ammoniacal as N | - | 10 | mg/l | 40.1 | Rainwater and surface water run-off (Medium Impact). Fire fighting foam training | Hampshire East | Surface water run off | Storage of oil/petrochemicals in tanks for Royal Navy | Consent | BRITANNIA WAY 1 GOSPORT WPS
17145 | 4 | Tier 1 Consent | Oil & Pipeline Agency | Oil Fuel Depot | Forton Road |  | Gosport | Ha | PO12 4TH | Oil & Pipeline Agency | Forton Road | - | GOSPORT | HA | PO12 4TH | 2018-04-01 | 1065 | 22 | • 0800 – 1600 hrs 22 l/sec. • 1600 – 2200 hrs 0 l/sec (zero). • 2200 – 0600 hrs 15 l/sec. • 0600 – 0800 hrs 0 l/sec (zero) | PEEL COMMON WTW | Britannia Way mh 9102 | Oil and Grease | - | 200 | mg/l | 40.1 | Rainwater and surface water run-off (Medium Impact). Fire fighting foam training | Hampshire East | Surface water run off | Storage of oil/petrochemicals in tanks for Royal Navy | Consent | BRITANNIA WAY 1 GOSPORT WPS
17145 | 4 | Tier 1 Consent | Oil & Pipeline Agency | Oil Fuel Depot | Forton Road |  | Gosport | Ha | PO12 4TH | Oil & Pipeline Agency | Forton Road | - | GOSPORT | HA | PO12 4TH | 2018-04-01 | 1065 | 22 | • 0800 – 1600 hrs 22 l/sec. • 1600 – 2200 hrs 0 l/sec (zero). • 2200 – 0600 hrs 15 l/sec. • 0600 – 0800 hrs 0 l/sec (zero) | PEEL COMMON WTW | Britannia Way mh 9102 | pH Limit | 6 | 10 |  | 40.1 | Rainwater and surface water run-off (Medium Impact). Fire fighting foam training | Hampshire East | Surface water run off | Storage of oil/petrochemicals in tanks for Royal Navy | Consent | BRITANNIA WAY 1 GOSPORT WPS
17145 | 4 | Tier 1 Consent | Oil & Pipeline Agency | Oil Fuel Depot | Forton Road |  | Gosport | Ha | PO12 4TH | Oil & Pipeline Agency | Forton Road | - | GOSPORT | HA | PO12 4TH | 2018-04-01 | 1065 | 22 | • 0800 – 1600 hrs 22 l/sec. • 1600 – 2200 hrs 0 l/sec (zero). • 2200 – 0600 hrs 15 l/sec. • 0600 – 0800 hrs 0 l/sec (zero) | PEEL COMMON WTW | Britannia Way mh 9102 | Silver Total | - | 1 | ug/l | 40.1 | Rainwater and surface water run-off (Medium Impact). Fire fighting foam training | Hampshire East | Surface water run off | Storage of oil/petrochemicals in tanks for Royal Navy | Consent | BRITANNIA WAY 1 GOSPORT WPS
17145 | 4 | Tier 1 Consent | Oil & Pipeline Agency | Oil Fuel Depot | Forton Road |  | Gosport | Ha | PO12 4TH | Oil & Pipeline Agency | Forton Road | - | GOSPORT | HA | PO12 4TH | 2018-04-01 | 1065 | 22 | • 0800 – 1600 hrs 22 l/sec. • 1600 – 2200 hrs 0 l/sec (zero). • 2200 – 0600 hrs 15 l/sec. • 0600 – 0800 hrs 0 l/sec (zero) | PEEL COMMON WTW | Britannia Way mh 9102 | Solids Suspended 105 Degrees C | - | 400 | mg/l | 40.1 | Rainwater and surface water run-off (Medium Impact). Fire fighting foam training | Hampshire East | Surface water run off | Storage of oil/petrochemicals in tanks for Royal Navy | Consent | BRITANNIA WAY 1 GOSPORT WPS
17145 | 4 | Tier 1 Consent | Oil & Pipeline Agency | Oil Fuel Depot | Forton Road |  | Gosport | Ha | PO12 4TH | Oil & Pipeline Agency | Forton Road | - | GOSPORT | HA | PO12 4TH | 2018-04-01 | 1065 | 22 | • 0800 – 1600 hrs 22 l/sec. • 1600 – 2200 hrs 0 l/sec (zero). • 2200 – 0600 hrs 15 l/sec. • 0600 – 0800 hrs 0 l/sec (zero) | PEEL COMMON WTW | Britannia Way mh 9102 | Tin Total | - | 1000 | ug/l | 40.1 | Rainwater and surface water run-off (Medium Impact). Fire fighting foam training | Hampshire East | Surface water run off | Storage of oil/petrochemicals in tanks for Royal Navy | Consent | BRITANNIA WAY 1 GOSPORT WPS
17145 | 4 | Tier 1 Consent | Oil & Pipeline Agency | Oil Fuel Depot | Forton Road |  | Gosport | Ha | PO12 4TH | Oil & Pipeline Agency | Forton Road | - | GOSPORT | HA | PO12 4TH | 2018-04-01 | 1065 | 22 | • 0800 – 1600 hrs 22 l/sec. • 1600 – 2200 hrs 0 l/sec (zero). • 2200 – 0600 hrs 15 l/sec. • 0600 – 0800 hrs 0 l/sec (zero) | PEEL COMMON WTW | Britannia Way mh 9102 | Zinc Total mg/l | - | 1 | ug/l | 40.1 | Rainwater and surface water run-off (Medium Impact). Fire fighting foam training | Hampshire East | Surface water run off | Storage of oil/petrochemicals in tanks for Royal Navy | Consent | BRITANNIA WAY 1 GOSPORT WPS
17160 | 1 | Low Risk Consent | Royal Mail Group Limited | 185 | Farringdon Road |  | London |  | EC1A 1AA | TONBRIDGE DELIVERY OFFICE | VALE RISE | - | TONBRIDGE | KE | TN9 1AA | 2017-12-29 | 1 | 1 | 00:00 To 23:59 | TONBRIDGE WTW | Woodgate Way | Chemical Oxygen Demand Shaken as 0 | - | 800 | mg/l | 31.2 | Vehicle and plant washing (Low Impact) | Kent West | standard vehicle washing detergent, possible marine salts used in yard area during winter months | Delivery Office and Vehicle Service | Consent | Pre Market Reform
17160 | 1 | Low Risk Consent | Royal Mail Group Limited | 185 | Farringdon Road |  | London |  | EC1A 1AA | TONBRIDGE DELIVERY OFFICE | VALE RISE | - | TONBRIDGE | KE | TN9 1AA | 2017-12-29 | 1 | 1 | 00:00 To 23:59 | TONBRIDGE WTW | Woodgate Way | Oil and Grease | - | 200 | mg/l | 31.2 | Vehicle and plant washing (Low Impact) | Kent West | standard vehicle washing detergent, possible marine salts used in yard area during winter months | Delivery Office and Vehicle Service | Consent | Pre Market Reform
17160 | 1 | Low Risk Consent | Royal Mail Group Limited | 185 | Farringdon Road |  | London |  | EC1A 1AA | TONBRIDGE DELIVERY OFFICE | VALE RISE | - | TONBRIDGE | KE | TN9 1AA | 2017-12-29 | 1 | 1 | 00:00 To 23:59 | TONBRIDGE WTW | Woodgate Way | pH | 6 | 10 | pH Units | 31.2 | Vehicle and plant washing (Low Impact) | Kent West | standard vehicle washing detergent, possible marine salts used in yard area during winter months | Delivery Office and Vehicle Service | Consent | Pre Market Reform
17160 | 1 | Low Risk Consent | Royal Mail Group Limited | 185 | Farringdon Road |  | London |  | EC1A 1AA | TONBRIDGE DELIVERY OFFICE | VALE RISE | - | TONBRIDGE | KE | TN9 1AA | 2017-12-29 | 1 | 1 | 00:00 To 23:59 | TONBRIDGE WTW | Woodgate Way | Solids Suspended 105 Degrees C | - | 400 | mg/l | 31.2 | Vehicle and plant washing (Low Impact) | Kent West | standard vehicle washing detergent, possible marine salts used in yard area during winter months | Delivery Office and Vehicle Service | Consent | Pre Market Reform
17162 | 6 | Tier 1 Consent | Harvey & Son (Lewes) Limited | 6 | Cliffe High Street |  | Lewes | Sussex | BN7 2AH | 6 THE BRIDGE WHARF BREWERY | CLIFFE HIGH STREET | - | LEWES | SE | BN7 2AH | 2017-04-01 | 120 | 5 | 06:00 To 16:00 | NEWHAVEN MAIN WTW | Cliffe High Street | Chemical Oxygen Demand Shaken as 0 | 0 | 11000 | mg/l | 1.1 | Alcoholic beverages (High Impact) | Sussex East | all processes involved in brewing and packaging of beer, CIP | Brewing and packaging of beer | Consent | HAM LANE LEWES NEW WPS
17162 | 6 | Tier 1 Consent | Harvey & Son (Lewes) Limited | 6 | Cliffe High Street |  | Lewes | Sussex | BN7 2AH | 6 THE BRIDGE WHARF BREWERY | CLIFFE HIGH STREET | - | LEWES | SE | BN7 2AH | 2017-04-01 | 120 | 5 | 06:00 To 16:00 | NEWHAVEN MAIN WTW | Cliffe High Street | pH | 6 | 10 | pH Units | 1.1 | Alcoholic beverages (High Impact) | Sussex East | all processes involved in brewing and packaging of beer, CIP | Brewing and packaging of beer | Consent | HAM LANE LEWES NEW WPS
17162 | 6 | Tier 1 Consent | Harvey & Son (Lewes) Limited | 6 | Cliffe High Street |  | Lewes | Sussex | BN7 2AH | 6 THE BRIDGE WHARF BREWERY | CLIFFE HIGH STREET | - | LEWES | SE | BN7 2AH | 2017-04-01 | 120 | 5 | 06:00 To 16:00 | NEWHAVEN MAIN WTW | Cliffe High Street | Solids Suspended 105 Degrees C | 0 | 2000 | mg/l | 1.1 | Alcoholic beverages (High Impact) | Sussex East | all processes involved in brewing and packaging of beer, CIP | Brewing and packaging of beer | Consent | HAM LANE LEWES NEW WPS
17167 | 4 | Tier 2 Consent | Harvey & Son (Lewes) Limited | 6 | Cliffe High Street |  | Lewes | Sussex | BN7 2AH | THE BRIDGE WHARF BREWERY | 6 CLIFFE HIGH STREET |  | LEWES | SE | BN7 2AH | 2017-04-01 | 20 | 2 | At any time | NEWHAVEN MAIN WTW | English Passage | Chemical Oxygen Demand Shaken as 0 | - | 11000 | mg/l | 1.1 | Alcoholic beverages (High Impact) | Sussex East | all processes involved in brewing and packaging of beer, plus CIP (Clean-In-Place). The production of malt sugars from cereal grains, prior to boiling with hots and cooling. Subsequent fermentation and yeast separation before cooling. Packaging of beer to casks, kegs, mini-kegs, bottles and cans. Returnable casks, kegs and bottles are cleaned prior to filling. All processes are subject to daily or weekly cleaning routines. | brewing and packaging of beer | Consent | HAM LANE LEWES NEW WPS
17167 | 4 | Tier 2 Consent | Harvey & Son (Lewes) Limited | 6 | Cliffe High Street |  | Lewes | Sussex | BN7 2AH | THE BRIDGE WHARF BREWERY | 6 CLIFFE HIGH STREET |  | LEWES | SE | BN7 2AH | 2017-04-01 | 20 | 2 | At any time | NEWHAVEN MAIN WTW | English Passage | pH | 6 | 10 | pH Units | 1.1 | Alcoholic beverages (High Impact) | Sussex East | all processes involved in brewing and packaging of beer, plus CIP (Clean-In-Place). The production of malt sugars from cereal grains, prior to boiling with hots and cooling. Subsequent fermentation and yeast separation before cooling. Packaging of beer to casks, kegs, mini-kegs, bottles and cans. Returnable casks, kegs and bottles are cleaned prior to filling. All processes are subject to daily or weekly cleaning routines. | brewing and packaging of beer | Consent | HAM LANE LEWES NEW WPS
17167 | 4 | Tier 2 Consent | Harvey & Son (Lewes) Limited | 6 | Cliffe High Street |  | Lewes | Sussex | BN7 2AH | THE BRIDGE WHARF BREWERY | 6 CLIFFE HIGH STREET |  | LEWES | SE | BN7 2AH | 2017-04-01 | 20 | 2 | At any time | NEWHAVEN MAIN WTW | English Passage | Solids Suspended 105 Degrees C | - | 2000 | mg/l | 1.1 | Alcoholic beverages (High Impact) | Sussex East | all processes involved in brewing and packaging of beer, plus CIP (Clean-In-Place). The production of malt sugars from cereal grains, prior to boiling with hots and cooling. Subsequent fermentation and yeast separation before cooling. Packaging of beer to casks, kegs, mini-kegs, bottles and cans. Returnable casks, kegs and bottles are cleaned prior to filling. All processes are subject to daily or weekly cleaning routines. | brewing and packaging of beer | Consent | HAM LANE LEWES NEW WPS
17169 | 1 | Low Risk Consent | Lidl U.K. GMBH | Lidl House | 14 Kingston Road | - | Surbiton | - | KT5 9NU | Lidl RDC Southampton | Foxes Park | Brownhill Way | Nursling | HA | SO16 0AW | 2018-02-27 | 5 | 0.5 | At any time | MILLBROOK WTW | Brownhill Way | Chemical Oxygen Demand Shaken as 0 | - | 1000 | mg/l | 31.3 | Vehicle and plant washing (Low Impact) | Hampshire West | Water/chemical cleaning of industrial concrete floors and box washing. | Supermarket regional depot centre. | Consent | -
17169 | 1 | Low Risk Consent | Lidl U.K. GMBH | Lidl House | 14 Kingston Road | - | Surbiton | - | KT5 9NU | Lidl RDC Southampton | Foxes Park | Brownhill Way | Nursling | HA | SO16 0AW | 2018-02-27 | 5 | 0.5 | At any time | MILLBROOK WTW | Brownhill Way | Detergents Anionic | - | 100 | mg/l | 31.3 | Vehicle and plant washing (Low Impact) | Hampshire West | Water/chemical cleaning of industrial concrete floors and box washing. | Supermarket regional depot centre. | Consent | -
17169 | 1 | Low Risk Consent | Lidl U.K. GMBH | Lidl House | 14 Kingston Road | - | Surbiton | - | KT5 9NU | Lidl RDC Southampton | Foxes Park | Brownhill Way | Nursling | HA | SO16 0AW | 2018-02-27 | 5 | 0.5 | At any time | MILLBROOK WTW | Brownhill Way | Detergents Non-Ionic | - | 100 | mg/l | 31.3 | Vehicle and plant washing (Low Impact) | Hampshire West | Water/chemical cleaning of industrial concrete floors and box washing. | Supermarket regional depot centre. | Consent | -
17169 | 1 | Low Risk Consent | Lidl U.K. GMBH | Lidl House | 14 Kingston Road | - | Surbiton | - | KT5 9NU | Lidl RDC Southampton | Foxes Park | Brownhill Way | Nursling | HA | SO16 0AW | 2018-02-27 | 5 | 0.5 | At any time | MILLBROOK WTW | Brownhill Way | Oil and Grease | - | 200 | mg/l | 31.3 | Vehicle and plant washing (Low Impact) | Hampshire West | Water/chemical cleaning of industrial concrete floors and box washing. | Supermarket regional depot centre. | Consent | -
17169 | 1 | Low Risk Consent | Lidl U.K. GMBH | Lidl House | 14 Kingston Road | - | Surbiton | - | KT5 9NU | Lidl RDC Southampton | Foxes Park | Brownhill Way | Nursling | HA | SO16 0AW | 2018-02-27 | 5 | 0.5 | At any time | MILLBROOK WTW | Brownhill Way | pH | 6 | 10 | pH Units | 31.3 | Vehicle and plant washing (Low Impact) | Hampshire West | Water/chemical cleaning of industrial concrete floors and box washing. | Supermarket regional depot centre. | Consent | -
17169 | 1 | Low Risk Consent | Lidl U.K. GMBH | Lidl House | 14 Kingston Road | - | Surbiton | - | KT5 9NU | Lidl RDC Southampton | Foxes Park | Brownhill Way | Nursling | HA | SO16 0AW | 2018-02-27 | 5 | 0.5 | At any time | MILLBROOK WTW | Brownhill Way | Solids Suspended 105 Degrees C | - | 400 | mg/l | 31.3 | Vehicle and plant washing (Low Impact) | Hampshire West | Water/chemical cleaning of industrial concrete floors and box washing. | Supermarket regional depot centre. | Consent | -
17173 | 1 | Tier 2 Consent | John Gosnell & Company,Limited | Unit F | Malling Brooks | Brooks Road | Lewes | East Sussex | BN7 2QG | UNIT F | Brooks Road | - | LEWES | SE | BN7 2BY | 2018-03-01 | 4 | 2 | 8am to 5pm Monday to Friday | NEWHAVEN MAIN WTW | see site map | Chemical Oxygen Demand Shaken as 0 | - | 800 | mg/l | 27.1 | Soap, detergents, toiletries and cleaning products | Sussex East | Toileteries/ cosmetics/ candles etc.Trade effluent arises when manufacturing equipment, filling equipment and finished product storage containers are washed. Food/pharmaceutical: traed effluent arises when process/blending equipment and filling equipment are washed. | Manufacture of toiletries, cosmetics, candles and associated products. Blending and packaging of cosmetics, food and pharmaceutical ingredients | Consent | -
17173 | 1 | Tier 2 Consent | John Gosnell & Company,Limited | Unit F | Malling Brooks | Brooks Road | Lewes | East Sussex | BN7 2QG | UNIT F | Brooks Road | - | LEWES | SE | BN7 2BY | 2018-03-01 | 4 | 2 | 8am to 5pm Monday to Friday | NEWHAVEN MAIN WTW | see site map | Detergents Anionic | - | 50 | mg/l | 27.1 | Soap, detergents, toiletries and cleaning products | Sussex East | Toileteries/ cosmetics/ candles etc.Trade effluent arises when manufacturing equipment, filling equipment and finished product storage containers are washed. Food/pharmaceutical: traed effluent arises when process/blending equipment and filling equipment are washed. | Manufacture of toiletries, cosmetics, candles and associated products. Blending and packaging of cosmetics, food and pharmaceutical ingredients | Consent | -
17173 | 1 | Tier 2 Consent | John Gosnell & Company,Limited | Unit F | Malling Brooks | Brooks Road | Lewes | East Sussex | BN7 2QG | UNIT F | Brooks Road | - | LEWES | SE | BN7 2BY | 2018-03-01 | 4 | 2 | 8am to 5pm Monday to Friday | NEWHAVEN MAIN WTW | see site map | Detergents Cationic | - | 50 | - | 27.1 | Soap, detergents, toiletries and cleaning products | Sussex East | Toileteries/ cosmetics/ candles etc.Trade effluent arises when manufacturing equipment, filling equipment and finished product storage containers are washed. Food/pharmaceutical: traed effluent arises when process/blending equipment and filling equipment are washed. | Manufacture of toiletries, cosmetics, candles and associated products. Blending and packaging of cosmetics, food and pharmaceutical ingredients | Consent | -
17173 | 1 | Tier 2 Consent | John Gosnell & Company,Limited | Unit F | Malling Brooks | Brooks Road | Lewes | East Sussex | BN7 2QG | UNIT F | Brooks Road | - | LEWES | SE | BN7 2BY | 2018-03-01 | 4 | 2 | 8am to 5pm Monday to Friday | NEWHAVEN MAIN WTW | see site map | Detergents Non-Ionic | - | 50 | mg/l | 27.1 | Soap, detergents, toiletries and cleaning products | Sussex East | Toileteries/ cosmetics/ candles etc.Trade effluent arises when manufacturing equipment, filling equipment and finished product storage containers are washed. Food/pharmaceutical: traed effluent arises when process/blending equipment and filling equipment are washed. | Manufacture of toiletries, cosmetics, candles and associated products. Blending and packaging of cosmetics, food and pharmaceutical ingredients | Consent | -
17173 | 1 | Tier 2 Consent | John Gosnell & Company,Limited | Unit F | Malling Brooks | Brooks Road | Lewes | East Sussex | BN7 2QG | UNIT F | Brooks Road | - | LEWES | SE | BN7 2BY | 2018-03-01 | 4 | 2 | 8am to 5pm Monday to Friday | NEWHAVEN MAIN WTW | see site map | Oil and Grease | - | 200 | mg/l | 27.1 | Soap, detergents, toiletries and cleaning products | Sussex East | Toileteries/ cosmetics/ candles etc.Trade effluent arises when manufacturing equipment, filling equipment and finished product storage containers are washed. Food/pharmaceutical: traed effluent arises when process/blending equipment and filling equipment are washed. | Manufacture of toiletries, cosmetics, candles and associated products. Blending and packaging of cosmetics, food and pharmaceutical ingredients | Consent | -
17173 | 1 | Tier 2 Consent | John Gosnell & Company,Limited | Unit F | Malling Brooks | Brooks Road | Lewes | East Sussex | BN7 2QG | UNIT F | Brooks Road | - | LEWES | SE | BN7 2BY | 2018-03-01 | 4 | 2 | 8am to 5pm Monday to Friday | NEWHAVEN MAIN WTW | see site map | pH | 6 | 10 | pH Units | 27.1 | Soap, detergents, toiletries and cleaning products | Sussex East | Toileteries/ cosmetics/ candles etc.Trade effluent arises when manufacturing equipment, filling equipment and finished product storage containers are washed. Food/pharmaceutical: traed effluent arises when process/blending equipment and filling equipment are washed. | Manufacture of toiletries, cosmetics, candles and associated products. Blending and packaging of cosmetics, food and pharmaceutical ingredients | Consent | -
17173 | 1 | Tier 2 Consent | John Gosnell & Company,Limited | Unit F | Malling Brooks | Brooks Road | Lewes | East Sussex | BN7 2QG | UNIT F | Brooks Road | - | LEWES | SE | BN7 2BY | 2018-03-01 | 4 | 2 | 8am to 5pm Monday to Friday | NEWHAVEN MAIN WTW | see site map | Solids Suspended 105 Degrees C | - | 400 | mg/l | 27.1 | Soap, detergents, toiletries and cleaning products | Sussex East | Toileteries/ cosmetics/ candles etc.Trade effluent arises when manufacturing equipment, filling equipment and finished product storage containers are washed. Food/pharmaceutical: traed effluent arises when process/blending equipment and filling equipment are washed. | Manufacture of toiletries, cosmetics, candles and associated products. Blending and packaging of cosmetics, food and pharmaceutical ingredients | Consent | -
17173 | 1 | Tier 2 Consent | John Gosnell & Company,Limited | Unit F | Malling Brooks | Brooks Road | Lewes | East Sussex | BN7 2QG | UNIT F | Brooks Road | - | LEWES | SE | BN7 2BY | 2018-03-01 | 4 | 2 | 8am to 5pm Monday to Friday | NEWHAVEN MAIN WTW | see site map | Sulphate as S04 | - | 500 | mg/l | 27.1 | Soap, detergents, toiletries and cleaning products | Sussex East | Toileteries/ cosmetics/ candles etc.Trade effluent arises when manufacturing equipment, filling equipment and finished product storage containers are washed. Food/pharmaceutical: traed effluent arises when process/blending equipment and filling equipment are washed. | Manufacture of toiletries, cosmetics, candles and associated products. Blending and packaging of cosmetics, food and pharmaceutical ingredients | Consent | -
17174 | 1 | Low Risk Consent | Mark Kelly | 14 | Oakdene Close | Mileoak | Brighton | - | BN41 2RN | THE CHALK PIT | MILE OAK ROAD | - | BRIGHTON | SE | BN41 2RB | 2018-01-08 | 0.5 | 0.01 | 08:00 To 17:00 | PEACEHAVEN WTW | Mileoak Road | Chemical Oxygen Demand Shaken as 0 | - | 800 | mg/l | 36.1 | Refuse containers (Wheelie bins / low risk commercial) | Sussex East | Filtered effluent in van process | Mobile wheelie Bin Washing discharges | Consent | Pre Market Reform
17174 | 1 | Low Risk Consent | Mark Kelly | 14 | Oakdene Close | Mileoak | Brighton | - | BN41 2RN | THE CHALK PIT | MILE OAK ROAD | - | BRIGHTON | SE | BN41 2RB | 2018-01-08 | 0.5 | 0.01 | 08:00 To 17:00 | PEACEHAVEN WTW | Mileoak Road | Oil and Grease | - | 200 | mg/l | 36.1 | Refuse containers (Wheelie bins / low risk commercial) | Sussex East | Filtered effluent in van process | Mobile wheelie Bin Washing discharges | Consent | Pre Market Reform
17174 | 1 | Low Risk Consent | Mark Kelly | 14 | Oakdene Close | Mileoak | Brighton | - | BN41 2RN | THE CHALK PIT | MILE OAK ROAD | - | BRIGHTON | SE | BN41 2RB | 2018-01-08 | 0.5 | 0.01 | 08:00 To 17:00 | PEACEHAVEN WTW | Mileoak Road | pH | 6 | 10 | pH Units | 36.1 | Refuse containers (Wheelie bins / low risk commercial) | Sussex East | Filtered effluent in van process | Mobile wheelie Bin Washing discharges | Consent | Pre Market Reform
17174 | 1 | Low Risk Consent | Mark Kelly | 14 | Oakdene Close | Mileoak | Brighton | - | BN41 2RN | THE CHALK PIT | MILE OAK ROAD | - | BRIGHTON | SE | BN41 2RB | 2018-01-08 | 0.5 | 0.01 | 08:00 To 17:00 | PEACEHAVEN WTW | Mileoak Road | Solids Suspended 105 Degrees C | - | 400 | mg/l | 36.1 | Refuse containers (Wheelie bins / low risk commercial) | Sussex East | Filtered effluent in van process | Mobile wheelie Bin Washing discharges | Consent | Pre Market Reform
17174 | 1 | Low Risk Consent | Mark Kelly | 14 | Oakdene Close | Mileoak | Brighton | - | BN41 2RN | THE CHALK PIT | MILE OAK ROAD | - | BRIGHTON | SE | BN41 2RB | 2018-01-08 | 0.5 | 0.01 | 08:00 To 17:00 | PEACEHAVEN WTW | Mileoak Road | Sulphate as S04 | - | 500 | mg/l | 36.1 | Refuse containers (Wheelie bins / low risk commercial) | Sussex East | Filtered effluent in van process | Mobile wheelie Bin Washing discharges | Consent | Pre Market Reform
17175 | 1 | Low Risk Consent | Lidl U.K. GMBH | Lidl House | 14 Kingston Road | - | Surbiton | - | KT5 9NU | Lidl Northfleet RDC | CRETE HALL ROAD | Northfleet | GRAVESEND | KE | DA11 9BU | 2018-01-09 | 5 | 7 | 00:00 To 23:59 | NORTHFLEET WTW | corner of Crete hall and Rosherville way | Chemical Oxygen Demand Shaken as 0 | - | 1000 | mg/l | 31.3 | Vehicle and plant washing (Low Impact) | Kent West | container washing and floor washing | Regional Distribution Centre warehouse | Consent | Pre Market Reform
17175 | 1 | Low Risk Consent | Lidl U.K. GMBH | Lidl House | 14 Kingston Road | - | Surbiton | - | KT5 9NU | Lidl Northfleet RDC | CRETE HALL ROAD | Northfleet | GRAVESEND | KE | DA11 9BU | 2018-01-09 | 5 | 7 | 00:00 To 23:59 | NORTHFLEET WTW | corner of Crete hall and Rosherville way | Oil and Grease | - | 200 | mg/l | 31.3 | Vehicle and plant washing (Low Impact) | Kent West | container washing and floor washing | Regional Distribution Centre warehouse | Consent | Pre Market Reform
17175 | 1 | Low Risk Consent | Lidl U.K. GMBH | Lidl House | 14 Kingston Road | - | Surbiton | - | KT5 9NU | Lidl Northfleet RDC | CRETE HALL ROAD | Northfleet | GRAVESEND | KE | DA11 9BU | 2018-01-09 | 5 | 7 | 00:00 To 23:59 | NORTHFLEET WTW | corner of Crete hall and Rosherville way | pH | 6 | 10 | pH Units | 31.3 | Vehicle and plant washing (Low Impact) | Kent West | container washing and floor washing | Regional Distribution Centre warehouse | Consent | Pre Market Reform
17175 | 1 | Low Risk Consent | Lidl U.K. GMBH | Lidl House | 14 Kingston Road | - | Surbiton | - | KT5 9NU | Lidl Northfleet RDC | CRETE HALL ROAD | Northfleet | GRAVESEND | KE | DA11 9BU | 2018-01-09 | 5 | 7 | 00:00 To 23:59 | NORTHFLEET WTW | corner of Crete hall and Rosherville way | Solids Suspended 105 Degrees C | - | 400 | mg/l | 31.3 | Vehicle and plant washing (Low Impact) | Kent West | container washing and floor washing | Regional Distribution Centre warehouse | Consent | Pre Market Reform
17184 | 1 | Low Risk Consent | Worthing Motors Limited | 83 | Cambridge St | - | London | - | SW1V 4PS | 28 | BROADWATER ROAD | - | WORTHING | SW | BN14 8AH | 2018-01-31 | 1.5 | 0.2 | 08:00 To 17:30 | EAST WORTHING WTW | Broadwater Road | Chemical Oxygen Demand Shaken as 0 | - | 800 | mg/l | 31.2 | Vehicle and plant washing (Low Impact) | Sussex West | to be passed through interceptor before discharge | motor sales / servicing / repairs | Consent | Pre Market Reform
17184 | 1 | Low Risk Consent | Worthing Motors Limited | 83 | Cambridge St | - | London | - | SW1V 4PS | 28 | BROADWATER ROAD | - | WORTHING | SW | BN14 8AH | 2018-01-31 | 1.5 | 0.2 | 08:00 To 17:30 | EAST WORTHING WTW | Broadwater Road | pH | 6 | 10 | pH Units | 31.2 | Vehicle and plant washing (Low Impact) | Sussex West | to be passed through interceptor before discharge | motor sales / servicing / repairs | Consent | Pre Market Reform
17184 | 1 | Low Risk Consent | Worthing Motors Limited | 83 | Cambridge St | - | London | - | SW1V 4PS | 28 | BROADWATER ROAD | - | WORTHING | SW | BN14 8AH | 2018-01-31 | 1.5 | 0.2 | 08:00 To 17:30 | EAST WORTHING WTW | Broadwater Road | Solids Suspended 105 Degrees C | - | 400 | mg/l | 31.2 | Vehicle and plant washing (Low Impact) | Sussex West | to be passed through interceptor before discharge | motor sales / servicing / repairs | Consent | Pre Market Reform
17190 | 1 | Low Risk Consent | Services Machinery & Trucks Ltd | - | Moorfield Road | Duxford | Cambridge | - | CB22 4QX | OAKHURST BUSINESS PARK | WILBERFORCE WAY | - | HORSHAM | SW | RH13 9RS | 2018-02-09 | 4 | 2 | At all times | HORSHAM NEW WTW | Wilberforce Way | - | - | - | - | 31.2 | Vehicle and plant washing (Low Impact) | Sussex West | Vehicle Washing | Vehicle Washing | Consent | -
17194 | 4 | Tier 2 Consent | Wesbart UK Limited | Wesbart UK Ltd | Daux Road |  | Billinghurst | West Sussex | RH14 9YR | UNIT H | DAUX ROAD |  | BILLINGHURST |  | RH14 9SR | 2018-03-02 | 13.5 | 1 | 08:00 To 18:00 | BILLINGSHURST WTW | Daux Road | Aluminium Total | 0 | 50 | ug/l | 22.3 | Plating and metal finishing (Low Impact) | Sussex West | Chemical Cleaning and anodising of aluminium components | Anodising of Aluminium Products | Consent | Pre Market Reform
17194 | 4 | Tier 2 Consent | Wesbart UK Limited | Wesbart UK Ltd | Daux Road |  | Billinghurst | West Sussex | RH14 9YR | UNIT H | DAUX ROAD |  | BILLINGHURST |  | RH14 9SR | 2018-03-02 | 13.5 | 1 | 08:00 To 18:00 | BILLINGSHURST WTW | Daux Road | Chemical Oxygen Demand Shaken as 0 | - | 800 | mg/l | 22.3 | Plating and metal finishing (Low Impact) | Sussex West | Chemical Cleaning and anodising of aluminium components | Anodising of Aluminium Products | Consent | Pre Market Reform
17194 | 4 | Tier 2 Consent | Wesbart UK Limited | Wesbart UK Ltd | Daux Road |  | Billinghurst | West Sussex | RH14 9YR | UNIT H | DAUX ROAD |  | BILLINGHURST |  | RH14 9SR | 2018-03-02 | 13.5 | 1 | 08:00 To 18:00 | BILLINGSHURST WTW | Daux Road | Copper Total | - | 3 | ug/l | 22.3 | Plating and metal finishing (Low Impact) | Sussex West | Chemical Cleaning and anodising of aluminium components | Anodising of Aluminium Products | Consent | Pre Market Reform
17194 | 4 | Tier 2 Consent | Wesbart UK Limited | Wesbart UK Ltd | Daux Road |  | Billinghurst | West Sussex | RH14 9YR | UNIT H | DAUX ROAD |  | BILLINGHURST |  | RH14 9SR | 2018-03-02 | 13.5 | 1 | 08:00 To 18:00 | BILLINGSHURST WTW | Daux Road | Nitrogen Ammoniacal as N | 0 | 35 | mg/l | 22.3 | Plating and metal finishing (Low Impact) | Sussex West | Chemical Cleaning and anodising of aluminium components | Anodising of Aluminium Products | Consent | Pre Market Reform
17194 | 4 | Tier 2 Consent | Wesbart UK Limited | Wesbart UK Ltd | Daux Road |  | Billinghurst | West Sussex | RH14 9YR | UNIT H | DAUX ROAD |  | BILLINGHURST |  | RH14 9SR | 2018-03-02 | 13.5 | 1 | 08:00 To 18:00 | BILLINGSHURST WTW | Daux Road | pH | 6 | 10 | pH Units | 22.3 | Plating and metal finishing (Low Impact) | Sussex West | Chemical Cleaning and anodising of aluminium components | Anodising of Aluminium Products | Consent | Pre Market Reform
17194 | 4 | Tier 2 Consent | Wesbart UK Limited | Wesbart UK Ltd | Daux Road |  | Billinghurst | West Sussex | RH14 9YR | UNIT H | DAUX ROAD |  | BILLINGHURST |  | RH14 9SR | 2018-03-02 | 13.5 | 1 | 08:00 To 18:00 | BILLINGSHURST WTW | Daux Road | Solids Suspended 105 Degrees C | - | 400 | mg/l | 22.3 | Plating and metal finishing (Low Impact) | Sussex West | Chemical Cleaning and anodising of aluminium components | Anodising of Aluminium Products | Consent | Pre Market Reform
17194 | 4 | Tier 2 Consent | Wesbart UK Limited | Wesbart UK Ltd | Daux Road |  | Billinghurst | West Sussex | RH14 9YR | UNIT H | DAUX ROAD |  | BILLINGHURST |  | RH14 9SR | 2018-03-02 | 13.5 | 1 | 08:00 To 18:00 | BILLINGSHURST WTW | Daux Road | Zinc Total mg/l | - | 3 | ug/l | 22.3 | Plating and metal finishing (Low Impact) | Sussex West | Chemical Cleaning and anodising of aluminium components | Anodising of Aluminium Products | Consent | Pre Market Reform
17203 | 4 | Tier 1 Consent | Rich Products Limited | Unit 5 | Pioneer Road | Andover Business Park | Andover |  | SP11 8EZ | PLOT 5 RICH FOODS TEMPORARY BUILDERS SUPPLY | PIONEER ROAD |  | ANDOVER | HA | SP11 8EZ | 2018-05-31 | 49 | 0.56 | At all times. | FULLERTON WTW | Weyhill Road | Aluminium Total | 0 | 5 | ug/l | 9.1 | Food/drink processing - high sugar/prepared meals | Hampshire West | Cleaning and wash down of trays/mixing vessels/utensils arising from mixing ingredients, processing, proving, baking, decorating, filling of cakes/confectionary items. | manufacture of cakes/muffins. | Consent | PORTWAY INDUSTRIAL ESTATE ANDOVER WPS
17203 | 4 | Tier 1 Consent | Rich Products Limited | Unit 5 | Pioneer Road | Andover Business Park | Andover |  | SP11 8EZ | PLOT 5 RICH FOODS TEMPORARY BUILDERS SUPPLY | PIONEER ROAD |  | ANDOVER | HA | SP11 8EZ | 2018-05-31 | 49 | 0.56 | At all times. | FULLERTON WTW | Weyhill Road | Chemical Oxygen Demand Shaken as 0 | 0 | 10000 | mg/l | 9.1 | Food/drink processing - high sugar/prepared meals | Hampshire West | Cleaning and wash down of trays/mixing vessels/utensils arising from mixing ingredients, processing, proving, baking, decorating, filling of cakes/confectionary items. | manufacture of cakes/muffins. | Consent | PORTWAY INDUSTRIAL ESTATE ANDOVER WPS
17203 | 4 | Tier 1 Consent | Rich Products Limited | Unit 5 | Pioneer Road | Andover Business Park | Andover |  | SP11 8EZ | PLOT 5 RICH FOODS TEMPORARY BUILDERS SUPPLY | PIONEER ROAD |  | ANDOVER | HA | SP11 8EZ | 2018-05-31 | 49 | 0.56 | At all times. | FULLERTON WTW | Weyhill Road | Nitrogen Ammoniacal as N | 0 | 35 | mg/l | 9.1 | Food/drink processing - high sugar/prepared meals | Hampshire West | Cleaning and wash down of trays/mixing vessels/utensils arising from mixing ingredients, processing, proving, baking, decorating, filling of cakes/confectionary items. | manufacture of cakes/muffins. | Consent | PORTWAY INDUSTRIAL ESTATE ANDOVER WPS
17203 | 4 | Tier 1 Consent | Rich Products Limited | Unit 5 | Pioneer Road | Andover Business Park | Andover |  | SP11 8EZ | PLOT 5 RICH FOODS TEMPORARY BUILDERS SUPPLY | PIONEER ROAD |  | ANDOVER | HA | SP11 8EZ | 2018-05-31 | 49 | 0.56 | At all times. | FULLERTON WTW | Weyhill Road | Oil and Grease | 0 | 200 | mg/l | 9.1 | Food/drink processing - high sugar/prepared meals | Hampshire West | Cleaning and wash down of trays/mixing vessels/utensils arising from mixing ingredients, processing, proving, baking, decorating, filling of cakes/confectionary items. | manufacture of cakes/muffins. | Consent | PORTWAY INDUSTRIAL ESTATE ANDOVER WPS
17203 | 4 | Tier 1 Consent | Rich Products Limited | Unit 5 | Pioneer Road | Andover Business Park | Andover |  | SP11 8EZ | PLOT 5 RICH FOODS TEMPORARY BUILDERS SUPPLY | PIONEER ROAD |  | ANDOVER | HA | SP11 8EZ | 2018-05-31 | 49 | 0.56 | At all times. | FULLERTON WTW | Weyhill Road | pH | 6 | 10 | pH Units | 9.1 | Food/drink processing - high sugar/prepared meals | Hampshire West | Cleaning and wash down of trays/mixing vessels/utensils arising from mixing ingredients, processing, proving, baking, decorating, filling of cakes/confectionary items. | manufacture of cakes/muffins. | Consent | PORTWAY INDUSTRIAL ESTATE ANDOVER WPS
17203 | 4 | Tier 1 Consent | Rich Products Limited | Unit 5 | Pioneer Road | Andover Business Park | Andover |  | SP11 8EZ | PLOT 5 RICH FOODS TEMPORARY BUILDERS SUPPLY | PIONEER ROAD |  | ANDOVER | HA | SP11 8EZ | 2018-05-31 | 49 | 0.56 | At all times. | FULLERTON WTW | Weyhill Road | Phosphorus Total | 0 | 9 | ug/l | 9.1 | Food/drink processing - high sugar/prepared meals | Hampshire West | Cleaning and wash down of trays/mixing vessels/utensils arising from mixing ingredients, processing, proving, baking, decorating, filling of cakes/confectionary items. | manufacture of cakes/muffins. | Consent | PORTWAY INDUSTRIAL ESTATE ANDOVER WPS
17203 | 4 | Tier 1 Consent | Rich Products Limited | Unit 5 | Pioneer Road | Andover Business Park | Andover |  | SP11 8EZ | PLOT 5 RICH FOODS TEMPORARY BUILDERS SUPPLY | PIONEER ROAD |  | ANDOVER | HA | SP11 8EZ | 2018-05-31 | 49 | 0.56 | At all times. | FULLERTON WTW | Weyhill Road | Solids Suspended 105 Degrees C | 0 | 1000 | mg/l | 9.1 | Food/drink processing - high sugar/prepared meals | Hampshire West | Cleaning and wash down of trays/mixing vessels/utensils arising from mixing ingredients, processing, proving, baking, decorating, filling of cakes/confectionary items. | manufacture of cakes/muffins. | Consent | PORTWAY INDUSTRIAL ESTATE ANDOVER WPS
17203 | 4 | Tier 1 Consent | Rich Products Limited | Unit 5 | Pioneer Road | Andover Business Park | Andover |  | SP11 8EZ | PLOT 5 RICH FOODS TEMPORARY BUILDERS SUPPLY | PIONEER ROAD |  | ANDOVER | HA | SP11 8EZ | 2018-05-31 | 49 | 0.56 | At all times. | FULLERTON WTW | Weyhill Road | Sulphate as S04 | 0 | 50 | mg/l | 9.1 | Food/drink processing - high sugar/prepared meals | Hampshire West | Cleaning and wash down of trays/mixing vessels/utensils arising from mixing ingredients, processing, proving, baking, decorating, filling of cakes/confectionary items. | manufacture of cakes/muffins. | Consent | PORTWAY INDUSTRIAL ESTATE ANDOVER WPS
17208 | 4 | Tier 1 Consent | Portsmouth Water Limited | PO Box 8 | West Street |  | Havant | Hampshire | PO9 1LG | WATER TREATMENT PLANT | ALLINGTON LANE |  | SOUTHAMPTON | HA | SO30 3HQ | 2019-03-04 | 562 | 15.6 | At any time | PORTSWOOD WTW | Allington Lane | Aluminium Total | 0 | 200 | ug/l | 39.4 | Water treatment; softener plants; heating system flushing | Hampshire West | wash water recovery from water treatment process | Potable water company - water treatment. | Consent | -
17208 | 4 | Tier 1 Consent | Portsmouth Water Limited | PO Box 8 | West Street |  | Havant | Hampshire | PO9 1LG | WATER TREATMENT PLANT | ALLINGTON LANE |  | SOUTHAMPTON | HA | SO30 3HQ | 2019-03-04 | 562 | 15.6 | At any time | PORTSWOOD WTW | Allington Lane | Arsenic Total | 0 | 50 | ug/l | 39.4 | Water treatment; softener plants; heating system flushing | Hampshire West | wash water recovery from water treatment process | Potable water company - water treatment. | Consent | -
17208 | 4 | Tier 1 Consent | Portsmouth Water Limited | PO Box 8 | West Street |  | Havant | Hampshire | PO9 1LG | WATER TREATMENT PLANT | ALLINGTON LANE |  | SOUTHAMPTON | HA | SO30 3HQ | 2019-03-04 | 562 | 15.6 | At any time | PORTSWOOD WTW | Allington Lane | Chemical Oxygen Demand Shaken as 0 | - | 1500 | mg/l | 39.4 | Water treatment; softener plants; heating system flushing | Hampshire West | wash water recovery from water treatment process | Potable water company - water treatment. | Consent | -
17208 | 4 | Tier 1 Consent | Portsmouth Water Limited | PO Box 8 | West Street |  | Havant | Hampshire | PO9 1LG | WATER TREATMENT PLANT | ALLINGTON LANE |  | SOUTHAMPTON | HA | SO30 3HQ | 2019-03-04 | 562 | 15.6 | At any time | PORTSWOOD WTW | Allington Lane | Chromium Total ug/l | 0 | 100 | ug/l | 39.4 | Water treatment; softener plants; heating system flushing | Hampshire West | wash water recovery from water treatment process | Potable water company - water treatment. | Consent | -
17208 | 4 | Tier 1 Consent | Portsmouth Water Limited | PO Box 8 | West Street |  | Havant | Hampshire | PO9 1LG | WATER TREATMENT PLANT | ALLINGTON LANE |  | SOUTHAMPTON | HA | SO30 3HQ | 2019-03-04 | 562 | 15.6 | At any time | PORTSWOOD WTW | Allington Lane | Copper Total | 0 | 0.16 | ug/l | 39.4 | Water treatment; softener plants; heating system flushing | Hampshire West | wash water recovery from water treatment process | Potable water company - water treatment. | Consent | -
17208 | 4 | Tier 1 Consent | Portsmouth Water Limited | PO Box 8 | West Street |  | Havant | Hampshire | PO9 1LG | WATER TREATMENT PLANT | ALLINGTON LANE |  | SOUTHAMPTON | HA | SO30 3HQ | 2019-03-04 | 562 | 15.6 | At any time | PORTSWOOD WTW | Allington Lane | Iron Total | 0 | 47 | ug/l | 39.4 | Water treatment; softener plants; heating system flushing | Hampshire West | wash water recovery from water treatment process | Potable water company - water treatment. | Consent | -
17208 | 4 | Tier 1 Consent | Portsmouth Water Limited | PO Box 8 | West Street |  | Havant | Hampshire | PO9 1LG | WATER TREATMENT PLANT | ALLINGTON LANE |  | SOUTHAMPTON | HA | SO30 3HQ | 2019-03-04 | 562 | 15.6 | At any time | PORTSWOOD WTW | Allington Lane | Lead Total | 0 | 0.18 | ug/l | 39.4 | Water treatment; softener plants; heating system flushing | Hampshire West | wash water recovery from water treatment process | Potable water company - water treatment. | Consent | -
17208 | 4 | Tier 1 Consent | Portsmouth Water Limited | PO Box 8 | West Street |  | Havant | Hampshire | PO9 1LG | WATER TREATMENT PLANT | ALLINGTON LANE |  | SOUTHAMPTON | HA | SO30 3HQ | 2019-03-04 | 562 | 15.6 | At any time | PORTSWOOD WTW | Allington Lane | Manganese Total | - | 1.9 | ug/l | 39.4 | Water treatment; softener plants; heating system flushing | Hampshire West | wash water recovery from water treatment process | Potable water company - water treatment. | Consent | -
17208 | 4 | Tier 1 Consent | Portsmouth Water Limited | PO Box 8 | West Street |  | Havant | Hampshire | PO9 1LG | WATER TREATMENT PLANT | ALLINGTON LANE |  | SOUTHAMPTON | HA | SO30 3HQ | 2019-03-04 | 562 | 15.6 | At any time | PORTSWOOD WTW | Allington Lane | pH Limit | 6 | 10 |  | 39.4 | Water treatment; softener plants; heating system flushing | Hampshire West | wash water recovery from water treatment process | Potable water company - water treatment. | Consent | -
17208 | 4 | Tier 1 Consent | Portsmouth Water Limited | PO Box 8 | West Street |  | Havant | Hampshire | PO9 1LG | WATER TREATMENT PLANT | ALLINGTON LANE |  | SOUTHAMPTON | HA | SO30 3HQ | 2019-03-04 | 562 | 15.6 | At any time | PORTSWOOD WTW | Allington Lane | Phosphorus Total | 0 | 36 | ug/l | 39.4 | Water treatment; softener plants; heating system flushing | Hampshire West | wash water recovery from water treatment process | Potable water company - water treatment. | Consent | -
17208 | 4 | Tier 1 Consent | Portsmouth Water Limited | PO Box 8 | West Street |  | Havant | Hampshire | PO9 1LG | WATER TREATMENT PLANT | ALLINGTON LANE |  | SOUTHAMPTON | HA | SO30 3HQ | 2019-03-04 | 562 | 15.6 | At any time | PORTSWOOD WTW | Allington Lane | Solids Suspended 105 Degrees C | - | 5500 | mg/l | 39.4 | Water treatment; softener plants; heating system flushing | Hampshire West | wash water recovery from water treatment process | Potable water company - water treatment. | Consent | -
17208 | 4 | Tier 1 Consent | Portsmouth Water Limited | PO Box 8 | West Street |  | Havant | Hampshire | PO9 1LG | WATER TREATMENT PLANT | ALLINGTON LANE |  | SOUTHAMPTON | HA | SO30 3HQ | 2019-03-04 | 562 | 15.6 | At any time | PORTSWOOD WTW | Allington Lane | Zinc Total ug/l | - | 780 | ug/l | 39.4 | Water treatment; softener plants; heating system flushing | Hampshire West | wash water recovery from water treatment process | Potable water company - water treatment. | Consent | -
17209 | 4 | Tier 1 Consent | Elis UK Limited | First Floor, Chineham Gate | Crockford Lane | Chineham | Basingstoke |  | RG24 8NA | MOUNTPARK UNIT 2 | WIDE LANE |  | SOUTHAMPTON | HA | SO18 2NQ | 2018-05-31 | 250 | 5 | at any time | PORTSWOOD WTW | Wide Lane | Chemical Oxygen Demand Shaken as 0 | 0 | 4000 | mg/l | 15.1 | Laundering (Large-scale) | Hampshire West | commercial laundry - washing of textiles from hotel/restaurant/healthcare industries. | Commercial laundry (large scale) | Consent | MONKS BROOK SWAYTHLING WPS
17209 | 4 | Tier 1 Consent | Elis UK Limited | First Floor, Chineham Gate | Crockford Lane | Chineham | Basingstoke |  | RG24 8NA | MOUNTPARK UNIT 2 | WIDE LANE |  | SOUTHAMPTON | HA | SO18 2NQ | 2018-05-31 | 250 | 5 | at any time | PORTSWOOD WTW | Wide Lane | Detergents Anionic | 0 | 200 | mg/l | 15.1 | Laundering (Large-scale) | Hampshire West | commercial laundry - washing of textiles from hotel/restaurant/healthcare industries. | Commercial laundry (large scale) | Consent | MONKS BROOK SWAYTHLING WPS
17209 | 4 | Tier 1 Consent | Elis UK Limited | First Floor, Chineham Gate | Crockford Lane | Chineham | Basingstoke |  | RG24 8NA | MOUNTPARK UNIT 2 | WIDE LANE |  | SOUTHAMPTON | HA | SO18 2NQ | 2018-05-31 | 250 | 5 | at any time | PORTSWOOD WTW | Wide Lane | Detergents Non-Ionic | 0 | 200 | mg/l | 15.1 | Laundering (Large-scale) | Hampshire West | commercial laundry - washing of textiles from hotel/restaurant/healthcare industries. | Commercial laundry (large scale) | Consent | MONKS BROOK SWAYTHLING WPS
17209 | 4 | Tier 1 Consent | Elis UK Limited | First Floor, Chineham Gate | Crockford Lane | Chineham | Basingstoke |  | RG24 8NA | MOUNTPARK UNIT 2 | WIDE LANE |  | SOUTHAMPTON | HA | SO18 2NQ | 2018-05-31 | 250 | 5 | at any time | PORTSWOOD WTW | Wide Lane | Nitrogen Ammoniacal as N | - | 35 | mg/l | 15.1 | Laundering (Large-scale) | Hampshire West | commercial laundry - washing of textiles from hotel/restaurant/healthcare industries. | Commercial laundry (large scale) | Consent | MONKS BROOK SWAYTHLING WPS
17209 | 4 | Tier 1 Consent | Elis UK Limited | First Floor, Chineham Gate | Crockford Lane | Chineham | Basingstoke |  | RG24 8NA | MOUNTPARK UNIT 2 | WIDE LANE |  | SOUTHAMPTON | HA | SO18 2NQ | 2018-05-31 | 250 | 5 | at any time | PORTSWOOD WTW | Wide Lane | pH | 6 | 10 | pH Units | 15.1 | Laundering (Large-scale) | Hampshire West | commercial laundry - washing of textiles from hotel/restaurant/healthcare industries. | Commercial laundry (large scale) | Consent | MONKS BROOK SWAYTHLING WPS
17209 | 4 | Tier 1 Consent | Elis UK Limited | First Floor, Chineham Gate | Crockford Lane | Chineham | Basingstoke |  | RG24 8NA | MOUNTPARK UNIT 2 | WIDE LANE |  | SOUTHAMPTON | HA | SO18 2NQ | 2018-05-31 | 250 | 5 | at any time | PORTSWOOD WTW | Wide Lane | Solids Suspended 105 Degrees C | 0 | 800 | mg/l | 15.1 | Laundering (Large-scale) | Hampshire West | commercial laundry - washing of textiles from hotel/restaurant/healthcare industries. | Commercial laundry (large scale) | Consent | MONKS BROOK SWAYTHLING WPS
17209 | 4 | Tier 1 Consent | Elis UK Limited | First Floor, Chineham Gate | Crockford Lane | Chineham | Basingstoke |  | RG24 8NA | MOUNTPARK UNIT 2 | WIDE LANE |  | SOUTHAMPTON | HA | SO18 2NQ | 2018-05-31 | 250 | 5 | at any time | PORTSWOOD WTW | Wide Lane | Sulphate as S04 | 0 | 500 | mg/l | 15.1 | Laundering (Large-scale) | Hampshire West | commercial laundry - washing of textiles from hotel/restaurant/healthcare industries. | Commercial laundry (large scale) | Consent | MONKS BROOK SWAYTHLING WPS
17217 | 1 | Low Risk Consent | Royal Mail Group Limited | 185 | Farringdon Road |  | London |  | EC1A 1AA | 80 CHICHESTER DELIVERY OFFICE | BASIN ROAD | - | CHICHESTER | SW | PO19 1AA | 2018-05-10 | 0.8 | 0.35 | 06:00 To 18:00 | CHICHESTER WTW | Basin Road | Chemical Oxygen Demand Shaken as 0 | 0 | 800 | mg/l | 31.2 | Vehicle and plant washing (Low Impact) | Sussex West | silt trap and interceptor | Delivery office and vehicle servicing | Consent | Pre Market Reform
17217 | 1 | Low Risk Consent | Royal Mail Group Limited | 185 | Farringdon Road |  | London |  | EC1A 1AA | 80 CHICHESTER DELIVERY OFFICE | BASIN ROAD | - | CHICHESTER | SW | PO19 1AA | 2018-05-10 | 0.8 | 0.35 | 06:00 To 18:00 | CHICHESTER WTW | Basin Road | pH | 6 | 10 | pH Units | 31.2 | Vehicle and plant washing (Low Impact) | Sussex West | silt trap and interceptor | Delivery office and vehicle servicing | Consent | Pre Market Reform
17217 | 1 | Low Risk Consent | Royal Mail Group Limited | 185 | Farringdon Road |  | London |  | EC1A 1AA | 80 CHICHESTER DELIVERY OFFICE | BASIN ROAD | - | CHICHESTER | SW | PO19 1AA | 2018-05-10 | 0.8 | 0.35 | 06:00 To 18:00 | CHICHESTER WTW | Basin Road | Solids Suspended 105 Degrees C | 0 | 400 | mg/l | 31.2 | Vehicle and plant washing (Low Impact) | Sussex West | silt trap and interceptor | Delivery office and vehicle servicing | Consent | Pre Market Reform
17223 | 1 | Low Risk Consent | Highway Stops Retail Limited | Unit 11 Metro Trading Centre | Second Way |  | Wembley |  | HA9 0YJ | PATCHAM SERVICE STATION | LONDON ROAD |  | BRIGHTON | BH | BN1 8YB | 2018-06-13 | 0.5 | 0.15 | 08:00 To 20:00 | PEACEHAVEN WTW | located rear of site | Chemical Oxygen Demand Shaken as 0 | 0 | 800 | mg/l | 31.2 | Vehicle and plant washing (Low Impact) | Sussex East | washing vehicles |  | Consent | Pre Market Reform
17223 | 1 | Low Risk Consent | Highway Stops Retail Limited | Unit 11 Metro Trading Centre | Second Way |  | Wembley |  | HA9 0YJ | PATCHAM SERVICE STATION | LONDON ROAD |  | BRIGHTON | BH | BN1 8YB | 2018-06-13 | 0.5 | 0.15 | 08:00 To 20:00 | PEACEHAVEN WTW | located rear of site | Oil and Grease | 0 | 200 | mg/l | 31.2 | Vehicle and plant washing (Low Impact) | Sussex East | washing vehicles |  | Consent | Pre Market Reform
17223 | 1 | Low Risk Consent | Highway Stops Retail Limited | Unit 11 Metro Trading Centre | Second Way |  | Wembley |  | HA9 0YJ | PATCHAM SERVICE STATION | LONDON ROAD |  | BRIGHTON | BH | BN1 8YB | 2018-06-13 | 0.5 | 0.15 | 08:00 To 20:00 | PEACEHAVEN WTW | located rear of site | pH Limit | 6 | 10 |  | 31.2 | Vehicle and plant washing (Low Impact) | Sussex East | washing vehicles |  | Consent | Pre Market Reform
17223 | 1 | Low Risk Consent | Highway Stops Retail Limited | Unit 11 Metro Trading Centre | Second Way |  | Wembley |  | HA9 0YJ | PATCHAM SERVICE STATION | LONDON ROAD |  | BRIGHTON | BH | BN1 8YB | 2018-06-13 | 0.5 | 0.15 | 08:00 To 20:00 | PEACEHAVEN WTW | located rear of site | Solids Suspended 105 Degrees C | 0 | 400 | mg/l | 31.2 | Vehicle and plant washing (Low Impact) | Sussex East | washing vehicles |  | Consent | Pre Market Reform
17229 | 5 | Tier 1 Consent | Rhokett Ltd | Unit 7 | Turnden Road | Courtlands Farm Industrial Est | Cranbrook | Kent | TN17 2QL | HAWKHURST STATION UNIT 5 | BUSINESS PARK, SUPPLY 1 | - | HAWKHURST | KE | TN18 5BD | 2018-07-02 | 40 | 0.7 | 00:00 To 23:59 | HAWKHURST NORTH WTW | A229 THE CRANBROOK ROAD | Chemical Oxygen Demand Shaken as 0 | - | 2500 | mg/l | 9.1 | Food/drink processing - high sugar/prepared meals | Sussex East | WASTE WATER FROM FOOD PROCESSING BAKER/CONFECTIONARY PROCESS <40C | Dessert Manufacture | Discontinuation | Pre Market Reform
17229 | 5 | Tier 1 Consent | Rhokett Ltd | Unit 7 | Turnden Road | Courtlands Farm Industrial Est | Cranbrook | Kent | TN17 2QL | HAWKHURST STATION UNIT 5 | BUSINESS PARK, SUPPLY 1 | - | HAWKHURST | KE | TN18 5BD | 2018-07-02 | 40 | 0.7 | 00:00 To 23:59 | HAWKHURST NORTH WTW | A229 THE CRANBROOK ROAD | Oil and Grease | - | 200 | mg/l | 9.1 | Food/drink processing - high sugar/prepared meals | Sussex East | WASTE WATER FROM FOOD PROCESSING BAKER/CONFECTIONARY PROCESS <40C | Dessert Manufacture | Discontinuation | Pre Market Reform
17229 | 5 | Tier 1 Consent | Rhokett Ltd | Unit 7 | Turnden Road | Courtlands Farm Industrial Est | Cranbrook | Kent | TN17 2QL | HAWKHURST STATION UNIT 5 | BUSINESS PARK, SUPPLY 1 | - | HAWKHURST | KE | TN18 5BD | 2018-07-02 | 40 | 0.7 | 00:00 To 23:59 | HAWKHURST NORTH WTW | A229 THE CRANBROOK ROAD | pH | 6 | 10 | pH Units | 9.1 | Food/drink processing - high sugar/prepared meals | Sussex East | WASTE WATER FROM FOOD PROCESSING BAKER/CONFECTIONARY PROCESS <40C | Dessert Manufacture | Discontinuation | Pre Market Reform
17229 | 5 | Tier 1 Consent | Rhokett Ltd | Unit 7 | Turnden Road | Courtlands Farm Industrial Est | Cranbrook | Kent | TN17 2QL | HAWKHURST STATION UNIT 5 | BUSINESS PARK, SUPPLY 1 | - | HAWKHURST | KE | TN18 5BD | 2018-07-02 | 40 | 0.7 | 00:00 To 23:59 | HAWKHURST NORTH WTW | A229 THE CRANBROOK ROAD | Solids Suspended 105 Degrees C | - | 500 | mg/l | 9.1 | Food/drink processing - high sugar/prepared meals | Sussex East | WASTE WATER FROM FOOD PROCESSING BAKER/CONFECTIONARY PROCESS <40C | Dessert Manufacture | Discontinuation | Pre Market Reform
17230 | 1 | Low Risk Consent | Skelton Plant Hire Limited | Westgate House | 87 St Dunstans Street | - | Canterbury | Kent | CT2 8AE | UNIT 4 | COOTING ROAD | - | CANTERBURY | KE | CT3 3EP | 2018-06-14 | 1.1 | 1 | 07:00 To 17:30 | DAMBRIDGE WINGHAM WTW | Cooting Road, Aylesham | Chemical Oxygen Demand Shaken as 0 | - | 800 | mg/l | 31.3 | Vehicle and plant washing (Low Impact) | Kent East | Plant washdown | Plant Hire | Consent | Pre Market Reform
17230 | 1 | Low Risk Consent | Skelton Plant Hire Limited | Westgate House | 87 St Dunstans Street | - | Canterbury | Kent | CT2 8AE | UNIT 4 | COOTING ROAD | - | CANTERBURY | KE | CT3 3EP | 2018-06-14 | 1.1 | 1 | 07:00 To 17:30 | DAMBRIDGE WINGHAM WTW | Cooting Road, Aylesham | Solids Suspended 105 Degrees C | - | 400 | mg/l | 31.3 | Vehicle and plant washing (Low Impact) | Kent East | Plant washdown | Plant Hire | Consent | Pre Market Reform
17231 | 1 | Low Risk Consent | Royal Mail Group Limited | 185 | Farringdon Road |  | London |  | EC1A 1AA | HORSHAM DELIVERY OFFICE | HURST ROAD | - | HORSHAM | SW | RH12 1EA | 2018-07-01 | 0.9 | 0.6 | 09:00 To 17:00 | HORSHAM NEW WTW | Hurst Road | Chemical Oxygen Demand Shaken as 0 | - | 800 | mg/l | 31.2 | Vehicle and plant washing (Low Impact) | Sussex West | Vehicle washing | Delivery Office and store | Consent | Pre Market Reform
17231 | 1 | Low Risk Consent | Royal Mail Group Limited | 185 | Farringdon Road |  | London |  | EC1A 1AA | HORSHAM DELIVERY OFFICE | HURST ROAD | - | HORSHAM | SW | RH12 1EA | 2018-07-01 | 0.9 | 0.6 | 09:00 To 17:00 | HORSHAM NEW WTW | Hurst Road | Solids Suspended 105 Degrees C | 0 | 400 | mg/l | 31.2 | Vehicle and plant washing (Low Impact) | Sussex West | Vehicle washing | Delivery Office and store | Consent | Pre Market Reform
17232 | 1 | Low Risk Consent | MB South Ltd | Lookers House | 3 Etchells Road | West Timperley | Altrincham | - | WA14 5XS | VIKINGS USED CAR CENTRE | STURRY ROAD | - | CANTERBURY | KE | CT2 0AA | 2018-06-15 | 1.5 | 0.017 | 0830-1830 | CANTERBURY WTW | Mill Road | Chemical Oxygen Demand Shaken as 0 | - | 800 | mg/l | 31.3 | Vehicle and plant washing (Low Impact) | Kent East | Washing of cars for sales and after service | Washing of vehicles for sale and after service | Consent | -
17232 | 1 | Low Risk Consent | MB South Ltd | Lookers House | 3 Etchells Road | West Timperley | Altrincham | - | WA14 5XS | VIKINGS USED CAR CENTRE | STURRY ROAD | - | CANTERBURY | KE | CT2 0AA | 2018-06-15 | 1.5 | 0.017 | 0830-1830 | CANTERBURY WTW | Mill Road | pH Limit | 6 | 10 |  | 31.3 | Vehicle and plant washing (Low Impact) | Kent East | Washing of cars for sales and after service | Washing of vehicles for sale and after service | Consent | -
17232 | 1 | Low Risk Consent | MB South Ltd | Lookers House | 3 Etchells Road | West Timperley | Altrincham | - | WA14 5XS | VIKINGS USED CAR CENTRE | STURRY ROAD | - | CANTERBURY | KE | CT2 0AA | 2018-06-15 | 1.5 | 0.017 | 0830-1830 | CANTERBURY WTW | Mill Road | Solids Suspended 105 Degrees C | - | 400 | mg/l | 31.3 | Vehicle and plant washing (Low Impact) | Kent East | Washing of cars for sales and after service | Washing of vehicles for sale and after service | Consent | -
17234 | 5 | Tier 1 Consent | Biffa Waste Services Limited |  | Coronation Road | Cressex | High Wycombe | Buckinghamshire | HP12 3TZ | BROOKHURST WOOD LANDFILL SITE | LANGHURSTWOOD ROAD | - | HORSHAM |  | RH12 4QD | 2017-04-01 | 200 | 5 | At all Times | HORSHAM NEW WTW | Langhurstwood Road | Chemical Oxygen Demand Shaken as 0 | - | 4500 | mg/l | 37.2 | Tip leachates and land remediation Closed | Sussex West | Landfill Effluent | Closed Landfill monitoring | Consent | LANGHURSTWOOD ROAD HORSHAM WPS
17234 | 5 | Tier 1 Consent | Biffa Waste Services Limited |  | Coronation Road | Cressex | High Wycombe | Buckinghamshire | HP12 3TZ | BROOKHURST WOOD LANDFILL SITE | LANGHURSTWOOD ROAD | - | HORSHAM |  | RH12 4QD | 2017-04-01 | 200 | 5 | At all Times | HORSHAM NEW WTW | Langhurstwood Road | Nitrogen Ammoniacal as N | - | 150 | mg/l | 37.2 | Tip leachates and land remediation Closed | Sussex West | Landfill Effluent | Closed Landfill monitoring | Consent | LANGHURSTWOOD ROAD HORSHAM WPS
17234 | 5 | Tier 1 Consent | Biffa Waste Services Limited |  | Coronation Road | Cressex | High Wycombe | Buckinghamshire | HP12 3TZ | BROOKHURST WOOD LANDFILL SITE | LANGHURSTWOOD ROAD | - | HORSHAM |  | RH12 4QD | 2017-04-01 | 200 | 5 | At all Times | HORSHAM NEW WTW | Langhurstwood Road | pH | 5 | 11 | pH Units | 37.2 | Tip leachates and land remediation Closed | Sussex West | Landfill Effluent | Closed Landfill monitoring | Consent | LANGHURSTWOOD ROAD HORSHAM WPS
17234 | 5 | Tier 1 Consent | Biffa Waste Services Limited |  | Coronation Road | Cressex | High Wycombe | Buckinghamshire | HP12 3TZ | BROOKHURST WOOD LANDFILL SITE | LANGHURSTWOOD ROAD | - | HORSHAM |  | RH12 4QD | 2017-04-01 | 200 | 5 | At all Times | HORSHAM NEW WTW | Langhurstwood Road | Solids Suspended 105 Degrees C | - | 500 | mg/l | 37.2 | Tip leachates and land remediation Closed | Sussex West | Landfill Effluent | Closed Landfill monitoring | Consent | LANGHURSTWOOD ROAD HORSHAM WPS
17234 | 5 | Tier 1 Consent | Biffa Waste Services Limited |  | Coronation Road | Cressex | High Wycombe | Buckinghamshire | HP12 3TZ | BROOKHURST WOOD LANDFILL SITE | LANGHURSTWOOD ROAD | - | HORSHAM |  | RH12 4QD | 2017-04-01 | 200 | 5 | At all Times | HORSHAM NEW WTW | Langhurstwood Road | Sulphate as S04 | - | 1000 | mg/l | 37.2 | Tip leachates and land remediation Closed | Sussex West | Landfill Effluent | Closed Landfill monitoring | Consent | LANGHURSTWOOD ROAD HORSHAM WPS
17238 | 1 | Low Risk Consent | AFI-Uplift Limited | 2nd Floor West Wing Diamond House | Diamond Business Park | Thorness Moor Road | Wakefield | West Yorkshire | WF2 8PT | WAREHOUSE LAND | WELL HOUSE LANE | - | WINCHESTER | HA | SO23 7JY | 2018-06-27 | 2 | 0.3 | At any time. | HARESTOCK WTW | Wellhouse Lane | Chemical Oxygen Demand Shaken as 0 | 0 | 1000 | mg/l | 31.3 | Vehicle and plant washing (Low Impact) | Hampshire West | Washing of vehicles, plant and machinery and contaminated surface water. | sale, hire and maintenance of powered acess equipment, plant and machinery and provision of training. | Consent | -
17238 | 1 | Low Risk Consent | AFI-Uplift Limited | 2nd Floor West Wing Diamond House | Diamond Business Park | Thorness Moor Road | Wakefield | West Yorkshire | WF2 8PT | WAREHOUSE LAND | WELL HOUSE LANE | - | WINCHESTER | HA | SO23 7JY | 2018-06-27 | 2 | 0.3 | At any time. | HARESTOCK WTW | Wellhouse Lane | pH Limit | 6 | 10 |  | 31.3 | Vehicle and plant washing (Low Impact) | Hampshire West | Washing of vehicles, plant and machinery and contaminated surface water. | sale, hire and maintenance of powered acess equipment, plant and machinery and provision of training. | Consent | -
17238 | 1 | Low Risk Consent | AFI-Uplift Limited | 2nd Floor West Wing Diamond House | Diamond Business Park | Thorness Moor Road | Wakefield | West Yorkshire | WF2 8PT | WAREHOUSE LAND | WELL HOUSE LANE | - | WINCHESTER | HA | SO23 7JY | 2018-06-27 | 2 | 0.3 | At any time. | HARESTOCK WTW | Wellhouse Lane | Solids Suspended 105 Degrees C | 0 | 400 | mg/l | 31.3 | Vehicle and plant washing (Low Impact) | Hampshire West | Washing of vehicles, plant and machinery and contaminated surface water. | sale, hire and maintenance of powered acess equipment, plant and machinery and provision of training. | Consent | -
17243 | 4 | Tier 1 Consent | Cordek Limited | Spring Copse Business Park | Stane Street | Slinfold | Horsham | West Sussex | RH13 0SZ | SPRING COPSE BUSINESS PARK | STANE STREET |  | HORSHAM | SW | RH13 0SZ | 2018-07-17 | 16 | 0.27 | At all times | SLINFOLD WTW | Spring Lane | Chemical Oxygen Demand Shaken as 0 | 0 | 800 | mg/l | 8.2 | Engineering (Low risk) | Sussex West | Expanded polystyrene production | Manufacture of Expanded polystyrene and building products. Cooling tower water | Consent | -
17243 | 4 | Tier 1 Consent | Cordek Limited | Spring Copse Business Park | Stane Street | Slinfold | Horsham | West Sussex | RH13 0SZ | SPRING COPSE BUSINESS PARK | STANE STREET |  | HORSHAM | SW | RH13 0SZ | 2018-07-17 | 16 | 0.27 | At all times | SLINFOLD WTW | Spring Lane | Copper Total | 0 | 3 | ug/l | 8.2 | Engineering (Low risk) | Sussex West | Expanded polystyrene production | Manufacture of Expanded polystyrene and building products. Cooling tower water | Consent | -
17243 | 4 | Tier 1 Consent | Cordek Limited | Spring Copse Business Park | Stane Street | Slinfold | Horsham | West Sussex | RH13 0SZ | SPRING COPSE BUSINESS PARK | STANE STREET |  | HORSHAM | SW | RH13 0SZ | 2018-07-17 | 16 | 0.27 | At all times | SLINFOLD WTW | Spring Lane | pH Limit | 6 | 10 |  | 8.2 | Engineering (Low risk) | Sussex West | Expanded polystyrene production | Manufacture of Expanded polystyrene and building products. Cooling tower water | Consent | -
17243 | 4 | Tier 1 Consent | Cordek Limited | Spring Copse Business Park | Stane Street | Slinfold | Horsham | West Sussex | RH13 0SZ | SPRING COPSE BUSINESS PARK | STANE STREET |  | HORSHAM | SW | RH13 0SZ | 2018-07-17 | 16 | 0.27 | At all times | SLINFOLD WTW | Spring Lane | Solids Suspended 105 Degrees C | 0 | 400 | mg/l | 8.2 | Engineering (Low risk) | Sussex West | Expanded polystyrene production | Manufacture of Expanded polystyrene and building products. Cooling tower water | Consent | -
17245 | 4 | Tier 1 Consent | Ancala Water Services (Estates) Limited | Unit 1B, Redbrook Business Park | Wilthorpe Road |  | BARNSLEY |  | S75 1JN | ANCHOR EAST & MARLBOROUGH GATE | THE HARD |  | PORTSMOUTH | HA | PO1 3QX | 2019-02-14 | 60 | 2 | 08:00 To 16:00 | BUDDS FARM HAVANT WTW | Queen Street. | Chemical Oxygen Demand Shaken as 0 | 0 | 8000 | mg/l | 37.4 | Liquid waste reception/oil recovery | Hampshire East | Imported Liquid waste from royal naval vessels - pre treated | MOD DEFENCE SUPPORT | Discontinuation | QUEENS ROAD LEE ON THE SOLENT WPS
17245 | 4 | Tier 1 Consent | Ancala Water Services (Estates) Limited | Unit 1B, Redbrook Business Park | Wilthorpe Road |  | BARNSLEY |  | S75 1JN | ANCHOR EAST & MARLBOROUGH GATE | THE HARD |  | PORTSMOUTH | HA | PO1 3QX | 2019-02-14 | 60 | 2 | 08:00 To 16:00 | BUDDS FARM HAVANT WTW | Queen Street. | Chloride | 0 | 4000 | mg/l | 37.4 | Liquid waste reception/oil recovery | Hampshire East | Imported Liquid waste from royal naval vessels - pre treated | MOD DEFENCE SUPPORT | Discontinuation | QUEENS ROAD LEE ON THE SOLENT WPS
17245 | 4 | Tier 1 Consent | Ancala Water Services (Estates) Limited | Unit 1B, Redbrook Business Park | Wilthorpe Road |  | BARNSLEY |  | S75 1JN | ANCHOR EAST & MARLBOROUGH GATE | THE HARD |  | PORTSMOUTH | HA | PO1 3QX | 2019-02-14 | 60 | 2 | 08:00 To 16:00 | BUDDS FARM HAVANT WTW | Queen Street. | Chromium Total mg/l | 0 | 1 | ug/l | 37.4 | Liquid waste reception/oil recovery | Hampshire East | Imported Liquid waste from royal naval vessels - pre treated | MOD DEFENCE SUPPORT | Discontinuation | QUEENS ROAD LEE ON THE SOLENT WPS
17245 | 4 | Tier 1 Consent | Ancala Water Services (Estates) Limited | Unit 1B, Redbrook Business Park | Wilthorpe Road |  | BARNSLEY |  | S75 1JN | ANCHOR EAST & MARLBOROUGH GATE | THE HARD |  | PORTSMOUTH | HA | PO1 3QX | 2019-02-14 | 60 | 2 | 08:00 To 16:00 | BUDDS FARM HAVANT WTW | Queen Street. | Copper Total | 0 | 1 | ug/l | 37.4 | Liquid waste reception/oil recovery | Hampshire East | Imported Liquid waste from royal naval vessels - pre treated | MOD DEFENCE SUPPORT | Discontinuation | QUEENS ROAD LEE ON THE SOLENT WPS
17245 | 4 | Tier 1 Consent | Ancala Water Services (Estates) Limited | Unit 1B, Redbrook Business Park | Wilthorpe Road |  | BARNSLEY |  | S75 1JN | ANCHOR EAST & MARLBOROUGH GATE | THE HARD |  | PORTSMOUTH | HA | PO1 3QX | 2019-02-14 | 60 | 2 | 08:00 To 16:00 | BUDDS FARM HAVANT WTW | Queen Street. | Cyanide Total as Cn | 0 | 1 | ug/l | 37.4 | Liquid waste reception/oil recovery | Hampshire East | Imported Liquid waste from royal naval vessels - pre treated | MOD DEFENCE SUPPORT | Discontinuation | QUEENS ROAD LEE ON THE SOLENT WPS
17245 | 4 | Tier 1 Consent | Ancala Water Services (Estates) Limited | Unit 1B, Redbrook Business Park | Wilthorpe Road |  | BARNSLEY |  | S75 1JN | ANCHOR EAST & MARLBOROUGH GATE | THE HARD |  | PORTSMOUTH | HA | PO1 3QX | 2019-02-14 | 60 | 2 | 08:00 To 16:00 | BUDDS FARM HAVANT WTW | Queen Street. | Detergents Anionic | 0 | 50 | mg/l | 37.4 | Liquid waste reception/oil recovery | Hampshire East | Imported Liquid waste from royal naval vessels - pre treated | MOD DEFENCE SUPPORT | Discontinuation | QUEENS ROAD LEE ON THE SOLENT WPS
17245 | 4 | Tier 1 Consent | Ancala Water Services (Estates) Limited | Unit 1B, Redbrook Business Park | Wilthorpe Road |  | BARNSLEY |  | S75 1JN | ANCHOR EAST & MARLBOROUGH GATE | THE HARD |  | PORTSMOUTH | HA | PO1 3QX | 2019-02-14 | 60 | 2 | 08:00 To 16:00 | BUDDS FARM HAVANT WTW | Queen Street. | Detergents Non-Ionic | 0 | 50 | mg/l | 37.4 | Liquid waste reception/oil recovery | Hampshire East | Imported Liquid waste from royal naval vessels - pre treated | MOD DEFENCE SUPPORT | Discontinuation | QUEENS ROAD LEE ON THE SOLENT WPS
17245 | 4 | Tier 1 Consent | Ancala Water Services (Estates) Limited | Unit 1B, Redbrook Business Park | Wilthorpe Road |  | BARNSLEY |  | S75 1JN | ANCHOR EAST & MARLBOROUGH GATE | THE HARD |  | PORTSMOUTH | HA | PO1 3QX | 2019-02-14 | 60 | 2 | 08:00 To 16:00 | BUDDS FARM HAVANT WTW | Queen Street. | Lead Total | 0 | 1 | ug/l | 37.4 | Liquid waste reception/oil recovery | Hampshire East | Imported Liquid waste from royal naval vessels - pre treated | MOD DEFENCE SUPPORT | Discontinuation | QUEENS ROAD LEE ON THE SOLENT WPS
17245 | 4 | Tier 1 Consent | Ancala Water Services (Estates) Limited | Unit 1B, Redbrook Business Park | Wilthorpe Road |  | BARNSLEY |  | S75 1JN | ANCHOR EAST & MARLBOROUGH GATE | THE HARD |  | PORTSMOUTH | HA | PO1 3QX | 2019-02-14 | 60 | 2 | 08:00 To 16:00 | BUDDS FARM HAVANT WTW | Queen Street. | Nickel Total | 0 | 1 | ug/l | 37.4 | Liquid waste reception/oil recovery | Hampshire East | Imported Liquid waste from royal naval vessels - pre treated | MOD DEFENCE SUPPORT | Discontinuation | QUEENS ROAD LEE ON THE SOLENT WPS
17245 | 4 | Tier 1 Consent | Ancala Water Services (Estates) Limited | Unit 1B, Redbrook Business Park | Wilthorpe Road |  | BARNSLEY |  | S75 1JN | ANCHOR EAST & MARLBOROUGH GATE | THE HARD |  | PORTSMOUTH | HA | PO1 3QX | 2019-02-14 | 60 | 2 | 08:00 To 16:00 | BUDDS FARM HAVANT WTW | Queen Street. | Nitrogen Ammoniacal as N | 0 | 5 | mg/l | 37.4 | Liquid waste reception/oil recovery | Hampshire East | Imported Liquid waste from royal naval vessels - pre treated | MOD DEFENCE SUPPORT | Discontinuation | QUEENS ROAD LEE ON THE SOLENT WPS
17245 | 4 | Tier 1 Consent | Ancala Water Services (Estates) Limited | Unit 1B, Redbrook Business Park | Wilthorpe Road |  | BARNSLEY |  | S75 1JN | ANCHOR EAST & MARLBOROUGH GATE | THE HARD |  | PORTSMOUTH | HA | PO1 3QX | 2019-02-14 | 60 | 2 | 08:00 To 16:00 | BUDDS FARM HAVANT WTW | Queen Street. | Oil and Grease | 0 | 200 | mg/l | 37.4 | Liquid waste reception/oil recovery | Hampshire East | Imported Liquid waste from royal naval vessels - pre treated | MOD DEFENCE SUPPORT | Discontinuation | QUEENS ROAD LEE ON THE SOLENT WPS
17245 | 4 | Tier 1 Consent | Ancala Water Services (Estates) Limited | Unit 1B, Redbrook Business Park | Wilthorpe Road |  | BARNSLEY |  | S75 1JN | ANCHOR EAST & MARLBOROUGH GATE | THE HARD |  | PORTSMOUTH | HA | PO1 3QX | 2019-02-14 | 60 | 2 | 08:00 To 16:00 | BUDDS FARM HAVANT WTW | Queen Street. | Phenols Total | 0 | 10 | ug/l | 37.4 | Liquid waste reception/oil recovery | Hampshire East | Imported Liquid waste from royal naval vessels - pre treated | MOD DEFENCE SUPPORT | Discontinuation | QUEENS ROAD LEE ON THE SOLENT WPS
17245 | 4 | Tier 1 Consent | Ancala Water Services (Estates) Limited | Unit 1B, Redbrook Business Park | Wilthorpe Road |  | BARNSLEY |  | S75 1JN | ANCHOR EAST & MARLBOROUGH GATE | THE HARD |  | PORTSMOUTH | HA | PO1 3QX | 2019-02-14 | 60 | 2 | 08:00 To 16:00 | BUDDS FARM HAVANT WTW | Queen Street. | Silver Total | 0 | 1 | ug/l | 37.4 | Liquid waste reception/oil recovery | Hampshire East | Imported Liquid waste from royal naval vessels - pre treated | MOD DEFENCE SUPPORT | Discontinuation | QUEENS ROAD LEE ON THE SOLENT WPS
17245 | 4 | Tier 1 Consent | Ancala Water Services (Estates) Limited | Unit 1B, Redbrook Business Park | Wilthorpe Road |  | BARNSLEY |  | S75 1JN | ANCHOR EAST & MARLBOROUGH GATE | THE HARD |  | PORTSMOUTH | HA | PO1 3QX | 2019-02-14 | 60 | 2 | 08:00 To 16:00 | BUDDS FARM HAVANT WTW | Queen Street. | Solids Suspended 105 Degrees C | 0 | 400 | mg/l | 37.4 | Liquid waste reception/oil recovery | Hampshire East | Imported Liquid waste from royal naval vessels - pre treated | MOD DEFENCE SUPPORT | Discontinuation | QUEENS ROAD LEE ON THE SOLENT WPS
17245 | 4 | Tier 1 Consent | Ancala Water Services (Estates) Limited | Unit 1B, Redbrook Business Park | Wilthorpe Road |  | BARNSLEY |  | S75 1JN | ANCHOR EAST & MARLBOROUGH GATE | THE HARD |  | PORTSMOUTH | HA | PO1 3QX | 2019-02-14 | 60 | 2 | 08:00 To 16:00 | BUDDS FARM HAVANT WTW | Queen Street. | Sulphate as S04 | 0 | 1000 | mg/l | 37.4 | Liquid waste reception/oil recovery | Hampshire East | Imported Liquid waste from royal naval vessels - pre treated | MOD DEFENCE SUPPORT | Discontinuation | QUEENS ROAD LEE ON THE SOLENT WPS
17245 | 4 | Tier 1 Consent | Ancala Water Services (Estates) Limited | Unit 1B, Redbrook Business Park | Wilthorpe Road |  | BARNSLEY |  | S75 1JN | ANCHOR EAST & MARLBOROUGH GATE | THE HARD |  | PORTSMOUTH | HA | PO1 3QX | 2019-02-14 | 60 | 2 | 08:00 To 16:00 | BUDDS FARM HAVANT WTW | Queen Street. | Sulphide as S | 0 | 1 | mg/l | 37.4 | Liquid waste reception/oil recovery | Hampshire East | Imported Liquid waste from royal naval vessels - pre treated | MOD DEFENCE SUPPORT | Discontinuation | QUEENS ROAD LEE ON THE SOLENT WPS
17245 | 4 | Tier 1 Consent | Ancala Water Services (Estates) Limited | Unit 1B, Redbrook Business Park | Wilthorpe Road |  | BARNSLEY |  | S75 1JN | ANCHOR EAST & MARLBOROUGH GATE | THE HARD |  | PORTSMOUTH | HA | PO1 3QX | 2019-02-14 | 60 | 2 | 08:00 To 16:00 | BUDDS FARM HAVANT WTW | Queen Street. | Tin Total | 0 | 1000 | ug/l | 37.4 | Liquid waste reception/oil recovery | Hampshire East | Imported Liquid waste from royal naval vessels - pre treated | MOD DEFENCE SUPPORT | Discontinuation | QUEENS ROAD LEE ON THE SOLENT WPS
17245 | 4 | Tier 1 Consent | Ancala Water Services (Estates) Limited | Unit 1B, Redbrook Business Park | Wilthorpe Road |  | BARNSLEY |  | S75 1JN | ANCHOR EAST & MARLBOROUGH GATE | THE HARD |  | PORTSMOUTH | HA | PO1 3QX | 2019-02-14 | 60 | 2 | 08:00 To 16:00 | BUDDS FARM HAVANT WTW | Queen Street. | Total Organic and Ammoniacal N | 0 | 30 | mg/l | 37.4 | Liquid waste reception/oil recovery | Hampshire East | Imported Liquid waste from royal naval vessels - pre treated | MOD DEFENCE SUPPORT | Discontinuation | QUEENS ROAD LEE ON THE SOLENT WPS
17245 | 4 | Tier 1 Consent | Ancala Water Services (Estates) Limited | Unit 1B, Redbrook Business Park | Wilthorpe Road |  | BARNSLEY |  | S75 1JN | ANCHOR EAST & MARLBOROUGH GATE | THE HARD |  | PORTSMOUTH | HA | PO1 3QX | 2019-02-14 | 60 | 2 | 08:00 To 16:00 | BUDDS FARM HAVANT WTW | Queen Street. | Zinc Total mg/l | 0 | 3 | ug/l | 37.4 | Liquid waste reception/oil recovery | Hampshire East | Imported Liquid waste from royal naval vessels - pre treated | MOD DEFENCE SUPPORT | Discontinuation | QUEENS ROAD LEE ON THE SOLENT WPS
17252 | 1 | Low Risk Consent | University of Kent | The Registry |  |  | Canterbury | Kent | CT2 7NZ | UNIVERSITY ROAD | GILES LANE | - | CANTERBURY | KE | CT2 7PB | 2017-04-01 | 1 | 1 | At all times | CANTERBURY WTW | Whitstable Road MH0601 | Chemical Oxygen Demand Shaken as 0 | - | 800 | mg/l | 31.3 | Vehicle and plant washing (Low Impact) | Kent East | Washdown of grounds maintenance equipment | University - grounds maintenance | Consent | DIRECT TO WTW
17252 | 1 | Low Risk Consent | University of Kent | The Registry |  |  | Canterbury | Kent | CT2 7NZ | UNIVERSITY ROAD | GILES LANE | - | CANTERBURY | KE | CT2 7PB | 2017-04-01 | 1 | 1 | At all times | CANTERBURY WTW | Whitstable Road MH0601 | Nitrogen Ammoniacal as N | - | 10 | mg/l | 31.3 | Vehicle and plant washing (Low Impact) | Kent East | Washdown of grounds maintenance equipment | University - grounds maintenance | Consent | DIRECT TO WTW
17252 | 1 | Low Risk Consent | University of Kent | The Registry |  |  | Canterbury | Kent | CT2 7NZ | UNIVERSITY ROAD | GILES LANE | - | CANTERBURY | KE | CT2 7PB | 2017-04-01 | 1 | 1 | At all times | CANTERBURY WTW | Whitstable Road MH0601 | pH | 6 | 10 | pH Units | 31.3 | Vehicle and plant washing (Low Impact) | Kent East | Washdown of grounds maintenance equipment | University - grounds maintenance | Consent | DIRECT TO WTW
17252 | 1 | Low Risk Consent | University of Kent | The Registry |  |  | Canterbury | Kent | CT2 7NZ | UNIVERSITY ROAD | GILES LANE | - | CANTERBURY | KE | CT2 7PB | 2017-04-01 | 1 | 1 | At all times | CANTERBURY WTW | Whitstable Road MH0601 | Solids Suspended 105 Degrees C | - | 500 | mg/l | 31.3 | Vehicle and plant washing (Low Impact) | Kent East | Washdown of grounds maintenance equipment | University - grounds maintenance | Consent | DIRECT TO WTW
17252 | 1 | Low Risk Consent | University of Kent | The Registry |  |  | Canterbury | Kent | CT2 7NZ | UNIVERSITY ROAD | GILES LANE | - | CANTERBURY | KE | CT2 7PB | 2017-04-01 | 1 | 1 | At all times | CANTERBURY WTW | Whitstable Road MH0601 | Sulphate as S04 | - | 500 | mg/l | 31.3 | Vehicle and plant washing (Low Impact) | Kent East | Washdown of grounds maintenance equipment | University - grounds maintenance | Consent | DIRECT TO WTW
17258 | 1 | Low Risk Consent | Lepsons Ltd | 1 | Moorfield Road | Blakenhall | Wolverhampton | West Midlands | WV2 4QT | UNIT 16 | RAILWAY STREET | - | GILLINGHAM | KE | ME7 1YQ | 2018-08-01 | 2 | 0.3 | 05:00 to 22:00 | MOTNEY HILL WTW | Railway Street Business Park | Chemical Oxygen Demand Shaken as 0 | - | 5500 | mg/l | 31.2 | Vehicle and plant washing (Low Impact) | Kent West | Chemical stripping and wash off of alloy wheels as part of refurbishment process. | Refurbishment of alloy wheels | Consent | -
17258 | 1 | Low Risk Consent | Lepsons Ltd | 1 | Moorfield Road | Blakenhall | Wolverhampton | West Midlands | WV2 4QT | UNIT 16 | RAILWAY STREET | - | GILLINGHAM | KE | ME7 1YQ | 2018-08-01 | 2 | 0.3 | 05:00 to 22:00 | MOTNEY HILL WTW | Railway Street Business Park | pH | 6 | 10 | pH Units | 31.2 | Vehicle and plant washing (Low Impact) | Kent West | Chemical stripping and wash off of alloy wheels as part of refurbishment process. | Refurbishment of alloy wheels | Consent | -
17258 | 1 | Low Risk Consent | Lepsons Ltd | 1 | Moorfield Road | Blakenhall | Wolverhampton | West Midlands | WV2 4QT | UNIT 16 | RAILWAY STREET | - | GILLINGHAM | KE | ME7 1YQ | 2018-08-01 | 2 | 0.3 | 05:00 to 22:00 | MOTNEY HILL WTW | Railway Street Business Park | Solids Suspended 105 Degrees C | - | 500 | mg/l | 31.2 | Vehicle and plant washing (Low Impact) | Kent West | Chemical stripping and wash off of alloy wheels as part of refurbishment process. | Refurbishment of alloy wheels | Consent | -
17259 | 1 | Low Risk Consent | Unbarred Limited | 3-4 | Circus Parade | - | - | Brighton | BN1 4GW | 19-21 | ELDER PLACE | - | BRIGHTON | SE | BN1 4GF | 2018-08-01 | 1 | 0.1 | 07:00 To 21:00 | PEACEHAVEN WTW | Elder Place | Chemical Oxygen Demand Shaken as 0 | - | 7000 | mg/l | 1.3 | Alcoholic beverages (Low Impact) | Sussex East | Cleaning of the fermentation tanks with diluted caustic and per-acetic acid |  | Consent | Pre Market Reform
17259 | 1 | Low Risk Consent | Unbarred Limited | 3-4 | Circus Parade | - | - | Brighton | BN1 4GW | 19-21 | ELDER PLACE | - | BRIGHTON | SE | BN1 4GF | 2018-08-01 | 1 | 0.1 | 07:00 To 21:00 | PEACEHAVEN WTW | Elder Place | pH | 6 | 10 | pH Units | 1.3 | Alcoholic beverages (Low Impact) | Sussex East | Cleaning of the fermentation tanks with diluted caustic and per-acetic acid |  | Consent | Pre Market Reform
17259 | 1 | Low Risk Consent | Unbarred Limited | 3-4 | Circus Parade | - | - | Brighton | BN1 4GW | 19-21 | ELDER PLACE | - | BRIGHTON | SE | BN1 4GF | 2018-08-01 | 1 | 0.1 | 07:00 To 21:00 | PEACEHAVEN WTW | Elder Place | Solids Suspended 105 Degrees C | 0 | 1400 | mg/l | 1.3 | Alcoholic beverages (Low Impact) | Sussex East | Cleaning of the fermentation tanks with diluted caustic and per-acetic acid |  | Consent | Pre Market Reform
17259 | 1 | Low Risk Consent | Unbarred Limited | 3-4 | Circus Parade | - | - | Brighton | BN1 4GW | 19-21 | ELDER PLACE | - | BRIGHTON | SE | BN1 4GF | 2018-08-01 | 1 | 0.1 | 07:00 To 21:00 | PEACEHAVEN WTW | Elder Place | Sulphate as S04 | 0 | 500 | mg/l | 1.3 | Alcoholic beverages (Low Impact) | Sussex East | Cleaning of the fermentation tanks with diluted caustic and per-acetic acid |  | Consent | Pre Market Reform
17261 | 2 | Tier 2 Consent | European Metal Recycling Limited | Sirius House | Delta Crescent Westbrook | - | Warrington | Cheshire | WA5 7NS | YARD & PREMISES | DUNDAS SPUR | - | PORTSMOUTH | HA | PO3 5NX | 2019-05-30 | 26 | 1 | 24 hours | BUDDS FARM HAVANT WTW | Dundas Spur / dundas close | Chemical Oxygen Demand Shaken as 0 | - | 1000 | mg/l | 40.1 | Rainwater and surface water run-off (Medium Impact). Fire fighting foam training | Hampshire East | Vehicle washing, contaminated surface water run-off | processing, storage and treatment of metals and scrapped cars | Consent | COPNOR WPS
17261 | 2 | Tier 2 Consent | European Metal Recycling Limited | Sirius House | Delta Crescent Westbrook | - | Warrington | Cheshire | WA5 7NS | YARD & PREMISES | DUNDAS SPUR | - | PORTSMOUTH | HA | PO3 5NX | 2019-05-30 | 26 | 1 | 24 hours | BUDDS FARM HAVANT WTW | Dundas Spur / dundas close | Chloride | - | 1500 | mg/l | 40.1 | Rainwater and surface water run-off (Medium Impact). Fire fighting foam training | Hampshire East | Vehicle washing, contaminated surface water run-off | processing, storage and treatment of metals and scrapped cars | Consent | COPNOR WPS
17261 | 2 | Tier 2 Consent | European Metal Recycling Limited | Sirius House | Delta Crescent Westbrook | - | Warrington | Cheshire | WA5 7NS | YARD & PREMISES | DUNDAS SPUR | - | PORTSMOUTH | HA | PO3 5NX | 2019-05-30 | 26 | 1 | 24 hours | BUDDS FARM HAVANT WTW | Dundas Spur / dundas close | Chromium Total mg/l | - | 3 | ug/l | 40.1 | Rainwater and surface water run-off (Medium Impact). Fire fighting foam training | Hampshire East | Vehicle washing, contaminated surface water run-off | processing, storage and treatment of metals and scrapped cars | Consent | COPNOR WPS
17261 | 2 | Tier 2 Consent | European Metal Recycling Limited | Sirius House | Delta Crescent Westbrook | - | Warrington | Cheshire | WA5 7NS | YARD & PREMISES | DUNDAS SPUR | - | PORTSMOUTH | HA | PO3 5NX | 2019-05-30 | 26 | 1 | 24 hours | BUDDS FARM HAVANT WTW | Dundas Spur / dundas close | Copper Total | - | 3 | ug/l | 40.1 | Rainwater and surface water run-off (Medium Impact). Fire fighting foam training | Hampshire East | Vehicle washing, contaminated surface water run-off | processing, storage and treatment of metals and scrapped cars | Consent | COPNOR WPS
17261 | 2 | Tier 2 Consent | European Metal Recycling Limited | Sirius House | Delta Crescent Westbrook | - | Warrington | Cheshire | WA5 7NS | YARD & PREMISES | DUNDAS SPUR | - | PORTSMOUTH | HA | PO3 5NX | 2019-05-30 | 26 | 1 | 24 hours | BUDDS FARM HAVANT WTW | Dundas Spur / dundas close | Iron Total | - | 50 | ug/l | 40.1 | Rainwater and surface water run-off (Medium Impact). Fire fighting foam training | Hampshire East | Vehicle washing, contaminated surface water run-off | processing, storage and treatment of metals and scrapped cars | Consent | COPNOR WPS
17261 | 2 | Tier 2 Consent | European Metal Recycling Limited | Sirius House | Delta Crescent Westbrook | - | Warrington | Cheshire | WA5 7NS | YARD & PREMISES | DUNDAS SPUR | - | PORTSMOUTH | HA | PO3 5NX | 2019-05-30 | 26 | 1 | 24 hours | BUDDS FARM HAVANT WTW | Dundas Spur / dundas close | Lead Total | - | 3 | ug/l | 40.1 | Rainwater and surface water run-off (Medium Impact). Fire fighting foam training | Hampshire East | Vehicle washing, contaminated surface water run-off | processing, storage and treatment of metals and scrapped cars | Consent | COPNOR WPS
17261 | 2 | Tier 2 Consent | European Metal Recycling Limited | Sirius House | Delta Crescent Westbrook | - | Warrington | Cheshire | WA5 7NS | YARD & PREMISES | DUNDAS SPUR | - | PORTSMOUTH | HA | PO3 5NX | 2019-05-30 | 26 | 1 | 24 hours | BUDDS FARM HAVANT WTW | Dundas Spur / dundas close | Nickel Total | - | 2 | ug/l | 40.1 | Rainwater and surface water run-off (Medium Impact). Fire fighting foam training | Hampshire East | Vehicle washing, contaminated surface water run-off | processing, storage and treatment of metals and scrapped cars | Consent | COPNOR WPS
17261 | 2 | Tier 2 Consent | European Metal Recycling Limited | Sirius House | Delta Crescent Westbrook | - | Warrington | Cheshire | WA5 7NS | YARD & PREMISES | DUNDAS SPUR | - | PORTSMOUTH | HA | PO3 5NX | 2019-05-30 | 26 | 1 | 24 hours | BUDDS FARM HAVANT WTW | Dundas Spur / dundas close | Oil and Grease | - | 200 | mg/l | 40.1 | Rainwater and surface water run-off (Medium Impact). Fire fighting foam training | Hampshire East | Vehicle washing, contaminated surface water run-off | processing, storage and treatment of metals and scrapped cars | Consent | COPNOR WPS
17261 | 2 | Tier 2 Consent | European Metal Recycling Limited | Sirius House | Delta Crescent Westbrook | - | Warrington | Cheshire | WA5 7NS | YARD & PREMISES | DUNDAS SPUR | - | PORTSMOUTH | HA | PO3 5NX | 2019-05-30 | 26 | 1 | 24 hours | BUDDS FARM HAVANT WTW | Dundas Spur / dundas close | pH | 6 | 10 | pH Units | 40.1 | Rainwater and surface water run-off (Medium Impact). Fire fighting foam training | Hampshire East | Vehicle washing, contaminated surface water run-off | processing, storage and treatment of metals and scrapped cars | Consent | COPNOR WPS
17261 | 2 | Tier 2 Consent | European Metal Recycling Limited | Sirius House | Delta Crescent Westbrook | - | Warrington | Cheshire | WA5 7NS | YARD & PREMISES | DUNDAS SPUR | - | PORTSMOUTH | HA | PO3 5NX | 2019-05-30 | 26 | 1 | 24 hours | BUDDS FARM HAVANT WTW | Dundas Spur / dundas close | Phosphorus Total | - | 13 | ug/l | 40.1 | Rainwater and surface water run-off (Medium Impact). Fire fighting foam training | Hampshire East | Vehicle washing, contaminated surface water run-off | processing, storage and treatment of metals and scrapped cars | Consent | COPNOR WPS
17261 | 2 | Tier 2 Consent | European Metal Recycling Limited | Sirius House | Delta Crescent Westbrook | - | Warrington | Cheshire | WA5 7NS | YARD & PREMISES | DUNDAS SPUR | - | PORTSMOUTH | HA | PO3 5NX | 2019-05-30 | 26 | 1 | 24 hours | BUDDS FARM HAVANT WTW | Dundas Spur / dundas close | Solids Suspended 105 Degrees C | - | 2000 | mg/l | 40.1 | Rainwater and surface water run-off (Medium Impact). Fire fighting foam training | Hampshire East | Vehicle washing, contaminated surface water run-off | processing, storage and treatment of metals and scrapped cars | Consent | COPNOR WPS
17261 | 2 | Tier 2 Consent | European Metal Recycling Limited | Sirius House | Delta Crescent Westbrook | - | Warrington | Cheshire | WA5 7NS | YARD & PREMISES | DUNDAS SPUR | - | PORTSMOUTH | HA | PO3 5NX | 2019-05-30 | 26 | 1 | 24 hours | BUDDS FARM HAVANT WTW | Dundas Spur / dundas close | Sulphate as S04 | - | 800 | mg/l | 40.1 | Rainwater and surface water run-off (Medium Impact). Fire fighting foam training | Hampshire East | Vehicle washing, contaminated surface water run-off | processing, storage and treatment of metals and scrapped cars | Consent | COPNOR WPS
17261 | 2 | Tier 2 Consent | European Metal Recycling Limited | Sirius House | Delta Crescent Westbrook | - | Warrington | Cheshire | WA5 7NS | YARD & PREMISES | DUNDAS SPUR | - | PORTSMOUTH | HA | PO3 5NX | 2019-05-30 | 26 | 1 | 24 hours | BUDDS FARM HAVANT WTW | Dundas Spur / dundas close | Zinc Total mg/l | - | 3 | ug/l | 40.1 | Rainwater and surface water run-off (Medium Impact). Fire fighting foam training | Hampshire East | Vehicle washing, contaminated surface water run-off | processing, storage and treatment of metals and scrapped cars | Consent | COPNOR WPS
17271 | 1 | Low Risk Consent | Knott End Pub Company Limited | Highdown House | Yeoman Way | Worthing | - | West Sussex | BN99 3HH | 38 WABI RESTAURANT | EAST STREET | - | HORSHAM | SW | RH12 1HL | 2018-08-23 | 2 | 0.25 | 09:30 To 10:00 | HORSHAM NEW WTW | East Street | Chemical Oxygen Demand Shaken as 0 | 0 | 2648 | mg/l | 1.3 | Alcoholic beverages (Low Impact) | Sussex West | Cleaning the microbrewery, typically three times per week before each brew | Public house and microbrewry | Consent | Pre Market Reform
17271 | 1 | Low Risk Consent | Knott End Pub Company Limited | Highdown House | Yeoman Way | Worthing | - | West Sussex | BN99 3HH | 38 WABI RESTAURANT | EAST STREET | - | HORSHAM | SW | RH12 1HL | 2018-08-23 | 2 | 0.25 | 09:30 To 10:00 | HORSHAM NEW WTW | East Street | pH Limit | 6 | 10 |  | 1.3 | Alcoholic beverages (Low Impact) | Sussex West | Cleaning the microbrewery, typically three times per week before each brew | Public house and microbrewry | Consent | Pre Market Reform
17271 | 1 | Low Risk Consent | Knott End Pub Company Limited | Highdown House | Yeoman Way | Worthing | - | West Sussex | BN99 3HH | 38 WABI RESTAURANT | EAST STREET | - | HORSHAM | SW | RH12 1HL | 2018-08-23 | 2 | 0.25 | 09:30 To 10:00 | HORSHAM NEW WTW | East Street | Solids Suspended 105 Degrees C | 0 | 150 | mg/l | 1.3 | Alcoholic beverages (Low Impact) | Sussex West | Cleaning the microbrewery, typically three times per week before each brew | Public house and microbrewry | Consent | Pre Market Reform
17304 | 1 | Low Risk Consent | Global Fuel (Uk) Ltd | 3c Twyford Court | High Street | - | Dunmow | - | CM6 1AE | 170 | PORTSMOUTH ROAD | - | SOUTHAMPTON | HA | SO19 9AQ | 2018-10-02 | 4 | 1 | 07:00 To 19:00 | WOOLSTON WTW | Portsmouth Road | Chemical Oxygen Demand Shaken as 0 | - | 800 | mg/l | 31.2 | Vehicle and plant washing (Low Impact) | Hampshire West | Vehicle washing and surface water | Fuel Station/Car Valeting | Consent | Pre Market Reform
17304 | 1 | Low Risk Consent | Global Fuel (Uk) Ltd | 3c Twyford Court | High Street | - | Dunmow | - | CM6 1AE | 170 | PORTSMOUTH ROAD | - | SOUTHAMPTON | HA | SO19 9AQ | 2018-10-02 | 4 | 1 | 07:00 To 19:00 | WOOLSTON WTW | Portsmouth Road | Oil and Grease | - | 200 | mg/l | 31.2 | Vehicle and plant washing (Low Impact) | Hampshire West | Vehicle washing and surface water | Fuel Station/Car Valeting | Consent | Pre Market Reform
17304 | 1 | Low Risk Consent | Global Fuel (Uk) Ltd | 3c Twyford Court | High Street | - | Dunmow | - | CM6 1AE | 170 | PORTSMOUTH ROAD | - | SOUTHAMPTON | HA | SO19 9AQ | 2018-10-02 | 4 | 1 | 07:00 To 19:00 | WOOLSTON WTW | Portsmouth Road | pH | 6 | 10 | pH Units | 31.2 | Vehicle and plant washing (Low Impact) | Hampshire West | Vehicle washing and surface water | Fuel Station/Car Valeting | Consent | Pre Market Reform
17304 | 1 | Low Risk Consent | Global Fuel (Uk) Ltd | 3c Twyford Court | High Street | - | Dunmow | - | CM6 1AE | 170 | PORTSMOUTH ROAD | - | SOUTHAMPTON | HA | SO19 9AQ | 2018-10-02 | 4 | 1 | 07:00 To 19:00 | WOOLSTON WTW | Portsmouth Road | Solids Suspended 105 Degrees C | - | 400 | mg/l | 31.2 | Vehicle and plant washing (Low Impact) | Hampshire West | Vehicle washing and surface water | Fuel Station/Car Valeting | Consent | Pre Market Reform
17308 | 1 | Low Risk Consent | Avis Budget UK Limited | Avis Budget House | Park Road | - | Bracknell | Berkshire | RG12 2EW | OFFICE & PREMS (PORTSMOUTH) | NORTH HARBOUR | - | PORTSMOUTH | HA | PO6 3TU | 2018-10-15 | 2 | 0.2 | 08:00 To 18:00 | BUDDS FARM HAVANT WTW | Foul + storm flow off site to the outer perimeter pf the car park | Chemical Oxygen Demand Shaken as 0 | - | 800 | mg/l | 31.2 | Vehicle and plant washing (Low Impact) | Hampshire East | Car wash using cold water diluted bio degradable additive | Car Rental | Consent | Pre Market Reform
17308 | 1 | Low Risk Consent | Avis Budget UK Limited | Avis Budget House | Park Road | - | Bracknell | Berkshire | RG12 2EW | OFFICE & PREMS (PORTSMOUTH) | NORTH HARBOUR | - | PORTSMOUTH | HA | PO6 3TU | 2018-10-15 | 2 | 0.2 | 08:00 To 18:00 | BUDDS FARM HAVANT WTW | Foul + storm flow off site to the outer perimeter pf the car park | Oil and Grease | - | 200 | mg/l | 31.2 | Vehicle and plant washing (Low Impact) | Hampshire East | Car wash using cold water diluted bio degradable additive | Car Rental | Consent | Pre Market Reform
17308 | 1 | Low Risk Consent | Avis Budget UK Limited | Avis Budget House | Park Road | - | Bracknell | Berkshire | RG12 2EW | OFFICE & PREMS (PORTSMOUTH) | NORTH HARBOUR | - | PORTSMOUTH | HA | PO6 3TU | 2018-10-15 | 2 | 0.2 | 08:00 To 18:00 | BUDDS FARM HAVANT WTW | Foul + storm flow off site to the outer perimeter pf the car park | pH | 6 | 10 | pH Units | 31.2 | Vehicle and plant washing (Low Impact) | Hampshire East | Car wash using cold water diluted bio degradable additive | Car Rental | Consent | Pre Market Reform
17308 | 1 | Low Risk Consent | Avis Budget UK Limited | Avis Budget House | Park Road | - | Bracknell | Berkshire | RG12 2EW | OFFICE & PREMS (PORTSMOUTH) | NORTH HARBOUR | - | PORTSMOUTH | HA | PO6 3TU | 2018-10-15 | 2 | 0.2 | 08:00 To 18:00 | BUDDS FARM HAVANT WTW | Foul + storm flow off site to the outer perimeter pf the car park | Solids Suspended 105 Degrees C | - | 400 | mg/l | 31.2 | Vehicle and plant washing (Low Impact) | Hampshire East | Car wash using cold water diluted bio degradable additive | Car Rental | Consent | Pre Market Reform
17319 | 1 | Tier 2 Consent | Thanet District Council | PO Box 9 | Cecil Street |  | Margate | Kent | CT9 1XZ | Manston Road Depot, Half Mile Ride | MANSTON ROAD |  | MARGATE | KE | CT9 4LX | 2018-11-26 | 7.45 | 0.2 | 00:00 To 23:59 | WEATHERLEES HILL B (MGATE &amp; BSTAIRS) WTW | Manston Road, Margate | Chemical Oxygen Demand Shaken as 0 | - | 800 | mg/l | 31.3 | Vehicle and plant washing (Low Impact) | Kent East | vehicle washdown, vehicle washed down usingjet wash, chemicals not used forthis process. Substances beingcleaned off comprise of mud, trafficfilm, street arisings and loosedebris | waste transfer station, offices, vehicle repair workshop and waste collection vehicle storage facility | Consent | Pre Market Reform
17319 | 1 | Tier 2 Consent | Thanet District Council | PO Box 9 | Cecil Street |  | Margate | Kent | CT9 1XZ | Manston Road Depot, Half Mile Ride | MANSTON ROAD |  | MARGATE | KE | CT9 4LX | 2018-11-26 | 7.45 | 0.2 | 00:00 To 23:59 | WEATHERLEES HILL B (MGATE &amp; BSTAIRS) WTW | Manston Road, Margate | pH Limit | 6 | 10 |  | 31.3 | Vehicle and plant washing (Low Impact) | Kent East | vehicle washdown, vehicle washed down usingjet wash, chemicals not used forthis process. Substances beingcleaned off comprise of mud, trafficfilm, street arisings and loosedebris | waste transfer station, offices, vehicle repair workshop and waste collection vehicle storage facility | Consent | Pre Market Reform
17319 | 1 | Tier 2 Consent | Thanet District Council | PO Box 9 | Cecil Street |  | Margate | Kent | CT9 1XZ | Manston Road Depot, Half Mile Ride | MANSTON ROAD |  | MARGATE | KE | CT9 4LX | 2018-11-26 | 7.45 | 0.2 | 00:00 To 23:59 | WEATHERLEES HILL B (MGATE &amp; BSTAIRS) WTW | Manston Road, Margate | Solids Suspended 105 Degrees C | - | 400 | mg/l | 31.3 | Vehicle and plant washing (Low Impact) | Kent East | vehicle washdown, vehicle washed down usingjet wash, chemicals not used forthis process. Substances beingcleaned off comprise of mud, trafficfilm, street arisings and loosedebris | waste transfer station, offices, vehicle repair workshop and waste collection vehicle storage facility | Consent | Pre Market Reform
17319 | 1 | Tier 2 Consent | Thanet District Council | PO Box 9 | Cecil Street |  | Margate | Kent | CT9 1XZ | Manston Road Depot, Half Mile Ride | MANSTON ROAD |  | MARGATE | KE | CT9 4LX | 2018-11-26 | 7.45 | 0.2 | 00:00 To 23:59 | WEATHERLEES HILL B (MGATE &amp; BSTAIRS) WTW | Manston Road, Margate | Sulphate as S04 | - | 500 | mg/l | 31.3 | Vehicle and plant washing (Low Impact) | Kent East | vehicle washdown, vehicle washed down usingjet wash, chemicals not used forthis process. Substances beingcleaned off comprise of mud, trafficfilm, street arisings and loosedebris | waste transfer station, offices, vehicle repair workshop and waste collection vehicle storage facility | Consent | Pre Market Reform
17322 | 1 | Low Risk Consent | Tankerford Ltd | 1 | Park Lane | Cheam | Sutton | - | SM3 8BN | GARAGE BP STATION | LONDON ROAD | - | BURGESS HILL | SW | RH15 9RD | 2018-10-23 | 2.5 | 0.15 | 08:00 To 20:00 | GODDARDS GREEN WTW | London road | Chemical Oxygen Demand Shaken as 0 | 0 | 800 | mg/l | 31.2 | Vehicle and plant washing (Low Impact) | Sussex West | Two separate jet wash bayslocated on either side of theforecourt shop back with it's ownmachines & silt trap | Jet wash | Consent | Pre Market Reform
17322 | 1 | Low Risk Consent | Tankerford Ltd | 1 | Park Lane | Cheam | Sutton | - | SM3 8BN | GARAGE BP STATION | LONDON ROAD | - | BURGESS HILL | SW | RH15 9RD | 2018-10-23 | 2.5 | 0.15 | 08:00 To 20:00 | GODDARDS GREEN WTW | London road | pH Limit | 6 | 10 |  | 31.2 | Vehicle and plant washing (Low Impact) | Sussex West | Two separate jet wash bayslocated on either side of theforecourt shop back with it's ownmachines & silt trap | Jet wash | Consent | Pre Market Reform
17322 | 1 | Low Risk Consent | Tankerford Ltd | 1 | Park Lane | Cheam | Sutton | - | SM3 8BN | GARAGE BP STATION | LONDON ROAD | - | BURGESS HILL | SW | RH15 9RD | 2018-10-23 | 2.5 | 0.15 | 08:00 To 20:00 | GODDARDS GREEN WTW | London road | Solids Suspended 105 Degrees C | 0 | 400 | mg/l | 31.2 | Vehicle and plant washing (Low Impact) | Sussex West | Two separate jet wash bayslocated on either side of theforecourt shop back with it's ownmachines & silt trap | Jet wash | Consent | Pre Market Reform
17323 | 1 | Tier 2 Consent | Lymington Precision Engineers Co. Limited | 59/61 | High Street | - | Rickmansworth | - | WD3 1RH | Lymington Precision Engineers Company Ltd | Gosport Street | - | LYMINGTON | HA | SO41 9EE | 2018-11-12 | 2 | 2 | 07:00 To 06:59 | MILFORD ROAD PENNINGTON WTW | Marsh Lane/B3054 | Chemical Oxygen Demand Shaken as 0 | 0 | 1000 | mg/l | 8.1 | Engineering (High risk) | Hampshire West | Rumbling process and 2 x 3d printer cleaning stations. | Manufacturing/Engineering. | Consent | Pre Market Reform
17323 | 1 | Tier 2 Consent | Lymington Precision Engineers Co. Limited | 59/61 | High Street | - | Rickmansworth | - | WD3 1RH | Lymington Precision Engineers Company Ltd | Gosport Street | - | LYMINGTON | HA | SO41 9EE | 2018-11-12 | 2 | 2 | 07:00 To 06:59 | MILFORD ROAD PENNINGTON WTW | Marsh Lane/B3054 | Detergents Anionic | 0 | 50 | mg/l | 8.1 | Engineering (High risk) | Hampshire West | Rumbling process and 2 x 3d printer cleaning stations. | Manufacturing/Engineering. | Consent | Pre Market Reform
17323 | 1 | Tier 2 Consent | Lymington Precision Engineers Co. Limited | 59/61 | High Street | - | Rickmansworth | - | WD3 1RH | Lymington Precision Engineers Company Ltd | Gosport Street | - | LYMINGTON | HA | SO41 9EE | 2018-11-12 | 2 | 2 | 07:00 To 06:59 | MILFORD ROAD PENNINGTON WTW | Marsh Lane/B3054 | Detergents Cationic | 0 | 50 | - | 8.1 | Engineering (High risk) | Hampshire West | Rumbling process and 2 x 3d printer cleaning stations. | Manufacturing/Engineering. | Consent | Pre Market Reform
17323 | 1 | Tier 2 Consent | Lymington Precision Engineers Co. Limited | 59/61 | High Street | - | Rickmansworth | - | WD3 1RH | Lymington Precision Engineers Company Ltd | Gosport Street | - | LYMINGTON | HA | SO41 9EE | 2018-11-12 | 2 | 2 | 07:00 To 06:59 | MILFORD ROAD PENNINGTON WTW | Marsh Lane/B3054 | Detergents Non-Ionic | 0 | 50 | mg/l | 8.1 | Engineering (High risk) | Hampshire West | Rumbling process and 2 x 3d printer cleaning stations. | Manufacturing/Engineering. | Consent | Pre Market Reform
17323 | 1 | Tier 2 Consent | Lymington Precision Engineers Co. Limited | 59/61 | High Street | - | Rickmansworth | - | WD3 1RH | Lymington Precision Engineers Company Ltd | Gosport Street | - | LYMINGTON | HA | SO41 9EE | 2018-11-12 | 2 | 2 | 07:00 To 06:59 | MILFORD ROAD PENNINGTON WTW | Marsh Lane/B3054 | Oil and Grease | 0 | 200 | mg/l | 8.1 | Engineering (High risk) | Hampshire West | Rumbling process and 2 x 3d printer cleaning stations. | Manufacturing/Engineering. | Consent | Pre Market Reform
17323 | 1 | Tier 2 Consent | Lymington Precision Engineers Co. Limited | 59/61 | High Street | - | Rickmansworth | - | WD3 1RH | Lymington Precision Engineers Company Ltd | Gosport Street | - | LYMINGTON | HA | SO41 9EE | 2018-11-12 | 2 | 2 | 07:00 To 06:59 | MILFORD ROAD PENNINGTON WTW | Marsh Lane/B3054 | pH Limit | 6 | 10 |  | 8.1 | Engineering (High risk) | Hampshire West | Rumbling process and 2 x 3d printer cleaning stations. | Manufacturing/Engineering. | Consent | Pre Market Reform
17323 | 1 | Tier 2 Consent | Lymington Precision Engineers Co. Limited | 59/61 | High Street | - | Rickmansworth | - | WD3 1RH | Lymington Precision Engineers Company Ltd | Gosport Street | - | LYMINGTON | HA | SO41 9EE | 2018-11-12 | 2 | 2 | 07:00 To 06:59 | MILFORD ROAD PENNINGTON WTW | Marsh Lane/B3054 | Solids Suspended 105 Degrees C | 0 | 400 | mg/l | 8.1 | Engineering (High risk) | Hampshire West | Rumbling process and 2 x 3d printer cleaning stations. | Manufacturing/Engineering. | Consent | Pre Market Reform
17324 | 1 | Low Risk Consent | HS Butyl Limited | Gordleton Industrial Park | Hannah Way | Pennington | Lymington | Hampshire | SO41 8JD | GORDLETON INDUSTRIAL ESTATE HS BUTYL LTD | HANNAH WAY | - | LYMINGTON | HA | SO41 8JD | 2018-10-30 | 2 | 1 | at all times | MILFORD ROAD PENNINGTON WTW | Hannah Way | Chemical Oxygen Demand Shaken as 0 | 0 | 800 | mg/l | 39.2 | Boiler blowdown | Hampshire West | contaminated cooling tower water; steam boiler condensate; steam boiler blowdown; compressor blowdown | Manufacture of butyl sealant. | Consent | GORDLETON PIT LYMINGTON WPS
17324 | 1 | Low Risk Consent | HS Butyl Limited | Gordleton Industrial Park | Hannah Way | Pennington | Lymington | Hampshire | SO41 8JD | GORDLETON INDUSTRIAL ESTATE HS BUTYL LTD | HANNAH WAY | - | LYMINGTON | HA | SO41 8JD | 2018-10-30 | 2 | 1 | at all times | MILFORD ROAD PENNINGTON WTW | Hannah Way | Chloride | 0 | 100 | mg/l | 39.2 | Boiler blowdown | Hampshire West | contaminated cooling tower water; steam boiler condensate; steam boiler blowdown; compressor blowdown | Manufacture of butyl sealant. | Consent | GORDLETON PIT LYMINGTON WPS
17324 | 1 | Low Risk Consent | HS Butyl Limited | Gordleton Industrial Park | Hannah Way | Pennington | Lymington | Hampshire | SO41 8JD | GORDLETON INDUSTRIAL ESTATE HS BUTYL LTD | HANNAH WAY | - | LYMINGTON | HA | SO41 8JD | 2018-10-30 | 2 | 1 | at all times | MILFORD ROAD PENNINGTON WTW | Hannah Way | pH Limit | 6 | 10 |  | 39.2 | Boiler blowdown | Hampshire West | contaminated cooling tower water; steam boiler condensate; steam boiler blowdown; compressor blowdown | Manufacture of butyl sealant. | Consent | GORDLETON PIT LYMINGTON WPS
17324 | 1 | Low Risk Consent | HS Butyl Limited | Gordleton Industrial Park | Hannah Way | Pennington | Lymington | Hampshire | SO41 8JD | GORDLETON INDUSTRIAL ESTATE HS BUTYL LTD | HANNAH WAY | - | LYMINGTON | HA | SO41 8JD | 2018-10-30 | 2 | 1 | at all times | MILFORD ROAD PENNINGTON WTW | Hannah Way | Solids Suspended 105 Degrees C | 0 | 400 | mg/l | 39.2 | Boiler blowdown | Hampshire West | contaminated cooling tower water; steam boiler condensate; steam boiler blowdown; compressor blowdown | Manufacture of butyl sealant. | Consent | GORDLETON PIT LYMINGTON WPS
17325 | 1 | Tier 2 Consent | Ironmore Ltd | 1 | Park Lane | Cheam | Sutton | - | SM3 8BN | 97 | PARK LANE | - | HAVANT | HA | PO9 3HQ | 2018-11-01 | 6 | 0.63 | 07:00 To 19:00 | BUDDS FARM HAVANT WTW | foul and surface water combined (brown) exits site into purbrook way | Chemical Oxygen Demand Shaken as 0 | - | 800 | mg/l | 31.2 | Vehicle and plant washing (Low Impact) | Hampshire East | Use of detergents in this process of a jet wash + mechanical car wash | Service Station | Consent | -
17325 | 1 | Tier 2 Consent | Ironmore Ltd | 1 | Park Lane | Cheam | Sutton | - | SM3 8BN | 97 | PARK LANE | - | HAVANT | HA | PO9 3HQ | 2018-11-01 | 6 | 0.63 | 07:00 To 19:00 | BUDDS FARM HAVANT WTW | foul and surface water combined (brown) exits site into purbrook way | Oil and Grease | - | 200 | mg/l | 31.2 | Vehicle and plant washing (Low Impact) | Hampshire East | Use of detergents in this process of a jet wash + mechanical car wash | Service Station | Consent | -
17325 | 1 | Tier 2 Consent | Ironmore Ltd | 1 | Park Lane | Cheam | Sutton | - | SM3 8BN | 97 | PARK LANE | - | HAVANT | HA | PO9 3HQ | 2018-11-01 | 6 | 0.63 | 07:00 To 19:00 | BUDDS FARM HAVANT WTW | foul and surface water combined (brown) exits site into purbrook way | pH | 6 | 10 | pH Units | 31.2 | Vehicle and plant washing (Low Impact) | Hampshire East | Use of detergents in this process of a jet wash + mechanical car wash | Service Station | Consent | -
17325 | 1 | Tier 2 Consent | Ironmore Ltd | 1 | Park Lane | Cheam | Sutton | - | SM3 8BN | 97 | PARK LANE | - | HAVANT | HA | PO9 3HQ | 2018-11-01 | 6 | 0.63 | 07:00 To 19:00 | BUDDS FARM HAVANT WTW | foul and surface water combined (brown) exits site into purbrook way | Solids Suspended 105 Degrees C | - | 400 | mg/l | 31.2 | Vehicle and plant washing (Low Impact) | Hampshire East | Use of detergents in this process of a jet wash + mechanical car wash | Service Station | Consent | -
17326 | 1 | Low Risk Consent | MB South Ltd | Lookers House | 3 Etchells Road | West Timperley | Altrincham | - | WA14 5XS | Vikings Mercedes Benz of Canterbury New Car Centre | MILL ROAD | - | CANTERBURY | KE | CT2 0AD | 2018-10-30 | 1.5 | 0.017 | 0830-1830 | CANTERBURY WTW | A28 Mill Road | Chemical Oxygen Demand Shaken as 0 | - | 800 | mg/l | 31.3 | Vehicle and plant washing (Low Impact) | Kent East | Washing of cars for sales and after service | Car sales & servicing | Consent | -
17326 | 1 | Low Risk Consent | MB South Ltd | Lookers House | 3 Etchells Road | West Timperley | Altrincham | - | WA14 5XS | Vikings Mercedes Benz of Canterbury New Car Centre | MILL ROAD | - | CANTERBURY | KE | CT2 0AD | 2018-10-30 | 1.5 | 0.017 | 0830-1830 | CANTERBURY WTW | A28 Mill Road | Solids Suspended 105 Degrees C | - | 400 | mg/l | 31.3 | Vehicle and plant washing (Low Impact) | Kent East | Washing of cars for sales and after service | Car sales & servicing | Consent | -
17331 | 1 | Low Risk Consent | Arriva Kent & Surrey Limited | 1 Admiral Way Doxford | International Business Park | - | Sunderland | Tyne & Wear | SR3 3XP | KINGSTANDING BUSINESS PARK UNIT 11 | KINGSTANDING WAY | - | ROYAL TUNBRIDGE WELLS | KE | TN2 3UP | 2018-11-01 | 0.75 | 1.5 | 04:00 To 01:00 | TUNBRIDGE WELLS NORTH WTW | kingsstanding way | Chemical Oxygen Demand Shaken as 0 | - | 800 | mg/l | 31.3 | Vehicle and plant washing (Low Impact) | Sussex East | Bus washing auto wash plant | Bus depot, vehicle maintenance and bus washing | Consent | Pre Market Reform
17331 | 1 | Low Risk Consent | Arriva Kent & Surrey Limited | 1 Admiral Way Doxford | International Business Park | - | Sunderland | Tyne & Wear | SR3 3XP | KINGSTANDING BUSINESS PARK UNIT 11 | KINGSTANDING WAY | - | ROYAL TUNBRIDGE WELLS | KE | TN2 3UP | 2018-11-01 | 0.75 | 1.5 | 04:00 To 01:00 | TUNBRIDGE WELLS NORTH WTW | kingsstanding way | Detergents Anionic | 0 | 50 | mg/l | 31.3 | Vehicle and plant washing (Low Impact) | Sussex East | Bus washing auto wash plant | Bus depot, vehicle maintenance and bus washing | Consent | Pre Market Reform
17331 | 1 | Low Risk Consent | Arriva Kent & Surrey Limited | 1 Admiral Way Doxford | International Business Park | - | Sunderland | Tyne & Wear | SR3 3XP | KINGSTANDING BUSINESS PARK UNIT 11 | KINGSTANDING WAY | - | ROYAL TUNBRIDGE WELLS | KE | TN2 3UP | 2018-11-01 | 0.75 | 1.5 | 04:00 To 01:00 | TUNBRIDGE WELLS NORTH WTW | kingsstanding way | Detergents Cationic | 0 | 50 | - | 31.3 | Vehicle and plant washing (Low Impact) | Sussex East | Bus washing auto wash plant | Bus depot, vehicle maintenance and bus washing | Consent | Pre Market Reform
17331 | 1 | Low Risk Consent | Arriva Kent & Surrey Limited | 1 Admiral Way Doxford | International Business Park | - | Sunderland | Tyne & Wear | SR3 3XP | KINGSTANDING BUSINESS PARK UNIT 11 | KINGSTANDING WAY | - | ROYAL TUNBRIDGE WELLS | KE | TN2 3UP | 2018-11-01 | 0.75 | 1.5 | 04:00 To 01:00 | TUNBRIDGE WELLS NORTH WTW | kingsstanding way | Detergents Non-Ionic | 0 | 50 | mg/l | 31.3 | Vehicle and plant washing (Low Impact) | Sussex East | Bus washing auto wash plant | Bus depot, vehicle maintenance and bus washing | Consent | Pre Market Reform
17331 | 1 | Low Risk Consent | Arriva Kent & Surrey Limited | 1 Admiral Way Doxford | International Business Park | - | Sunderland | Tyne & Wear | SR3 3XP | KINGSTANDING BUSINESS PARK UNIT 11 | KINGSTANDING WAY | - | ROYAL TUNBRIDGE WELLS | KE | TN2 3UP | 2018-11-01 | 0.75 | 1.5 | 04:00 To 01:00 | TUNBRIDGE WELLS NORTH WTW | kingsstanding way | Oil and Grease | 0 | 200 | mg/l | 31.3 | Vehicle and plant washing (Low Impact) | Sussex East | Bus washing auto wash plant | Bus depot, vehicle maintenance and bus washing | Consent | Pre Market Reform
17331 | 1 | Low Risk Consent | Arriva Kent & Surrey Limited | 1 Admiral Way Doxford | International Business Park | - | Sunderland | Tyne & Wear | SR3 3XP | KINGSTANDING BUSINESS PARK UNIT 11 | KINGSTANDING WAY | - | ROYAL TUNBRIDGE WELLS | KE | TN2 3UP | 2018-11-01 | 0.75 | 1.5 | 04:00 To 01:00 | TUNBRIDGE WELLS NORTH WTW | kingsstanding way | pH Limit | 6 | 10 |  | 31.3 | Vehicle and plant washing (Low Impact) | Sussex East | Bus washing auto wash plant | Bus depot, vehicle maintenance and bus washing | Consent | Pre Market Reform
17331 | 1 | Low Risk Consent | Arriva Kent & Surrey Limited | 1 Admiral Way Doxford | International Business Park | - | Sunderland | Tyne & Wear | SR3 3XP | KINGSTANDING BUSINESS PARK UNIT 11 | KINGSTANDING WAY | - | ROYAL TUNBRIDGE WELLS | KE | TN2 3UP | 2018-11-01 | 0.75 | 1.5 | 04:00 To 01:00 | TUNBRIDGE WELLS NORTH WTW | kingsstanding way | Solids Suspended 105 Degrees C | 0 | 400 | mg/l | 31.3 | Vehicle and plant washing (Low Impact) | Sussex East | Bus washing auto wash plant | Bus depot, vehicle maintenance and bus washing | Consent | Pre Market Reform
17335 | 1 | Low Risk Consent | West Quay Shopping Centre Limited | Kings Place | 90 York Way | - | London | - | N1 9GE | 8-10 PORTLAND HOUSE Westquay Management Suite | PORTLAND TERRACE | - | SOUTHAMPTON | HA | SO14 7EG | 2018-11-19 | 4 | 0.3 | n/a | MILLBROOK WTW | Portland Terrace | Chemical Oxygen Demand Shaken as 0 | - | 800 | mg/l | 36.1 | Refuse containers (Wheelie bins / low risk commercial) | Hampshire West | Pre Market Reform | Pre Market Reform | Consent | -
17335 | 1 | Low Risk Consent | West Quay Shopping Centre Limited | Kings Place | 90 York Way | - | London | - | N1 9GE | 8-10 PORTLAND HOUSE Westquay Management Suite | PORTLAND TERRACE | - | SOUTHAMPTON | HA | SO14 7EG | 2018-11-19 | 4 | 0.3 | n/a | MILLBROOK WTW | Portland Terrace | Solids Suspended 105 Degrees C | - | 400 | mg/l | 36.1 | Refuse containers (Wheelie bins / low risk commercial) | Hampshire West | Pre Market Reform | Pre Market Reform | Consent | -
17336 | 1 | Tier 2 Consent | Brewhouse & Kitchen Limited | Office Above The Brewpub | 2a Corsica Street | - | London | - | N5 1JJ | 51 | SOUTHSEA TERRACE | - | SOUTHSEA | HA | PO5 3AU | 2018-11-20 | 3 | 0.25 | 09:00 to 24:00 | BUDDS FARM HAVANT WTW | Cecil Place | Chemical Oxygen Demand Shaken as 0 | - | 5000 | mg/l | 1.3 | Alcoholic beverages (Low Impact) | Hampshire East | Cleaning of the microbrewery before brewing, typically three times a week. | Brewing | Consent | Pre Market Reform
17336 | 1 | Tier 2 Consent | Brewhouse & Kitchen Limited | Office Above The Brewpub | 2a Corsica Street | - | London | - | N5 1JJ | 51 | SOUTHSEA TERRACE | - | SOUTHSEA | HA | PO5 3AU | 2018-11-20 | 3 | 0.25 | 09:00 to 24:00 | BUDDS FARM HAVANT WTW | Cecil Place | pH | 6 | 10 | pH Units | 1.3 | Alcoholic beverages (Low Impact) | Hampshire East | Cleaning of the microbrewery before brewing, typically three times a week. | Brewing | Consent | Pre Market Reform
17336 | 1 | Tier 2 Consent | Brewhouse & Kitchen Limited | Office Above The Brewpub | 2a Corsica Street | - | London | - | N5 1JJ | 51 | SOUTHSEA TERRACE | - | SOUTHSEA | HA | PO5 3AU | 2018-11-20 | 3 | 0.25 | 09:00 to 24:00 | BUDDS FARM HAVANT WTW | Cecil Place | Solids Suspended 105 Degrees C | - | 1000 | mg/l | 1.3 | Alcoholic beverages (Low Impact) | Hampshire East | Cleaning of the microbrewery before brewing, typically three times a week. | Brewing | Consent | Pre Market Reform
17346 | 4 | Tier 1 Consent | Cook Trading Limited | The Cook Kitchen | Eurolink Way |  | Sittingbourne | Kent | ME10 3HH | EUROLONK PHASE V PLOT 1 | SWALE WAY |  | SITTINGBOURNE | KE | ME10 3TE | 2019-07-25 | 89 | 1.03 | At any time | SITTINGBOURNE WTW | Manhole F11A at site bellmouth,connecting through a pumpingstation to MH31 | Chemical Oxygen Demand Shaken as 0 | - | 3500 | mg/l | 9.2 | Food processing - General | Kent West | Cleaning with water and mild detergents food production premises and equipment. Washing small volumes of vegetables. Condensate from cooling towers. | Food Manufacture | Consent | CROWN QUAY LANE SITTINGBOURNE WPS
17346 | 4 | Tier 1 Consent | Cook Trading Limited | The Cook Kitchen | Eurolink Way |  | Sittingbourne | Kent | ME10 3HH | EUROLONK PHASE V PLOT 1 | SWALE WAY |  | SITTINGBOURNE | KE | ME10 3TE | 2019-07-25 | 89 | 1.03 | At any time | SITTINGBOURNE WTW | Manhole F11A at site bellmouth,connecting through a pumpingstation to MH31 | Oil and Grease | - | 100 | mg/l | 9.2 | Food processing - General | Kent West | Cleaning with water and mild detergents food production premises and equipment. Washing small volumes of vegetables. Condensate from cooling towers. | Food Manufacture | Consent | CROWN QUAY LANE SITTINGBOURNE WPS
17346 | 4 | Tier 1 Consent | Cook Trading Limited | The Cook Kitchen | Eurolink Way |  | Sittingbourne | Kent | ME10 3HH | EUROLONK PHASE V PLOT 1 | SWALE WAY |  | SITTINGBOURNE | KE | ME10 3TE | 2019-07-25 | 89 | 1.03 | At any time | SITTINGBOURNE WTW | Manhole F11A at site bellmouth,connecting through a pumpingstation to MH31 | pH Limit | 5 | 11 |  | 9.2 | Food processing - General | Kent West | Cleaning with water and mild detergents food production premises and equipment. Washing small volumes of vegetables. Condensate from cooling towers. | Food Manufacture | Consent | CROWN QUAY LANE SITTINGBOURNE WPS
17346 | 4 | Tier 1 Consent | Cook Trading Limited | The Cook Kitchen | Eurolink Way |  | Sittingbourne | Kent | ME10 3HH | EUROLONK PHASE V PLOT 1 | SWALE WAY |  | SITTINGBOURNE | KE | ME10 3TE | 2019-07-25 | 89 | 1.03 | At any time | SITTINGBOURNE WTW | Manhole F11A at site bellmouth,connecting through a pumpingstation to MH31 | Solids Suspended 105 Degrees C | - | 1000 | mg/l | 9.2 | Food processing - General | Kent West | Cleaning with water and mild detergents food production premises and equipment. Washing small volumes of vegetables. Condensate from cooling towers. | Food Manufacture | Consent | CROWN QUAY LANE SITTINGBOURNE WPS
17349 | 2 | Low Risk Consent | Chichester District Council | No.1 East Pallant, East Pallant House | East Pallant | - | Chichester | West Sussex | PO19 1TY | Westhampnett Depot | STANE STREET | - | CHICHESTER | SW | PO18 0NS | 2019-01-01 | 3.5 | 5 | At all times | TANGMERE WTW | Stane Street - SouthernWater foulsewer NE corner of depot site | Chemical Oxygen Demand Shaken as 0 | 0 | 800 | mg/l | 31.3 | Vehicle and plant washing (Low Impact) | Sussex West | Vehicle wash facility connected toexisting 25mm mains water supplyadditives introduced see para 5.4,the facility has an undergroundwater collection sump/ interceptor.from the interceptor water ispumped back to the wash tank viaa hydro-cyclone, 95% of the wateris recycled. | Vehicle Wash | Consent | Pre Market Reform
17349 | 2 | Low Risk Consent | Chichester District Council | No.1 East Pallant, East Pallant House | East Pallant | - | Chichester | West Sussex | PO19 1TY | Westhampnett Depot | STANE STREET | - | CHICHESTER | SW | PO18 0NS | 2019-01-01 | 3.5 | 5 | At all times | TANGMERE WTW | Stane Street - SouthernWater foulsewer NE corner of depot site | pH | 6 | 10 | pH Units | 31.3 | Vehicle and plant washing (Low Impact) | Sussex West | Vehicle wash facility connected toexisting 25mm mains water supplyadditives introduced see para 5.4,the facility has an undergroundwater collection sump/ interceptor.from the interceptor water ispumped back to the wash tank viaa hydro-cyclone, 95% of the wateris recycled. | Vehicle Wash | Consent | Pre Market Reform
17349 | 2 | Low Risk Consent | Chichester District Council | No.1 East Pallant, East Pallant House | East Pallant | - | Chichester | West Sussex | PO19 1TY | Westhampnett Depot | STANE STREET | - | CHICHESTER | SW | PO18 0NS | 2019-01-01 | 3.5 | 5 | At all times | TANGMERE WTW | Stane Street - SouthernWater foulsewer NE corner of depot site | Solids Suspended 105 Degrees C | 0 | 400 | mg/l | 31.3 | Vehicle and plant washing (Low Impact) | Sussex West | Vehicle wash facility connected toexisting 25mm mains water supplyadditives introduced see para 5.4,the facility has an undergroundwater collection sump/ interceptor.from the interceptor water ispumped back to the wash tank viaa hydro-cyclone, 95% of the wateris recycled. | Vehicle Wash | Consent | Pre Market Reform
17361 | 1 | Low Risk Consent | Motor Fuel Limited | 10 Bricket Road | St Albans |  | Hertfordshire | Hertfordshire | AL1 3JX | SHELL GARAGE | THANET ROAD | - | WHITSTABLE | KE | CT5 3JB | 2019-03-26 | 3 | 1 | 1100 To 1600 | SWALECLIFFE WTW | Maydowns Road | Chemical Oxygen Demand Shaken as 0 | - | 800 | mg/l | 31.3 | Vehicle and plant washing (Low Impact) | Kent East | vehicle valeting | Fuel station and vehicle valeting | Consent | Pre Market Reform
17361 | 1 | Low Risk Consent | Motor Fuel Limited | 10 Bricket Road | St Albans |  | Hertfordshire | Hertfordshire | AL1 3JX | SHELL GARAGE | THANET ROAD | - | WHITSTABLE | KE | CT5 3JB | 2019-03-26 | 3 | 1 | 1100 To 1600 | SWALECLIFFE WTW | Maydowns Road | pH | 6 | 10 | pH Units | 31.3 | Vehicle and plant washing (Low Impact) | Kent East | vehicle valeting | Fuel station and vehicle valeting | Consent | Pre Market Reform
17361 | 1 | Low Risk Consent | Motor Fuel Limited | 10 Bricket Road | St Albans |  | Hertfordshire | Hertfordshire | AL1 3JX | SHELL GARAGE | THANET ROAD | - | WHITSTABLE | KE | CT5 3JB | 2019-03-26 | 3 | 1 | 1100 To 1600 | SWALECLIFFE WTW | Maydowns Road | Solids Suspended 105 Degrees C | - | 400 | mg/l | 31.3 | Vehicle and plant washing (Low Impact) | Kent East | vehicle valeting | Fuel station and vehicle valeting | Consent | Pre Market Reform
17361 | 1 | Low Risk Consent | Motor Fuel Limited | 10 Bricket Road | St Albans |  | Hertfordshire | Hertfordshire | AL1 3JX | SHELL GARAGE | THANET ROAD | - | WHITSTABLE | KE | CT5 3JB | 2019-03-26 | 3 | 1 | 1100 To 1600 | SWALECLIFFE WTW | Maydowns Road | Sulphate as S04 | - | 500 | mg/l | 31.3 | Vehicle and plant washing (Low Impact) | Kent East | vehicle valeting | Fuel station and vehicle valeting | Consent | Pre Market Reform
17363 | 1 | Tier 2 Consent | Co-operative Group Limited | Department 10116, 5th Floor | 1 Angel Square |  | Manchester |  | M60 0AG | TRADING AS BOTLEY CAR CENTRE | GRANGE ROAD | - | SOUTHAMPTON | HA | SO30 2FU | 2019-04-08 | 8 | 0.8 | 00:00 To 23:59 | PEEL COMMON WTW | Broad Oak (A334)) | Chemical Oxygen Demand Shaken as 0 | - | 800 | mg/l | 31.2 | Vehicle and plant washing (Low Impact) | Hampshire East | Members of the public use car washing facilities to wash the exterior of their vehicles |  | Consent | BROOK LANE BOTLEY WPS
17363 | 1 | Tier 2 Consent | Co-operative Group Limited | Department 10116, 5th Floor | 1 Angel Square |  | Manchester |  | M60 0AG | TRADING AS BOTLEY CAR CENTRE | GRANGE ROAD | - | SOUTHAMPTON | HA | SO30 2FU | 2019-04-08 | 8 | 0.8 | 00:00 To 23:59 | PEEL COMMON WTW | Broad Oak (A334)) | Oil and Grease | - | 200 | mg/l | 31.2 | Vehicle and plant washing (Low Impact) | Hampshire East | Members of the public use car washing facilities to wash the exterior of their vehicles |  | Consent | BROOK LANE BOTLEY WPS
17363 | 1 | Tier 2 Consent | Co-operative Group Limited | Department 10116, 5th Floor | 1 Angel Square |  | Manchester |  | M60 0AG | TRADING AS BOTLEY CAR CENTRE | GRANGE ROAD | - | SOUTHAMPTON | HA | SO30 2FU | 2019-04-08 | 8 | 0.8 | 00:00 To 23:59 | PEEL COMMON WTW | Broad Oak (A334)) | pH | 6 | 10 | pH Units | 31.2 | Vehicle and plant washing (Low Impact) | Hampshire East | Members of the public use car washing facilities to wash the exterior of their vehicles |  | Consent | BROOK LANE BOTLEY WPS
17363 | 1 | Tier 2 Consent | Co-operative Group Limited | Department 10116, 5th Floor | 1 Angel Square |  | Manchester |  | M60 0AG | TRADING AS BOTLEY CAR CENTRE | GRANGE ROAD | - | SOUTHAMPTON | HA | SO30 2FU | 2019-04-08 | 8 | 0.8 | 00:00 To 23:59 | PEEL COMMON WTW | Broad Oak (A334)) | Solids Suspended 105 Degrees C | - | 400 | mg/l | 31.2 | Vehicle and plant washing (Low Impact) | Hampshire East | Members of the public use car washing facilities to wash the exterior of their vehicles |  | Consent | BROOK LANE BOTLEY WPS
17372 | 1 | Low Risk Consent | Hastings Borough Council | Muriel Matters House | Breeds Place | - | Hastings | East Sussex | TN34 3UY | 85-86 CORPORATE ARCHIVE | CASTLEHAM ROAD | - | ST LEONARDS ON SEA | SE | TN38 9NT | 2019-06-29 | 3.28 | 0.25 | 08:00 To 17:00 | BEXHILL & HASTINGS WTW | Directly in front of 85/86 Castleham Road, St Leonards on Sea, East Sussex, TN38 9NT | Chemical Oxygen Demand Shaken as 0 | - | 800 | mg/l | 31.3 | Vehicle and plant washing (Low Impact) | Sussex East | Twice weekly washing down of a fleet of 10 no. street cleaning vehicle bodies and wheels to remove accumulated dirt using high pressure commercial 'Karcher' type power washer and detergent. It is anticipated that no more than 4 no. vehicles would be washed in 1 day (15ltr/min power washer a x 20 min | vehicle wash for council | Consent | Pre Market Reform
17372 | 1 | Low Risk Consent | Hastings Borough Council | Muriel Matters House | Breeds Place | - | Hastings | East Sussex | TN34 3UY | 85-86 CORPORATE ARCHIVE | CASTLEHAM ROAD | - | ST LEONARDS ON SEA | SE | TN38 9NT | 2019-06-29 | 3.28 | 0.25 | 08:00 To 17:00 | BEXHILL & HASTINGS WTW | Directly in front of 85/86 Castleham Road, St Leonards on Sea, East Sussex, TN38 9NT | Detergents Anionic | - | 50 | mg/l | 31.3 | Vehicle and plant washing (Low Impact) | Sussex East | Twice weekly washing down of a fleet of 10 no. street cleaning vehicle bodies and wheels to remove accumulated dirt using high pressure commercial 'Karcher' type power washer and detergent. It is anticipated that no more than 4 no. vehicles would be washed in 1 day (15ltr/min power washer a x 20 min | vehicle wash for council | Consent | Pre Market Reform
17372 | 1 | Low Risk Consent | Hastings Borough Council | Muriel Matters House | Breeds Place | - | Hastings | East Sussex | TN34 3UY | 85-86 CORPORATE ARCHIVE | CASTLEHAM ROAD | - | ST LEONARDS ON SEA | SE | TN38 9NT | 2019-06-29 | 3.28 | 0.25 | 08:00 To 17:00 | BEXHILL & HASTINGS WTW | Directly in front of 85/86 Castleham Road, St Leonards on Sea, East Sussex, TN38 9NT | Detergents Cationic | - | 50 | - | 31.3 | Vehicle and plant washing (Low Impact) | Sussex East | Twice weekly washing down of a fleet of 10 no. street cleaning vehicle bodies and wheels to remove accumulated dirt using high pressure commercial 'Karcher' type power washer and detergent. It is anticipated that no more than 4 no. vehicles would be washed in 1 day (15ltr/min power washer a x 20 min | vehicle wash for council | Consent | Pre Market Reform
17372 | 1 | Low Risk Consent | Hastings Borough Council | Muriel Matters House | Breeds Place | - | Hastings | East Sussex | TN34 3UY | 85-86 CORPORATE ARCHIVE | CASTLEHAM ROAD | - | ST LEONARDS ON SEA | SE | TN38 9NT | 2019-06-29 | 3.28 | 0.25 | 08:00 To 17:00 | BEXHILL & HASTINGS WTW | Directly in front of 85/86 Castleham Road, St Leonards on Sea, East Sussex, TN38 9NT | Detergents Non-Ionic | - | 50 | mg/l | 31.3 | Vehicle and plant washing (Low Impact) | Sussex East | Twice weekly washing down of a fleet of 10 no. street cleaning vehicle bodies and wheels to remove accumulated dirt using high pressure commercial 'Karcher' type power washer and detergent. It is anticipated that no more than 4 no. vehicles would be washed in 1 day (15ltr/min power washer a x 20 min | vehicle wash for council | Consent | Pre Market Reform
17372 | 1 | Low Risk Consent | Hastings Borough Council | Muriel Matters House | Breeds Place | - | Hastings | East Sussex | TN34 3UY | 85-86 CORPORATE ARCHIVE | CASTLEHAM ROAD | - | ST LEONARDS ON SEA | SE | TN38 9NT | 2019-06-29 | 3.28 | 0.25 | 08:00 To 17:00 | BEXHILL & HASTINGS WTW | Directly in front of 85/86 Castleham Road, St Leonards on Sea, East Sussex, TN38 9NT | Oil and Grease | - | 200 | mg/l | 31.3 | Vehicle and plant washing (Low Impact) | Sussex East | Twice weekly washing down of a fleet of 10 no. street cleaning vehicle bodies and wheels to remove accumulated dirt using high pressure commercial 'Karcher' type power washer and detergent. It is anticipated that no more than 4 no. vehicles would be washed in 1 day (15ltr/min power washer a x 20 min | vehicle wash for council | Consent | Pre Market Reform
17372 | 1 | Low Risk Consent | Hastings Borough Council | Muriel Matters House | Breeds Place | - | Hastings | East Sussex | TN34 3UY | 85-86 CORPORATE ARCHIVE | CASTLEHAM ROAD | - | ST LEONARDS ON SEA | SE | TN38 9NT | 2019-06-29 | 3.28 | 0.25 | 08:00 To 17:00 | BEXHILL & HASTINGS WTW | Directly in front of 85/86 Castleham Road, St Leonards on Sea, East Sussex, TN38 9NT | pH | 6 | 10 | pH Units | 31.3 | Vehicle and plant washing (Low Impact) | Sussex East | Twice weekly washing down of a fleet of 10 no. street cleaning vehicle bodies and wheels to remove accumulated dirt using high pressure commercial 'Karcher' type power washer and detergent. It is anticipated that no more than 4 no. vehicles would be washed in 1 day (15ltr/min power washer a x 20 min | vehicle wash for council | Consent | Pre Market Reform
17372 | 1 | Low Risk Consent | Hastings Borough Council | Muriel Matters House | Breeds Place | - | Hastings | East Sussex | TN34 3UY | 85-86 CORPORATE ARCHIVE | CASTLEHAM ROAD | - | ST LEONARDS ON SEA | SE | TN38 9NT | 2019-06-29 | 3.28 | 0.25 | 08:00 To 17:00 | BEXHILL & HASTINGS WTW | Directly in front of 85/86 Castleham Road, St Leonards on Sea, East Sussex, TN38 9NT | Solids Suspended 105 Degrees C | - | 400 | mg/l | 31.3 | Vehicle and plant washing (Low Impact) | Sussex East | Twice weekly washing down of a fleet of 10 no. street cleaning vehicle bodies and wheels to remove accumulated dirt using high pressure commercial 'Karcher' type power washer and detergent. It is anticipated that no more than 4 no. vehicles would be washed in 1 day (15ltr/min power washer a x 20 min | vehicle wash for council | Consent | Pre Market Reform
17373 | 1 | Low Risk Consent | Portgroom Limited | 65 | Aldwick Road | - | Bognor Regis | West Sussex | PO21 2NW | 241 | ALDWICK ROAD |  | BOGNOR REGIS | SW | PO21 3QU | 2019-02-06 | 5 | 2 | 08:30 To 17:30 | FORD WTW | Aldwick Gardens on our land | Chemical Oxygen Demand Shaken as 0 | 0 | 800 | mg/l | 31.3 | Vehicle and plant washing (Low Impact) | Sussex West | We wash customer cars and the water runs accross the path. We want to add a channel with filters and then run straight into the already there sewer drain. | Vehicle Washing | Consent | Low Risk Consent - Unknown
17373 | 1 | Low Risk Consent | Portgroom Limited | 65 | Aldwick Road | - | Bognor Regis | West Sussex | PO21 2NW | 241 | ALDWICK ROAD |  | BOGNOR REGIS | SW | PO21 3QU | 2019-02-06 | 5 | 2 | 08:30 To 17:30 | FORD WTW | Aldwick Gardens on our land | pH | 6 | 10 | pH Units | 31.3 | Vehicle and plant washing (Low Impact) | Sussex West | We wash customer cars and the water runs accross the path. We want to add a channel with filters and then run straight into the already there sewer drain. | Vehicle Washing | Consent | Low Risk Consent - Unknown
17373 | 1 | Low Risk Consent | Portgroom Limited | 65 | Aldwick Road | - | Bognor Regis | West Sussex | PO21 2NW | 241 | ALDWICK ROAD |  | BOGNOR REGIS | SW | PO21 3QU | 2019-02-06 | 5 | 2 | 08:30 To 17:30 | FORD WTW | Aldwick Gardens on our land | Solids Suspended 105 Degrees C | 0 | 400 | mg/l | 31.3 | Vehicle and plant washing (Low Impact) | Sussex West | We wash customer cars and the water runs accross the path. We want to add a channel with filters and then run straight into the already there sewer drain. | Vehicle Washing | Consent | Low Risk Consent - Unknown
17375 | 1 | Low Risk Consent | Atos IT Services Uk Limited | Second Floor, Mid City Place | 71 High Holborn | - | London | - | WC1V 6EA | OFFICES | SHEPHERDS SPRING LANE | - | ANDOVER | HA | SP10 1DL | 2019-02-11 | 0.02 | 0.7 | 00:00 To 00:20 | FULLERTON WTW | Shepherds Spring Lane | Chemical Oxygen Demand Shaken as 0 | 0 | 800 | mg/l | 39.4 | Water treatment; softener plants; heating system flushing | Hampshire West | Side stream filtration backwash of chilled circuit. The chilled system is filtered by media in the filter then once per day the media bed is backwashed by mains water to drain. during this backwash up to 25 litres of system water may be lost to drain. | Data centre - data processing and storage. | Consent | ANTON LANE ANDOVER WPS
17375 | 1 | Low Risk Consent | Atos IT Services Uk Limited | Second Floor, Mid City Place | 71 High Holborn | - | London | - | WC1V 6EA | OFFICES | SHEPHERDS SPRING LANE | - | ANDOVER | HA | SP10 1DL | 2019-02-11 | 0.02 | 0.7 | 00:00 To 00:20 | FULLERTON WTW | Shepherds Spring Lane | pH Limit | 6 | 10 |  | 39.4 | Water treatment; softener plants; heating system flushing | Hampshire West | Side stream filtration backwash of chilled circuit. The chilled system is filtered by media in the filter then once per day the media bed is backwashed by mains water to drain. during this backwash up to 25 litres of system water may be lost to drain. | Data centre - data processing and storage. | Consent | ANTON LANE ANDOVER WPS
17375 | 1 | Low Risk Consent | Atos IT Services Uk Limited | Second Floor, Mid City Place | 71 High Holborn | - | London | - | WC1V 6EA | OFFICES | SHEPHERDS SPRING LANE | - | ANDOVER | HA | SP10 1DL | 2019-02-11 | 0.02 | 0.7 | 00:00 To 00:20 | FULLERTON WTW | Shepherds Spring Lane | Solids Suspended 105 Degrees C | 0 | 400 | mg/l | 39.4 | Water treatment; softener plants; heating system flushing | Hampshire West | Side stream filtration backwash of chilled circuit. The chilled system is filtered by media in the filter then once per day the media bed is backwashed by mains water to drain. during this backwash up to 25 litres of system water may be lost to drain. | Data centre - data processing and storage. | Consent | ANTON LANE ANDOVER WPS
17376 | 1 | Tier 1 Consent | Places For People Leisure Management Ltd. | 305 | Gray's Inn Road |  | London |  | WC1X 8QR | Dover Leisure Centre | HONEYWOOD PARKWAY |  | Whitfield |  | CT16 3FH | 2019-02-15 | 30 | 1.2 | 06:00 To 17:30 | BROOMFIELD BANK WTW | Honeywood Parkway | Chemical Oxygen Demand Shaken as 0 | - | 800 | mg/l | 32.1 | Leisure facilities | Kent East | Leisure centre swimming pool backwashing | Swimming and leisure activities | Consent | Pre Market Reform
17376 | 1 | Tier 1 Consent | Places For People Leisure Management Ltd. | 305 | Gray's Inn Road |  | London |  | WC1X 8QR | Dover Leisure Centre | HONEYWOOD PARKWAY |  | Whitfield |  | CT16 3FH | 2019-02-15 | 30 | 1.2 | 06:00 To 17:30 | BROOMFIELD BANK WTW | Honeywood Parkway | pH | 6 | 10 | pH Units | 32.1 | Leisure facilities | Kent East | Leisure centre swimming pool backwashing | Swimming and leisure activities | Consent | Pre Market Reform
17376 | 1 | Tier 1 Consent | Places For People Leisure Management Ltd. | 305 | Gray's Inn Road |  | London |  | WC1X 8QR | Dover Leisure Centre | HONEYWOOD PARKWAY |  | Whitfield |  | CT16 3FH | 2019-02-15 | 30 | 1.2 | 06:00 To 17:30 | BROOMFIELD BANK WTW | Honeywood Parkway | Solids Suspended 105 Degrees C | - | 400 | mg/l | 32.1 | Leisure facilities | Kent East | Leisure centre swimming pool backwashing | Swimming and leisure activities | Consent | Pre Market Reform
17378 | 1 | Tier 2 Consent | BFS Group Limited | 814 | Leigh Road |  | Slough |  | SL1 4BD | 32 | CHARTWELL ROAD | Lancing Business Park | LANCING | SW | BN15 8TU | 2019-02-22 | 8 | 0.5 | At all times | EAST WORTHING WTW | Chartwell Road | Chemical Oxygen Demand Shaken as 0 | 0 | 800 | mg/l | 31.3 | Vehicle and plant washing (Low Impact) | Sussex West | The washing of commercial delivery vehicles | Food distribution depot | Consent | -
17378 | 1 | Tier 2 Consent | BFS Group Limited | 814 | Leigh Road |  | Slough |  | SL1 4BD | 32 | CHARTWELL ROAD | Lancing Business Park | LANCING | SW | BN15 8TU | 2019-02-22 | 8 | 0.5 | At all times | EAST WORTHING WTW | Chartwell Road | Oil and Grease | 0 | 200 | mg/l | 31.3 | Vehicle and plant washing (Low Impact) | Sussex West | The washing of commercial delivery vehicles | Food distribution depot | Consent | -
17378 | 1 | Tier 2 Consent | BFS Group Limited | 814 | Leigh Road |  | Slough |  | SL1 4BD | 32 | CHARTWELL ROAD | Lancing Business Park | LANCING | SW | BN15 8TU | 2019-02-22 | 8 | 0.5 | At all times | EAST WORTHING WTW | Chartwell Road | pH | 6 | 10 | pH Units | 31.3 | Vehicle and plant washing (Low Impact) | Sussex West | The washing of commercial delivery vehicles | Food distribution depot | Consent | -
17378 | 1 | Tier 2 Consent | BFS Group Limited | 814 | Leigh Road |  | Slough |  | SL1 4BD | 32 | CHARTWELL ROAD | Lancing Business Park | LANCING | SW | BN15 8TU | 2019-02-22 | 8 | 0.5 | At all times | EAST WORTHING WTW | Chartwell Road | Solids Suspended 105 Degrees C | 0 | 400 | mg/l | 31.3 | Vehicle and plant washing (Low Impact) | Sussex West | The washing of commercial delivery vehicles | Food distribution depot | Consent | -
17380 | 1 | Low Risk Consent | Suez Recycling And Recovery UK Ltd | Suez House | Grenfell Road | - | Maidenhead | Berkshire | SL6 1ES | WALLINGTON DEPOT | MILITARY ROAD | - | FAREHAM | HA | PO16 8TT | 2019-04-25 | 1 | 5 | 11:00-16:00 and 22:00-06:00 (OFF PEAK HOURS) | PEEL COMMON WTW | Military Road | Chemical Oxygen Demand Shaken as 0 | - | 800 | mg/l | 31.3 | Vehicle and plant washing (Low Impact) | Hampshire East | Liquids/water from vehicle wash area and the refueling area | Waste depot area (Offices) | Consent | BROWNDOWN WPS
17380 | 1 | Low Risk Consent | Suez Recycling And Recovery UK Ltd | Suez House | Grenfell Road | - | Maidenhead | Berkshire | SL6 1ES | WALLINGTON DEPOT | MILITARY ROAD | - | FAREHAM | HA | PO16 8TT | 2019-04-25 | 1 | 5 | 11:00-16:00 and 22:00-06:00 (OFF PEAK HOURS) | PEEL COMMON WTW | Military Road | Oil and Grease | - | 200 | mg/l | 31.3 | Vehicle and plant washing (Low Impact) | Hampshire East | Liquids/water from vehicle wash area and the refueling area | Waste depot area (Offices) | Consent | BROWNDOWN WPS
17380 | 1 | Low Risk Consent | Suez Recycling And Recovery UK Ltd | Suez House | Grenfell Road | - | Maidenhead | Berkshire | SL6 1ES | WALLINGTON DEPOT | MILITARY ROAD | - | FAREHAM | HA | PO16 8TT | 2019-04-25 | 1 | 5 | 11:00-16:00 and 22:00-06:00 (OFF PEAK HOURS) | PEEL COMMON WTW | Military Road | pH | 6 | 10 | pH Units | 31.3 | Vehicle and plant washing (Low Impact) | Hampshire East | Liquids/water from vehicle wash area and the refueling area | Waste depot area (Offices) | Consent | BROWNDOWN WPS
17380 | 1 | Low Risk Consent | Suez Recycling And Recovery UK Ltd | Suez House | Grenfell Road | - | Maidenhead | Berkshire | SL6 1ES | WALLINGTON DEPOT | MILITARY ROAD | - | FAREHAM | HA | PO16 8TT | 2019-04-25 | 1 | 5 | 11:00-16:00 and 22:00-06:00 (OFF PEAK HOURS) | PEEL COMMON WTW | Military Road | Solids Suspended 105 Degrees C | - | 400 | mg/l | 31.3 | Vehicle and plant washing (Low Impact) | Hampshire East | Liquids/water from vehicle wash area and the refueling area | Waste depot area (Offices) | Consent | BROWNDOWN WPS
17386 | 1 | Low Risk Consent | APG CASH DRAWER LIMITED | Unit 4 | The Drove | - | Newhaven | Se | BN9 0LA | UNIT 4 | THE DROVE | - | NEWHAVEN | SE | BN9 0LA | 2019-03-06 | 5 | 3 | all day | NEWHAVEN MAIN WTW | The Drove | Chemical Oxygen Demand Shaken as 0 | - | 150 | mg/l | 22.3 | Plating and metal finishing (Low Impact) | Sussex East | Pre Market Reform | Pre Market Reform | Consent | Pre Market Reform
17386 | 1 | Low Risk Consent | APG CASH DRAWER LIMITED | Unit 4 | The Drove | - | Newhaven | Se | BN9 0LA | UNIT 4 | THE DROVE | - | NEWHAVEN | SE | BN9 0LA | 2019-03-06 | 5 | 3 | all day | NEWHAVEN MAIN WTW | The Drove | Chromium Total mg/l | - | 1 | ug/l | 22.3 | Plating and metal finishing (Low Impact) | Sussex East | Pre Market Reform | Pre Market Reform | Consent | Pre Market Reform
17386 | 1 | Low Risk Consent | APG CASH DRAWER LIMITED | Unit 4 | The Drove | - | Newhaven | Se | BN9 0LA | UNIT 4 | THE DROVE | - | NEWHAVEN | SE | BN9 0LA | 2019-03-06 | 5 | 3 | all day | NEWHAVEN MAIN WTW | The Drove | Copper Total | - | 1 | ug/l | 22.3 | Plating and metal finishing (Low Impact) | Sussex East | Pre Market Reform | Pre Market Reform | Consent | Pre Market Reform
17386 | 1 | Low Risk Consent | APG CASH DRAWER LIMITED | Unit 4 | The Drove | - | Newhaven | Se | BN9 0LA | UNIT 4 | THE DROVE | - | NEWHAVEN | SE | BN9 0LA | 2019-03-06 | 5 | 3 | all day | NEWHAVEN MAIN WTW | The Drove | Lead Total | - | 1 | ug/l | 22.3 | Plating and metal finishing (Low Impact) | Sussex East | Pre Market Reform | Pre Market Reform | Consent | Pre Market Reform
17386 | 1 | Low Risk Consent | APG CASH DRAWER LIMITED | Unit 4 | The Drove | - | Newhaven | Se | BN9 0LA | UNIT 4 | THE DROVE | - | NEWHAVEN | SE | BN9 0LA | 2019-03-06 | 5 | 3 | all day | NEWHAVEN MAIN WTW | The Drove | Nickel Total | - | 1 | ug/l | 22.3 | Plating and metal finishing (Low Impact) | Sussex East | Pre Market Reform | Pre Market Reform | Consent | Pre Market Reform
17386 | 1 | Low Risk Consent | APG CASH DRAWER LIMITED | Unit 4 | The Drove | - | Newhaven | Se | BN9 0LA | UNIT 4 | THE DROVE | - | NEWHAVEN | SE | BN9 0LA | 2019-03-06 | 5 | 3 | all day | NEWHAVEN MAIN WTW | The Drove | pH | 6 | 11 | pH Units | 22.3 | Plating and metal finishing (Low Impact) | Sussex East | Pre Market Reform | Pre Market Reform | Consent | Pre Market Reform
17386 | 1 | Low Risk Consent | APG CASH DRAWER LIMITED | Unit 4 | The Drove | - | Newhaven | Se | BN9 0LA | UNIT 4 | THE DROVE | - | NEWHAVEN | SE | BN9 0LA | 2019-03-06 | 5 | 3 | all day | NEWHAVEN MAIN WTW | The Drove | Solids Suspended 105 Degrees C | - | 50 | mg/l | 22.3 | Plating and metal finishing (Low Impact) | Sussex East | Pre Market Reform | Pre Market Reform | Consent | Pre Market Reform
17386 | 1 | Low Risk Consent | APG CASH DRAWER LIMITED | Unit 4 | The Drove | - | Newhaven | Se | BN9 0LA | UNIT 4 | THE DROVE | - | NEWHAVEN | SE | BN9 0LA | 2019-03-06 | 5 | 3 | all day | NEWHAVEN MAIN WTW | The Drove | Zinc Total mg/l | - | 2 | ug/l | 22.3 | Plating and metal finishing (Low Impact) | Sussex East | Pre Market Reform | Pre Market Reform | Consent | Pre Market Reform
17391 | 1 | Tier 1 Consent | Places For People Leisure Management Ltd. | 305 | Gray's Inn Road |  | London |  | WC1X 8QR | ANDOVER LEISURE CENTRE | WEST STREET | - | ANDOVER | HA | SP10 1QP | 2019-03-28 | 30 | 6 | 09:00 To 17:00 | FULLERTON WTW | Located in footway running parrallel to western face of proposed building | Chemical Oxygen Demand Shaken as 0 | - | 800 | mg/l | 32.1 | Leisure facilities | Hampshire West | Leisure centre swimming pool backwashing. | leisure centre | Consent | ANTON LANE ANDOVER WPS
17391 | 1 | Tier 1 Consent | Places For People Leisure Management Ltd. | 305 | Gray's Inn Road |  | London |  | WC1X 8QR | ANDOVER LEISURE CENTRE | WEST STREET | - | ANDOVER | HA | SP10 1QP | 2019-03-28 | 30 | 6 | 09:00 To 17:00 | FULLERTON WTW | Located in footway running parrallel to western face of proposed building | pH Limit | 6 | 10 |  | 32.1 | Leisure facilities | Hampshire West | Leisure centre swimming pool backwashing. | leisure centre | Consent | ANTON LANE ANDOVER WPS
17391 | 1 | Tier 1 Consent | Places For People Leisure Management Ltd. | 305 | Gray's Inn Road |  | London |  | WC1X 8QR | ANDOVER LEISURE CENTRE | WEST STREET | - | ANDOVER | HA | SP10 1QP | 2019-03-28 | 30 | 6 | 09:00 To 17:00 | FULLERTON WTW | Located in footway running parrallel to western face of proposed building | Solids Suspended 105 Degrees C | - | 400 | mg/l | 32.1 | Leisure facilities | Hampshire West | Leisure centre swimming pool backwashing. | leisure centre | Consent | ANTON LANE ANDOVER WPS
17393 | 4 | Tier 1 Consent | Fourayes Farm Ltd | , | CHURCH LANE |  | BICKNOR |  | ME9 8BJ | FARM PURPOSES | BICKNOR |  | SITTINGBOURNE | KE | ME9 8BJ | 2020-11-11 | 114.3 | 2 | At all times | SITTINGBOURNE WTW | Deans Hill Road, ME9 8ET, Manhole ID TQ8760420 | Chemical Oxygen Demand Shaken as 0 | - | 2500 | mg/l | 9.1 | Food/drink processing - high sugar/prepared meals | Kent West | Washing down of equipment used for the processing of fruit products and factory floors. | Processing of fruit. | Consent | DIRECT TO WTW
17393 | 4 | Tier 1 Consent | Fourayes Farm Ltd | , | CHURCH LANE |  | BICKNOR |  | ME9 8BJ | FARM PURPOSES | BICKNOR |  | SITTINGBOURNE | KE | ME9 8BJ | 2020-11-11 | 114.3 | 2 | At all times | SITTINGBOURNE WTW | Deans Hill Road, ME9 8ET, Manhole ID TQ8760420 | Chloride | - | 1000 | mg/l | 9.1 | Food/drink processing - high sugar/prepared meals | Kent West | Washing down of equipment used for the processing of fruit products and factory floors. | Processing of fruit. | Consent | DIRECT TO WTW
17393 | 4 | Tier 1 Consent | Fourayes Farm Ltd | , | CHURCH LANE |  | BICKNOR |  | ME9 8BJ | FARM PURPOSES | BICKNOR |  | SITTINGBOURNE | KE | ME9 8BJ | 2020-11-11 | 114.3 | 2 | At all times | SITTINGBOURNE WTW | Deans Hill Road, ME9 8ET, Manhole ID TQ8760420 | Nitrogen Ammoniacal as N | - | 35 | mg/l | 9.1 | Food/drink processing - high sugar/prepared meals | Kent West | Washing down of equipment used for the processing of fruit products and factory floors. | Processing of fruit. | Consent | DIRECT TO WTW
17393 | 4 | Tier 1 Consent | Fourayes Farm Ltd | , | CHURCH LANE |  | BICKNOR |  | ME9 8BJ | FARM PURPOSES | BICKNOR |  | SITTINGBOURNE | KE | ME9 8BJ | 2020-11-11 | 114.3 | 2 | At all times | SITTINGBOURNE WTW | Deans Hill Road, ME9 8ET, Manhole ID TQ8760420 | pH Limit | 6 | 10 |  | 9.1 | Food/drink processing - high sugar/prepared meals | Kent West | Washing down of equipment used for the processing of fruit products and factory floors. | Processing of fruit. | Consent | DIRECT TO WTW
17393 | 4 | Tier 1 Consent | Fourayes Farm Ltd | , | CHURCH LANE |  | BICKNOR |  | ME9 8BJ | FARM PURPOSES | BICKNOR |  | SITTINGBOURNE | KE | ME9 8BJ | 2020-11-11 | 114.3 | 2 | At all times | SITTINGBOURNE WTW | Deans Hill Road, ME9 8ET, Manhole ID TQ8760420 | Phosphorus Total | - | 15 | ug/l | 9.1 | Food/drink processing - high sugar/prepared meals | Kent West | Washing down of equipment used for the processing of fruit products and factory floors. | Processing of fruit. | Consent | DIRECT TO WTW
17393 | 4 | Tier 1 Consent | Fourayes Farm Ltd | , | CHURCH LANE |  | BICKNOR |  | ME9 8BJ | FARM PURPOSES | BICKNOR |  | SITTINGBOURNE | KE | ME9 8BJ | 2020-11-11 | 114.3 | 2 | At all times | SITTINGBOURNE WTW | Deans Hill Road, ME9 8ET, Manhole ID TQ8760420 | Solids Suspended 105 Degrees C | - | 1000 | mg/l | 9.1 | Food/drink processing - high sugar/prepared meals | Kent West | Washing down of equipment used for the processing of fruit products and factory floors. | Processing of fruit. | Consent | DIRECT TO WTW
17395 | 1 | Tier 2 Consent | American Express Services Europe Limited | Belgrave House | 76 Buckingham Palace Road | - | London | - | SW1W 9AX | 1 AMEX HOUSE | JOHN STREET | - | BRIGHTON | SE | BN88 1NH | 2019-05-13 | 12.5 | 1.5 | 00:00 To 23:59 | PEACEHAVEN WTW | 1 John Street Brighton | Chemical Oxygen Demand Shaken as 0 | - | 800 | mg/l | 39.3 | Cooling tower bleed | Sussex East | Trade Effluent arises from the drain off and discharge from the cooling towers. | Office activities, call centre and associated plant equipment | Consent | Pre Market Reform
17395 | 1 | Tier 2 Consent | American Express Services Europe Limited | Belgrave House | 76 Buckingham Palace Road | - | London | - | SW1W 9AX | 1 AMEX HOUSE | JOHN STREET | - | BRIGHTON | SE | BN88 1NH | 2019-05-13 | 12.5 | 1.5 | 00:00 To 23:59 | PEACEHAVEN WTW | 1 John Street Brighton | pH | 6 | 10 | pH Units | 39.3 | Cooling tower bleed | Sussex East | Trade Effluent arises from the drain off and discharge from the cooling towers. | Office activities, call centre and associated plant equipment | Consent | Pre Market Reform
17395 | 1 | Tier 2 Consent | American Express Services Europe Limited | Belgrave House | 76 Buckingham Palace Road | - | London | - | SW1W 9AX | 1 AMEX HOUSE | JOHN STREET | - | BRIGHTON | SE | BN88 1NH | 2019-05-13 | 12.5 | 1.5 | 00:00 To 23:59 | PEACEHAVEN WTW | 1 John Street Brighton | Solids Suspended 105 Degrees C | - | 1500 | mg/l | 39.3 | Cooling tower bleed | Sussex East | Trade Effluent arises from the drain off and discharge from the cooling towers. | Office activities, call centre and associated plant equipment | Consent | Pre Market Reform
17396 | 1 | Tier 2 Consent | Qinetiq Group Plc | Cody Technology Park | Ively Road |  | Farnborough | Hampshire | GU14 0LX | QINETIQ HASLAR | HASLAR ROAD |  | GOSPORT | HA | PO12 2AG | 2019-04-25 | 51.5 | 1.7 | 24 hours | PEEL COMMON WTW | Haslar Road | Chemical Oxygen Demand Shaken as 0 | - | 800 | mg/l | 39.4 | Water treatment; softener plants; heating system flushing | Hampshire East | Scientific Research, test and evaluation 1 Waste Water from Scientific Research, Test and Evaluation 2. Diving and Hyperbaric Test Centre which comprises the following facilities: 2.1 Experimental Diving Tank Containing fresh chlorinated and salt water(27m3 X 6 PA) 2.2 Hyperbaric Trials Units testing facility consisting of two spheres containing chlorinated water(18m3 X 4 PA) 2.3 Life Support System Lab hot and cold water tank of fresh water (2.4m3 X 2 PA) 2.4 Hydrostatic Extreme Temperature Tank chlorinated (2m3 X 4 PA) 3. Quiet Water Tunnel Chlorinated fresh water ( 1m3 per day) 4. Cavitation fresh water and filtration medium (diatomaceous earth)(25m3 X PA equivalent to 250 litres per day running 100 days PA) 5. Ocean Basin Chlorinated fresh water (0.5m3 per day) 6.Ship Tank chlorinated process water | MOD research facility | Consent | CLAYHALL WPS
17396 | 1 | Tier 2 Consent | Qinetiq Group Plc | Cody Technology Park | Ively Road |  | Farnborough | Hampshire | GU14 0LX | QINETIQ HASLAR | HASLAR ROAD |  | GOSPORT | HA | PO12 2AG | 2019-04-25 | 51.5 | 1.7 | 24 hours | PEEL COMMON WTW | Haslar Road | Chloride | - | 5000 | mg/l | 39.4 | Water treatment; softener plants; heating system flushing | Hampshire East | Scientific Research, test and evaluation 1 Waste Water from Scientific Research, Test and Evaluation 2. Diving and Hyperbaric Test Centre which comprises the following facilities: 2.1 Experimental Diving Tank Containing fresh chlorinated and salt water(27m3 X 6 PA) 2.2 Hyperbaric Trials Units testing facility consisting of two spheres containing chlorinated water(18m3 X 4 PA) 2.3 Life Support System Lab hot and cold water tank of fresh water (2.4m3 X 2 PA) 2.4 Hydrostatic Extreme Temperature Tank chlorinated (2m3 X 4 PA) 3. Quiet Water Tunnel Chlorinated fresh water ( 1m3 per day) 4. Cavitation fresh water and filtration medium (diatomaceous earth)(25m3 X PA equivalent to 250 litres per day running 100 days PA) 5. Ocean Basin Chlorinated fresh water (0.5m3 per day) 6.Ship Tank chlorinated process water | MOD research facility | Consent | CLAYHALL WPS
17396 | 1 | Tier 2 Consent | Qinetiq Group Plc | Cody Technology Park | Ively Road |  | Farnborough | Hampshire | GU14 0LX | QINETIQ HASLAR | HASLAR ROAD |  | GOSPORT | HA | PO12 2AG | 2019-04-25 | 51.5 | 1.7 | 24 hours | PEEL COMMON WTW | Haslar Road | pH | 6 | 10 | pH Units | 39.4 | Water treatment; softener plants; heating system flushing | Hampshire East | Scientific Research, test and evaluation 1 Waste Water from Scientific Research, Test and Evaluation 2. Diving and Hyperbaric Test Centre which comprises the following facilities: 2.1 Experimental Diving Tank Containing fresh chlorinated and salt water(27m3 X 6 PA) 2.2 Hyperbaric Trials Units testing facility consisting of two spheres containing chlorinated water(18m3 X 4 PA) 2.3 Life Support System Lab hot and cold water tank of fresh water (2.4m3 X 2 PA) 2.4 Hydrostatic Extreme Temperature Tank chlorinated (2m3 X 4 PA) 3. Quiet Water Tunnel Chlorinated fresh water ( 1m3 per day) 4. Cavitation fresh water and filtration medium (diatomaceous earth)(25m3 X PA equivalent to 250 litres per day running 100 days PA) 5. Ocean Basin Chlorinated fresh water (0.5m3 per day) 6.Ship Tank chlorinated process water | MOD research facility | Consent | CLAYHALL WPS
17396 | 1 | Tier 2 Consent | Qinetiq Group Plc | Cody Technology Park | Ively Road |  | Farnborough | Hampshire | GU14 0LX | QINETIQ HASLAR | HASLAR ROAD |  | GOSPORT | HA | PO12 2AG | 2019-04-25 | 51.5 | 1.7 | 24 hours | PEEL COMMON WTW | Haslar Road | Solids Suspended 105 Degrees C | - | 400 | mg/l | 39.4 | Water treatment; softener plants; heating system flushing | Hampshire East | Scientific Research, test and evaluation 1 Waste Water from Scientific Research, Test and Evaluation 2. Diving and Hyperbaric Test Centre which comprises the following facilities: 2.1 Experimental Diving Tank Containing fresh chlorinated and salt water(27m3 X 6 PA) 2.2 Hyperbaric Trials Units testing facility consisting of two spheres containing chlorinated water(18m3 X 4 PA) 2.3 Life Support System Lab hot and cold water tank of fresh water (2.4m3 X 2 PA) 2.4 Hydrostatic Extreme Temperature Tank chlorinated (2m3 X 4 PA) 3. Quiet Water Tunnel Chlorinated fresh water ( 1m3 per day) 4. Cavitation fresh water and filtration medium (diatomaceous earth)(25m3 X PA equivalent to 250 litres per day running 100 days PA) 5. Ocean Basin Chlorinated fresh water (0.5m3 per day) 6.Ship Tank chlorinated process water | MOD research facility | Consent | CLAYHALL WPS
17406 | 4 | Tier 2 Consent | Defined Wine Ltd | Unit B Highland Court Farm | Coldharbour Lane | Patrixbourne | Canterbury |  | CT4 5HL | Unit A & B Highland Court Farm | COLDHARBOUR LANE |  | CANTERBURY | KE | CT4 5HN | 2019-09-01 | 5.5 | 0.5 | 09:00 to 17:00 | NEWNHAM VALLEY PRESTON WTW | Exterior of unit B, Highland Court Farm, CT4 5HN | Chemical Oxygen Demand Shaken as 0 | - | 8000 | mg/l | 1.2 | Alcoholic beverages (Medium Impact) | Kent East | Cleaning of winery equipment,including use of caustic soda and other cleaning agents. Discharge of lees from fermentation and stabilisation of wine | Wine production | Consent | -
17406 | 4 | Tier 2 Consent | Defined Wine Ltd | Unit B Highland Court Farm | Coldharbour Lane | Patrixbourne | Canterbury |  | CT4 5HL | Unit A & B Highland Court Farm | COLDHARBOUR LANE |  | CANTERBURY | KE | CT4 5HN | 2019-09-01 | 5.5 | 0.5 | 09:00 to 17:00 | NEWNHAM VALLEY PRESTON WTW | Exterior of unit B, Highland Court Farm, CT4 5HN | Nitrogen Ammoniacal as N | - | 60 | mg/l | 1.2 | Alcoholic beverages (Medium Impact) | Kent East | Cleaning of winery equipment,including use of caustic soda and other cleaning agents. Discharge of lees from fermentation and stabilisation of wine | Wine production | Consent | -
17406 | 4 | Tier 2 Consent | Defined Wine Ltd | Unit B Highland Court Farm | Coldharbour Lane | Patrixbourne | Canterbury |  | CT4 5HL | Unit A & B Highland Court Farm | COLDHARBOUR LANE |  | CANTERBURY | KE | CT4 5HN | 2019-09-01 | 5.5 | 0.5 | 09:00 to 17:00 | NEWNHAM VALLEY PRESTON WTW | Exterior of unit B, Highland Court Farm, CT4 5HN | pH | 6 | 10 | pH Units | 1.2 | Alcoholic beverages (Medium Impact) | Kent East | Cleaning of winery equipment,including use of caustic soda and other cleaning agents. Discharge of lees from fermentation and stabilisation of wine | Wine production | Consent | -
17406 | 4 | Tier 2 Consent | Defined Wine Ltd | Unit B Highland Court Farm | Coldharbour Lane | Patrixbourne | Canterbury |  | CT4 5HL | Unit A & B Highland Court Farm | COLDHARBOUR LANE |  | CANTERBURY | KE | CT4 5HN | 2019-09-01 | 5.5 | 0.5 | 09:00 to 17:00 | NEWNHAM VALLEY PRESTON WTW | Exterior of unit B, Highland Court Farm, CT4 5HN | Phosphorus Total | - | 65 | ug/l | 1.2 | Alcoholic beverages (Medium Impact) | Kent East | Cleaning of winery equipment,including use of caustic soda and other cleaning agents. Discharge of lees from fermentation and stabilisation of wine | Wine production | Consent | -
17406 | 4 | Tier 2 Consent | Defined Wine Ltd | Unit B Highland Court Farm | Coldharbour Lane | Patrixbourne | Canterbury |  | CT4 5HL | Unit A & B Highland Court Farm | COLDHARBOUR LANE |  | CANTERBURY | KE | CT4 5HN | 2019-09-01 | 5.5 | 0.5 | 09:00 to 17:00 | NEWNHAM VALLEY PRESTON WTW | Exterior of unit B, Highland Court Farm, CT4 5HN | Solids Suspended 105 Degrees C | - | 1000 | mg/l | 1.2 | Alcoholic beverages (Medium Impact) | Kent East | Cleaning of winery equipment,including use of caustic soda and other cleaning agents. Discharge of lees from fermentation and stabilisation of wine | Wine production | Consent | -
17406 | 4 | Tier 2 Consent | Defined Wine Ltd | Unit B Highland Court Farm | Coldharbour Lane | Patrixbourne | Canterbury |  | CT4 5HL | Unit A & B Highland Court Farm | COLDHARBOUR LANE |  | CANTERBURY | KE | CT4 5HN | 2019-09-01 | 5.5 | 0.5 | 09:00 to 17:00 | NEWNHAM VALLEY PRESTON WTW | Exterior of unit B, Highland Court Farm, CT4 5HN | Sulphate as S04 | - | 500 | mg/l | 1.2 | Alcoholic beverages (Medium Impact) | Kent East | Cleaning of winery equipment,including use of caustic soda and other cleaning agents. Discharge of lees from fermentation and stabilisation of wine | Wine production | Consent | -
17407 | 1 | Low Risk Consent | Brightwell Dispensers Limited | Brightwell Dispensers Ltd Unit 9 | Estate Road | Euro Business Park | Newhaven |  | BN9 0DQ | UNIT X | AVIS WAY | - | NEWHAVEN | SE | BN9 0DU | 2019-06-03 | 0.7 | 0.5 | At any time | NEWHAVEN MAIN WTW | 2002 on plans | Chemical Oxygen Demand Shaken as 0 | - | 2000 | mg/l | 8.2 | Engineering (Low risk) | Sussex East | Engineering testing of chemical dosing machines for commercial laundry and dishwasher machines. The discharge is made of diluted detergents and softeners. | Engineering testing of chemical dosing equipment | Consent | AVIS ROAD NEWHAVEN WPS
17407 | 1 | Low Risk Consent | Brightwell Dispensers Limited | Brightwell Dispensers Ltd Unit 9 | Estate Road | Euro Business Park | Newhaven |  | BN9 0DQ | UNIT X | AVIS WAY | - | NEWHAVEN | SE | BN9 0DU | 2019-06-03 | 0.7 | 0.5 | At any time | NEWHAVEN MAIN WTW | 2002 on plans | pH | 6 | 10 | pH Units | 8.2 | Engineering (Low risk) | Sussex East | Engineering testing of chemical dosing machines for commercial laundry and dishwasher machines. The discharge is made of diluted detergents and softeners. | Engineering testing of chemical dosing equipment | Consent | AVIS ROAD NEWHAVEN WPS
17407 | 1 | Low Risk Consent | Brightwell Dispensers Limited | Brightwell Dispensers Ltd Unit 9 | Estate Road | Euro Business Park | Newhaven |  | BN9 0DQ | UNIT X | AVIS WAY | - | NEWHAVEN | SE | BN9 0DU | 2019-06-03 | 0.7 | 0.5 | At any time | NEWHAVEN MAIN WTW | 2002 on plans | Solids Suspended 105 Degrees C | - | 400 | mg/l | 8.2 | Engineering (Low risk) | Sussex East | Engineering testing of chemical dosing machines for commercial laundry and dishwasher machines. The discharge is made of diluted detergents and softeners. | Engineering testing of chemical dosing equipment | Consent | AVIS ROAD NEWHAVEN WPS
17408 | 1 | Low Risk Consent | British-American Tobacco (Holdings) Limited | Globe House | 4 Temple Place | - | London | - | WC2R 2PG | British American Tobacco | REGENTS PARK ROAD | - | SOUTHAMPTON | HA | SO45 5EU | 2019-05-13 | 5 | 0.6 | 08:00 To 16:00 | MILLBROOK WTW | Water house lane | Chemical Oxygen Demand Shaken as 0 | 0 | 800 | mg/l | 38.2 | Laboratory and research activities (Low Impact) | Hampshire West | rinsings from tobacco processing (pilot plant), Research and development cigarette manufacture & R&D next generation products. Laboratory process. | Tobacco Processing, R&D cigarette manufacture & R&D NGP products | Consent | Low Risk Consent - Unknown
17408 | 1 | Low Risk Consent | British-American Tobacco (Holdings) Limited | Globe House | 4 Temple Place | - | London | - | WC2R 2PG | British American Tobacco | REGENTS PARK ROAD | - | SOUTHAMPTON | HA | SO45 5EU | 2019-05-13 | 5 | 0.6 | 08:00 To 16:00 | MILLBROOK WTW | Water house lane | Solids Suspended 105 Degrees C | 0 | 400 | mg/l | 38.2 | Laboratory and research activities (Low Impact) | Hampshire West | rinsings from tobacco processing (pilot plant), Research and development cigarette manufacture & R&D next generation products. Laboratory process. | Tobacco Processing, R&D cigarette manufacture & R&D NGP products | Consent | Low Risk Consent - Unknown
17410 | 1 | Low Risk Consent | TG Convenience Stores Limited | 3C TWYFORD COURT | HIGH STREET |  | DUNMOW |  | CM6 1AE | MURCO PETROLEUM LTD | BROOKFIELD ROAD | - | ASHFORD | KE | TN23 4ES | 2019-07-15 | 2.56 | 1 | 00:00 To 23:59 | ASHFORD WTW | Brookfield Road | Chemical Oxygen Demand Shaken as 0 | - | 800 | mg/l | 31.3 | Vehicle and plant washing (Low Impact) | Kent East | Vehicle Valeting | Fuel station and vehicle valeting | Consent | Low Risk Consent - Unknown
17410 | 1 | Low Risk Consent | TG Convenience Stores Limited | 3C TWYFORD COURT | HIGH STREET |  | DUNMOW |  | CM6 1AE | MURCO PETROLEUM LTD | BROOKFIELD ROAD | - | ASHFORD | KE | TN23 4ES | 2019-07-15 | 2.56 | 1 | 00:00 To 23:59 | ASHFORD WTW | Brookfield Road | pH | 6 | 10 | pH Units | 31.3 | Vehicle and plant washing (Low Impact) | Kent East | Vehicle Valeting | Fuel station and vehicle valeting | Consent | Low Risk Consent - Unknown
17410 | 1 | Low Risk Consent | TG Convenience Stores Limited | 3C TWYFORD COURT | HIGH STREET |  | DUNMOW |  | CM6 1AE | MURCO PETROLEUM LTD | BROOKFIELD ROAD | - | ASHFORD | KE | TN23 4ES | 2019-07-15 | 2.56 | 1 | 00:00 To 23:59 | ASHFORD WTW | Brookfield Road | Solids Suspended 105 Degrees C | - | 400 | mg/l | 31.3 | Vehicle and plant washing (Low Impact) | Kent East | Vehicle Valeting | Fuel station and vehicle valeting | Consent | Low Risk Consent - Unknown
17410 | 1 | Low Risk Consent | TG Convenience Stores Limited | 3C TWYFORD COURT | HIGH STREET |  | DUNMOW |  | CM6 1AE | MURCO PETROLEUM LTD | BROOKFIELD ROAD | - | ASHFORD | KE | TN23 4ES | 2019-07-15 | 2.56 | 1 | 00:00 To 23:59 | ASHFORD WTW | Brookfield Road | Sulphate as S04 | - | 500 | mg/l | 31.3 | Vehicle and plant washing (Low Impact) | Kent East | Vehicle Valeting | Fuel station and vehicle valeting | Consent | Low Risk Consent - Unknown
17411 | 1 | Low Risk Consent | Antolin Interiors UK Limited | Tachbrook Park Industrial Estate | Apollo Way | - | Warwick | Warwickshire | CV34 6RW | SITE OFFICE A2 | SPADE LANE | - | SITTINGBOURNE | KE | ME9 7TT | 2019-05-17 | 5 | 0.5 | At all times | MOTNEY HILL WTW | Spade Lane | Chemical Oxygen Demand Shaken as 0 | - | 800 | mg/l | 31.3 | Vehicle and plant washing (Low Impact) | Kent West | Compressed air condensate, floor cleaning and stillage/jig washing(water only) | Automotive component manufacturer | Consent | Low Risk Consent - Unknown
17411 | 1 | Low Risk Consent | Antolin Interiors UK Limited | Tachbrook Park Industrial Estate | Apollo Way | - | Warwick | Warwickshire | CV34 6RW | SITE OFFICE A2 | SPADE LANE | - | SITTINGBOURNE | KE | ME9 7TT | 2019-05-17 | 5 | 0.5 | At all times | MOTNEY HILL WTW | Spade Lane | pH Limit | 6 | 10 |  | 31.3 | Vehicle and plant washing (Low Impact) | Kent West | Compressed air condensate, floor cleaning and stillage/jig washing(water only) | Automotive component manufacturer | Consent | Low Risk Consent - Unknown
17411 | 1 | Low Risk Consent | Antolin Interiors UK Limited | Tachbrook Park Industrial Estate | Apollo Way | - | Warwick | Warwickshire | CV34 6RW | SITE OFFICE A2 | SPADE LANE | - | SITTINGBOURNE | KE | ME9 7TT | 2019-05-17 | 5 | 0.5 | At all times | MOTNEY HILL WTW | Spade Lane | Solids Suspended 105 Degrees C | - | 400 | mg/l | 31.3 | Vehicle and plant washing (Low Impact) | Kent West | Compressed air condensate, floor cleaning and stillage/jig washing(water only) | Automotive component manufacturer | Consent | Low Risk Consent - Unknown
17420 | 1 | Low Risk Consent | Royal Mail Group Limited | 185 | Farringdon Road |  | London |  | EC1A 1AA | MOTOR TRANSPORT WORKSHOP | BAILEY DRIVE | - | GILLINGHAM | KE | ME8 0PZ | 2019-05-28 | 0.6 | 0.1 | At all times | MOTNEY HILL WTW | Bailey Drive | Chemical Oxygen Demand Shaken as 0 | - | 800 | mg/l | 31.2 | Vehicle and plant washing (Low Impact) | Kent West | Waste liquids arising from vehicle washing | Royal Mail Vehicle Service Centre. | Consent | Low Risk Consent - Unknown
17420 | 1 | Low Risk Consent | Royal Mail Group Limited | 185 | Farringdon Road |  | London |  | EC1A 1AA | MOTOR TRANSPORT WORKSHOP | BAILEY DRIVE | - | GILLINGHAM | KE | ME8 0PZ | 2019-05-28 | 0.6 | 0.1 | At all times | MOTNEY HILL WTW | Bailey Drive | Solids Suspended 105 Degrees C | - | 400 | mg/l | 31.2 | Vehicle and plant washing (Low Impact) | Kent West | Waste liquids arising from vehicle washing | Royal Mail Vehicle Service Centre. | Consent | Low Risk Consent - Unknown
17425 | 1 | Low Risk Consent | Hampshire County Council | Strategic Police Headquarters | Leigh Road | - | Eastleigh | Hampshire | SO50 9SJ | Police Investigation Centre | Airport Service Road | - | Portsmouth | HA | PO3 5PE | 2019-08-30 | 0.95 | 0.23 | 00:00 To 23:59 | BUDDS FARM HAVANT WTW | Airport Service Road | Chemical Oxygen Demand Shaken as 0 | - | 800 | mg/l | 31.2 | Vehicle and plant washing (Low Impact) | Hampshire East | Vehicle Jet Wash | Police Investigation Center | Consent | HENDERSON ROAD EASTNEY WPS
17425 | 1 | Low Risk Consent | Hampshire County Council | Strategic Police Headquarters | Leigh Road | - | Eastleigh | Hampshire | SO50 9SJ | Police Investigation Centre | Airport Service Road | - | Portsmouth | HA | PO3 5PE | 2019-08-30 | 0.95 | 0.23 | 00:00 To 23:59 | BUDDS FARM HAVANT WTW | Airport Service Road | pH | 6 | 10 | pH Units | 31.2 | Vehicle and plant washing (Low Impact) | Hampshire East | Vehicle Jet Wash | Police Investigation Center | Consent | HENDERSON ROAD EASTNEY WPS
17425 | 1 | Low Risk Consent | Hampshire County Council | Strategic Police Headquarters | Leigh Road | - | Eastleigh | Hampshire | SO50 9SJ | Police Investigation Centre | Airport Service Road | - | Portsmouth | HA | PO3 5PE | 2019-08-30 | 0.95 | 0.23 | 00:00 To 23:59 | BUDDS FARM HAVANT WTW | Airport Service Road | Solids Suspended 105 Degrees C | - | 400 | mg/l | 31.2 | Vehicle and plant washing (Low Impact) | Hampshire East | Vehicle Jet Wash | Police Investigation Center | Consent | HENDERSON ROAD EASTNEY WPS
17425 | 1 | Low Risk Consent | Hampshire County Council | Strategic Police Headquarters | Leigh Road | - | Eastleigh | Hampshire | SO50 9SJ | Police Investigation Centre | Airport Service Road | - | Portsmouth | HA | PO3 5PE | 2019-08-30 | 0.95 | 0.23 | 00:00 To 23:59 | BUDDS FARM HAVANT WTW | Airport Service Road | Solids Suspended 105C at pH7 | - | 400 | mg/l | 31.2 | Vehicle and plant washing (Low Impact) | Hampshire East | Vehicle Jet Wash | Police Investigation Center | Consent | HENDERSON ROAD EASTNEY WPS
17425 | 1 | Low Risk Consent | Hampshire County Council | Strategic Police Headquarters | Leigh Road | - | Eastleigh | Hampshire | SO50 9SJ | Police Investigation Centre | Airport Service Road | - | Portsmouth | HA | PO3 5PE | 2019-08-30 | 0.95 | 0.23 | 00:00 To 23:59 | BUDDS FARM HAVANT WTW | Airport Service Road | Solids Suspended 105C Settled | - | 400 | mg/l | 31.2 | Vehicle and plant washing (Low Impact) | Hampshire East | Vehicle Jet Wash | Police Investigation Center | Consent | HENDERSON ROAD EASTNEY WPS
17429 | 4 | Tier 1 Consent | West Sussex C C | County Hall | West Street |  | Chichester | West Sussex | PO19 1RG | LAND WEST OF THE SEWAGE WORKS | KINGS BARN LANE |  | STEYNING | SW | BN44 3YG | 2019-06-18 | 50 | 2 | at all times | STEYNING WTW NO R | Kings Barn Lane | Chemical Oxygen Demand Shaken as 0 | 0 | 800 | mg/l | 37.2 | Tip leachates and land remediation Closed | Sussex West | Leachate generated through landfill waste | Closed landfill leachate | Consent | Pre Market Reform
17429 | 4 | Tier 1 Consent | West Sussex C C | County Hall | West Street |  | Chichester | West Sussex | PO19 1RG | LAND WEST OF THE SEWAGE WORKS | KINGS BARN LANE |  | STEYNING | SW | BN44 3YG | 2019-06-18 | 50 | 2 | at all times | STEYNING WTW NO R | Kings Barn Lane | Chromium Total mg/l | 0 | 3 | ug/l | 37.2 | Tip leachates and land remediation Closed | Sussex West | Leachate generated through landfill waste | Closed landfill leachate | Consent | Pre Market Reform
17429 | 4 | Tier 1 Consent | West Sussex C C | County Hall | West Street |  | Chichester | West Sussex | PO19 1RG | LAND WEST OF THE SEWAGE WORKS | KINGS BARN LANE |  | STEYNING | SW | BN44 3YG | 2019-06-18 | 50 | 2 | at all times | STEYNING WTW NO R | Kings Barn Lane | Copper Total | 0 | 3 | ug/l | 37.2 | Tip leachates and land remediation Closed | Sussex West | Leachate generated through landfill waste | Closed landfill leachate | Consent | Pre Market Reform
17429 | 4 | Tier 1 Consent | West Sussex C C | County Hall | West Street |  | Chichester | West Sussex | PO19 1RG | LAND WEST OF THE SEWAGE WORKS | KINGS BARN LANE |  | STEYNING | SW | BN44 3YG | 2019-06-18 | 50 | 2 | at all times | STEYNING WTW NO R | Kings Barn Lane | Lead Total | 0 | 3 | ug/l | 37.2 | Tip leachates and land remediation Closed | Sussex West | Leachate generated through landfill waste | Closed landfill leachate | Consent | Pre Market Reform
17429 | 4 | Tier 1 Consent | West Sussex C C | County Hall | West Street |  | Chichester | West Sussex | PO19 1RG | LAND WEST OF THE SEWAGE WORKS | KINGS BARN LANE |  | STEYNING | SW | BN44 3YG | 2019-06-18 | 50 | 2 | at all times | STEYNING WTW NO R | Kings Barn Lane | Nickel Total | 0 | 3 | ug/l | 37.2 | Tip leachates and land remediation Closed | Sussex West | Leachate generated through landfill waste | Closed landfill leachate | Consent | Pre Market Reform
17429 | 4 | Tier 1 Consent | West Sussex C C | County Hall | West Street |  | Chichester | West Sussex | PO19 1RG | LAND WEST OF THE SEWAGE WORKS | KINGS BARN LANE |  | STEYNING | SW | BN44 3YG | 2019-06-18 | 50 | 2 | at all times | STEYNING WTW NO R | Kings Barn Lane | Nitrogen Ammoniacal as N | 0 | 150 | mg/l | 37.2 | Tip leachates and land remediation Closed | Sussex West | Leachate generated through landfill waste | Closed landfill leachate | Consent | Pre Market Reform
17429 | 4 | Tier 1 Consent | West Sussex C C | County Hall | West Street |  | Chichester | West Sussex | PO19 1RG | LAND WEST OF THE SEWAGE WORKS | KINGS BARN LANE |  | STEYNING | SW | BN44 3YG | 2019-06-18 | 50 | 2 | at all times | STEYNING WTW NO R | Kings Barn Lane | pH | 6 | 10 | pH Units | 37.2 | Tip leachates and land remediation Closed | Sussex West | Leachate generated through landfill waste | Closed landfill leachate | Consent | Pre Market Reform
17429 | 4 | Tier 1 Consent | West Sussex C C | County Hall | West Street |  | Chichester | West Sussex | PO19 1RG | LAND WEST OF THE SEWAGE WORKS | KINGS BARN LANE |  | STEYNING | SW | BN44 3YG | 2019-06-18 | 50 | 2 | at all times | STEYNING WTW NO R | Kings Barn Lane | Solids Suspended 105 Degrees C | 0 | 400 | mg/l | 37.2 | Tip leachates and land remediation Closed | Sussex West | Leachate generated through landfill waste | Closed landfill leachate | Consent | Pre Market Reform
17429 | 4 | Tier 1 Consent | West Sussex C C | County Hall | West Street |  | Chichester | West Sussex | PO19 1RG | LAND WEST OF THE SEWAGE WORKS | KINGS BARN LANE |  | STEYNING | SW | BN44 3YG | 2019-06-18 | 50 | 2 | at all times | STEYNING WTW NO R | Kings Barn Lane | Sulphate as S04 | 0 | 50 | mg/l | 37.2 | Tip leachates and land remediation Closed | Sussex West | Leachate generated through landfill waste | Closed landfill leachate | Consent | Pre Market Reform
17429 | 4 | Tier 1 Consent | West Sussex C C | County Hall | West Street |  | Chichester | West Sussex | PO19 1RG | LAND WEST OF THE SEWAGE WORKS | KINGS BARN LANE |  | STEYNING | SW | BN44 3YG | 2019-06-18 | 50 | 2 | at all times | STEYNING WTW NO R | Kings Barn Lane | Zinc Total mg/l | 0 | 3 | ug/l | 37.2 | Tip leachates and land remediation Closed | Sussex West | Leachate generated through landfill waste | Closed landfill leachate | Consent | Pre Market Reform
17430 | 3 | Tier 2 Consent | Veolia ES (UK) Limited | 210 | Pentonville Road |  | London |  | N1 9JY | UNIT 15 CANTERBURY IND. ESTATE | ISLAND ROAD | - | CANTERBURY | KE | CT3 4HQ | 2019-12-02 | 25 | 5 | 07:00 to 18:00 | WESTBERE WTW | see attached drawing | Chemical Oxygen Demand Shaken as 0 | - | 1000 | mg/l | 31.3 | Vehicle and plant washing (Low Impact) | Kent East | General runoff and vehicle washings | HGV vehicle yard with vehicle wash | Consent | Pre Market Reform
17430 | 3 | Tier 2 Consent | Veolia ES (UK) Limited | 210 | Pentonville Road |  | London |  | N1 9JY | UNIT 15 CANTERBURY IND. ESTATE | ISLAND ROAD | - | CANTERBURY | KE | CT3 4HQ | 2019-12-02 | 25 | 5 | 07:00 to 18:00 | WESTBERE WTW | see attached drawing | Nitrogen Ammoniacal as N | - | 35 | mg/l | 31.3 | Vehicle and plant washing (Low Impact) | Kent East | General runoff and vehicle washings | HGV vehicle yard with vehicle wash | Consent | Pre Market Reform
17430 | 3 | Tier 2 Consent | Veolia ES (UK) Limited | 210 | Pentonville Road |  | London |  | N1 9JY | UNIT 15 CANTERBURY IND. ESTATE | ISLAND ROAD | - | CANTERBURY | KE | CT3 4HQ | 2019-12-02 | 25 | 5 | 07:00 to 18:00 | WESTBERE WTW | see attached drawing | pH Limit | 6 | 10 |  | 31.3 | Vehicle and plant washing (Low Impact) | Kent East | General runoff and vehicle washings | HGV vehicle yard with vehicle wash | Consent | Pre Market Reform
17430 | 3 | Tier 2 Consent | Veolia ES (UK) Limited | 210 | Pentonville Road |  | London |  | N1 9JY | UNIT 15 CANTERBURY IND. ESTATE | ISLAND ROAD | - | CANTERBURY | KE | CT3 4HQ | 2019-12-02 | 25 | 5 | 07:00 to 18:00 | WESTBERE WTW | see attached drawing | Solids Suspended 105 Degrees C | - | 400 | mg/l | 31.3 | Vehicle and plant washing (Low Impact) | Kent East | General runoff and vehicle washings | HGV vehicle yard with vehicle wash | Consent | Pre Market Reform
17430 | 3 | Tier 2 Consent | Veolia ES (UK) Limited | 210 | Pentonville Road |  | London |  | N1 9JY | UNIT 15 CANTERBURY IND. ESTATE | ISLAND ROAD | - | CANTERBURY | KE | CT3 4HQ | 2019-12-02 | 25 | 5 | 07:00 to 18:00 | WESTBERE WTW | see attached drawing | Sulphate as S04 | - | 500 | mg/l | 31.3 | Vehicle and plant washing (Low Impact) | Kent East | General runoff and vehicle washings | HGV vehicle yard with vehicle wash | Consent | Pre Market Reform
17437 | 1 | Low Risk Consent | TG Convenience Stores Limited | 3C TWYFORD COURT | HIGH STREET |  | DUNMOW |  | CM6 1AE | 286 SITE 007 | BEXHILL ROAD | - | ST LEONARDS ON SEA | SE | TN38 8BH | 2019-06-28 | 0.27 | 1 | Any time | BEXHILL & HASTINGS WTW | Bexhill Road | Chemical Oxygen Demand Shaken as 0 | 0 | 800 | mg/l | 31.2 | Vehicle and plant washing (Low Impact) | Sussex East | Vehicle Valeting | Fuel Station and Vehicle Valeting | Consent | Pre Market Reform
17437 | 1 | Low Risk Consent | TG Convenience Stores Limited | 3C TWYFORD COURT | HIGH STREET |  | DUNMOW |  | CM6 1AE | 286 SITE 007 | BEXHILL ROAD | - | ST LEONARDS ON SEA | SE | TN38 8BH | 2019-06-28 | 0.27 | 1 | Any time | BEXHILL & HASTINGS WTW | Bexhill Road | Detergents Anionic | 0 | 50 | mg/l | 31.2 | Vehicle and plant washing (Low Impact) | Sussex East | Vehicle Valeting | Fuel Station and Vehicle Valeting | Consent | Pre Market Reform
17437 | 1 | Low Risk Consent | TG Convenience Stores Limited | 3C TWYFORD COURT | HIGH STREET |  | DUNMOW |  | CM6 1AE | 286 SITE 007 | BEXHILL ROAD | - | ST LEONARDS ON SEA | SE | TN38 8BH | 2019-06-28 | 0.27 | 1 | Any time | BEXHILL & HASTINGS WTW | Bexhill Road | Detergents Cationic | 0 | 50 | - | 31.2 | Vehicle and plant washing (Low Impact) | Sussex East | Vehicle Valeting | Fuel Station and Vehicle Valeting | Consent | Pre Market Reform
17437 | 1 | Low Risk Consent | TG Convenience Stores Limited | 3C TWYFORD COURT | HIGH STREET |  | DUNMOW |  | CM6 1AE | 286 SITE 007 | BEXHILL ROAD | - | ST LEONARDS ON SEA | SE | TN38 8BH | 2019-06-28 | 0.27 | 1 | Any time | BEXHILL & HASTINGS WTW | Bexhill Road | Detergents Non-Ionic | 0 | 50 | mg/l | 31.2 | Vehicle and plant washing (Low Impact) | Sussex East | Vehicle Valeting | Fuel Station and Vehicle Valeting | Consent | Pre Market Reform
17437 | 1 | Low Risk Consent | TG Convenience Stores Limited | 3C TWYFORD COURT | HIGH STREET |  | DUNMOW |  | CM6 1AE | 286 SITE 007 | BEXHILL ROAD | - | ST LEONARDS ON SEA | SE | TN38 8BH | 2019-06-28 | 0.27 | 1 | Any time | BEXHILL & HASTINGS WTW | Bexhill Road | Oil and Grease | 0 | 200 | mg/l | 31.2 | Vehicle and plant washing (Low Impact) | Sussex East | Vehicle Valeting | Fuel Station and Vehicle Valeting | Consent | Pre Market Reform
17437 | 1 | Low Risk Consent | TG Convenience Stores Limited | 3C TWYFORD COURT | HIGH STREET |  | DUNMOW |  | CM6 1AE | 286 SITE 007 | BEXHILL ROAD | - | ST LEONARDS ON SEA | SE | TN38 8BH | 2019-06-28 | 0.27 | 1 | Any time | BEXHILL & HASTINGS WTW | Bexhill Road | pH | 6 | 10 | pH Units | 31.2 | Vehicle and plant washing (Low Impact) | Sussex East | Vehicle Valeting | Fuel Station and Vehicle Valeting | Consent | Pre Market Reform
17437 | 1 | Low Risk Consent | TG Convenience Stores Limited | 3C TWYFORD COURT | HIGH STREET |  | DUNMOW |  | CM6 1AE | 286 SITE 007 | BEXHILL ROAD | - | ST LEONARDS ON SEA | SE | TN38 8BH | 2019-06-28 | 0.27 | 1 | Any time | BEXHILL & HASTINGS WTW | Bexhill Road | Solids Suspended 105 Degrees C | 0 | 400 | mg/l | 31.2 | Vehicle and plant washing (Low Impact) | Sussex East | Vehicle Valeting | Fuel Station and Vehicle Valeting | Consent | Pre Market Reform
17438 | 1 | Low Risk Consent | Aquanauts Swimming Lessons Ltd | 37 | Warren Street | - | London | - | W1T 6AD | 1A STORES & PREMISES | BROOKER STREET | - | HOVE | SE | BN3 3YX | 2019-07-03 | 1.2 | 3 | 08:30 To 20:20 | PEACEHAVEN WTW | 1a Brooker Street | Chemical Oxygen Demand Shaken as 0 | - | 800 | mg/l | 32.1 | Leisure facilities | Sussex East | Small volumes of ozone and ultra violet light, chlorinated water. |  | Consent | Pre Market Reform
17438 | 1 | Low Risk Consent | Aquanauts Swimming Lessons Ltd | 37 | Warren Street | - | London | - | W1T 6AD | 1A STORES & PREMISES | BROOKER STREET | - | HOVE | SE | BN3 3YX | 2019-07-03 | 1.2 | 3 | 08:30 To 20:20 | PEACEHAVEN WTW | 1a Brooker Street | pH | 6 | 10 | pH Units | 32.1 | Leisure facilities | Sussex East | Small volumes of ozone and ultra violet light, chlorinated water. |  | Consent | Pre Market Reform
17438 | 1 | Low Risk Consent | Aquanauts Swimming Lessons Ltd | 37 | Warren Street | - | London | - | W1T 6AD | 1A STORES & PREMISES | BROOKER STREET | - | HOVE | SE | BN3 3YX | 2019-07-03 | 1.2 | 3 | 08:30 To 20:20 | PEACEHAVEN WTW | 1a Brooker Street | Solids Suspended 105 Degrees C | - | 400 | mg/l | 32.1 | Leisure facilities | Sussex East | Small volumes of ozone and ultra violet light, chlorinated water. |  | Consent | Pre Market Reform
17439 | 1 | Low Risk Consent | BT Group PLC | 1 | Braham Street | - | London | - | E1 8EE | UNIT 41 | ORIANA WAY | - | SOUTHAMPTON | HA | SO16 0YU | 2019-07-03 | 3.45 | 0.5 | 08:00 To 18:00 | MILLBROOK WTW | Oriana Way | Chemical Oxygen Demand Shaken as 0 | - | 800 | mg/l | 31.2 | Vehicle and plant washing (Low Impact) | Hampshire West | Vehicle washing | Depot | Consent | NURSLING INDUSTRIAL ESTATE WPS
17439 | 1 | Low Risk Consent | BT Group PLC | 1 | Braham Street | - | London | - | E1 8EE | UNIT 41 | ORIANA WAY | - | SOUTHAMPTON | HA | SO16 0YU | 2019-07-03 | 3.45 | 0.5 | 08:00 To 18:00 | MILLBROOK WTW | Oriana Way | Oil and Grease | - | 200 | mg/l | 31.2 | Vehicle and plant washing (Low Impact) | Hampshire West | Vehicle washing | Depot | Consent | NURSLING INDUSTRIAL ESTATE WPS
17439 | 1 | Low Risk Consent | BT Group PLC | 1 | Braham Street | - | London | - | E1 8EE | UNIT 41 | ORIANA WAY | - | SOUTHAMPTON | HA | SO16 0YU | 2019-07-03 | 3.45 | 0.5 | 08:00 To 18:00 | MILLBROOK WTW | Oriana Way | pH Limit | 6 | 10 |  | 31.2 | Vehicle and plant washing (Low Impact) | Hampshire West | Vehicle washing | Depot | Consent | NURSLING INDUSTRIAL ESTATE WPS
17439 | 1 | Low Risk Consent | BT Group PLC | 1 | Braham Street | - | London | - | E1 8EE | UNIT 41 | ORIANA WAY | - | SOUTHAMPTON | HA | SO16 0YU | 2019-07-03 | 3.45 | 0.5 | 08:00 To 18:00 | MILLBROOK WTW | Oriana Way | Solids Suspended 105 Degrees C | - | 400 | mg/l | 31.2 | Vehicle and plant washing (Low Impact) | Hampshire West | Vehicle washing | Depot | Consent | NURSLING INDUSTRIAL ESTATE WPS
17443 | 1 | Low Risk Consent | BTN Marina Car Wash Company 2018 Limited | 1 | English Business Park | English Close | Hove | - | BN3 7ET | ASDA CAR PARK BRIGHTON MARINA CAR WASH | BRIGHTON MARINA | - | BRIGHTON | SE | BN2 5UT | 2019-07-25 | 2 | 2 | 06:00 To 18:00 | PEACEHAVEN WTW | Car park - Southern Water Foul Sewer -Manhole TQ33034206 | Chemical Oxygen Demand Shaken as 0 | - | 800 | mg/l | 31.2 | Vehicle and plant washing (Low Impact) | Sussex East | Water from car wash. We have 3 stage interceptor system in place, which is connected to a pump that pumps waste water to the southern water foul sewer in the car park of the marina | car wash | Consent | Pre Market Reform
17443 | 1 | Low Risk Consent | BTN Marina Car Wash Company 2018 Limited | 1 | English Business Park | English Close | Hove | - | BN3 7ET | ASDA CAR PARK BRIGHTON MARINA CAR WASH | BRIGHTON MARINA | - | BRIGHTON | SE | BN2 5UT | 2019-07-25 | 2 | 2 | 06:00 To 18:00 | PEACEHAVEN WTW | Car park - Southern Water Foul Sewer -Manhole TQ33034206 | Detergents Anionic | - | 50 | mg/l | 31.2 | Vehicle and plant washing (Low Impact) | Sussex East | Water from car wash. We have 3 stage interceptor system in place, which is connected to a pump that pumps waste water to the southern water foul sewer in the car park of the marina | car wash | Consent | Pre Market Reform
17443 | 1 | Low Risk Consent | BTN Marina Car Wash Company 2018 Limited | 1 | English Business Park | English Close | Hove | - | BN3 7ET | ASDA CAR PARK BRIGHTON MARINA CAR WASH | BRIGHTON MARINA | - | BRIGHTON | SE | BN2 5UT | 2019-07-25 | 2 | 2 | 06:00 To 18:00 | PEACEHAVEN WTW | Car park - Southern Water Foul Sewer -Manhole TQ33034206 | Detergents Cationic | - | 50 | - | 31.2 | Vehicle and plant washing (Low Impact) | Sussex East | Water from car wash. We have 3 stage interceptor system in place, which is connected to a pump that pumps waste water to the southern water foul sewer in the car park of the marina | car wash | Consent | Pre Market Reform
17443 | 1 | Low Risk Consent | BTN Marina Car Wash Company 2018 Limited | 1 | English Business Park | English Close | Hove | - | BN3 7ET | ASDA CAR PARK BRIGHTON MARINA CAR WASH | BRIGHTON MARINA | - | BRIGHTON | SE | BN2 5UT | 2019-07-25 | 2 | 2 | 06:00 To 18:00 | PEACEHAVEN WTW | Car park - Southern Water Foul Sewer -Manhole TQ33034206 | Detergents Non-Ionic | - | 50 | mg/l | 31.2 | Vehicle and plant washing (Low Impact) | Sussex East | Water from car wash. We have 3 stage interceptor system in place, which is connected to a pump that pumps waste water to the southern water foul sewer in the car park of the marina | car wash | Consent | Pre Market Reform
17443 | 1 | Low Risk Consent | BTN Marina Car Wash Company 2018 Limited | 1 | English Business Park | English Close | Hove | - | BN3 7ET | ASDA CAR PARK BRIGHTON MARINA CAR WASH | BRIGHTON MARINA | - | BRIGHTON | SE | BN2 5UT | 2019-07-25 | 2 | 2 | 06:00 To 18:00 | PEACEHAVEN WTW | Car park - Southern Water Foul Sewer -Manhole TQ33034206 | Oil and Grease | - | 200 | mg/l | 31.2 | Vehicle and plant washing (Low Impact) | Sussex East | Water from car wash. We have 3 stage interceptor system in place, which is connected to a pump that pumps waste water to the southern water foul sewer in the car park of the marina | car wash | Consent | Pre Market Reform
17443 | 1 | Low Risk Consent | BTN Marina Car Wash Company 2018 Limited | 1 | English Business Park | English Close | Hove | - | BN3 7ET | ASDA CAR PARK BRIGHTON MARINA CAR WASH | BRIGHTON MARINA | - | BRIGHTON | SE | BN2 5UT | 2019-07-25 | 2 | 2 | 06:00 To 18:00 | PEACEHAVEN WTW | Car park - Southern Water Foul Sewer -Manhole TQ33034206 | pH | 6 | 10 | pH Units | 31.2 | Vehicle and plant washing (Low Impact) | Sussex East | Water from car wash. We have 3 stage interceptor system in place, which is connected to a pump that pumps waste water to the southern water foul sewer in the car park of the marina | car wash | Consent | Pre Market Reform
17443 | 1 | Low Risk Consent | BTN Marina Car Wash Company 2018 Limited | 1 | English Business Park | English Close | Hove | - | BN3 7ET | ASDA CAR PARK BRIGHTON MARINA CAR WASH | BRIGHTON MARINA | - | BRIGHTON | SE | BN2 5UT | 2019-07-25 | 2 | 2 | 06:00 To 18:00 | PEACEHAVEN WTW | Car park - Southern Water Foul Sewer -Manhole TQ33034206 | Solids Suspended 105 Degrees C | - | 400 | mg/l | 31.2 | Vehicle and plant washing (Low Impact) | Sussex East | Water from car wash. We have 3 stage interceptor system in place, which is connected to a pump that pumps waste water to the southern water foul sewer in the car park of the marina | car wash | Consent | Pre Market Reform
17446 | 1 | Low Risk Consent | Camden Street Valeting Ltd | 190 | Billet Road | - | London | - | E17 5DX | PORTSLADE HAND CAR WASH | CAMDEN STREET | - | PORTSLADE | BH | BN41 1DU | 2019-09-01 | 2 | 0.7 | between 11am to 4 pm and 10 pm to 6 am | SHOREHAM WTW | Camden Street | Chemical Oxygen Demand Shaken as 0 | - | 800 | mg/l | 31.2 | Vehicle and plant washing (Low Impact) | Sussex East | Water and chemicals used to clean cars | carwash with silt trap connected to foul sewer | Consent | Pre Market Reform
17446 | 1 | Low Risk Consent | Camden Street Valeting Ltd | 190 | Billet Road | - | London | - | E17 5DX | PORTSLADE HAND CAR WASH | CAMDEN STREET | - | PORTSLADE | BH | BN41 1DU | 2019-09-01 | 2 | 0.7 | between 11am to 4 pm and 10 pm to 6 am | SHOREHAM WTW | Camden Street | Detergents Anionic | - | 50 | mg/l | 31.2 | Vehicle and plant washing (Low Impact) | Sussex East | Water and chemicals used to clean cars | carwash with silt trap connected to foul sewer | Consent | Pre Market Reform
17446 | 1 | Low Risk Consent | Camden Street Valeting Ltd | 190 | Billet Road | - | London | - | E17 5DX | PORTSLADE HAND CAR WASH | CAMDEN STREET | - | PORTSLADE | BH | BN41 1DU | 2019-09-01 | 2 | 0.7 | between 11am to 4 pm and 10 pm to 6 am | SHOREHAM WTW | Camden Street | Detergents Cationic | - | 50 | - | 31.2 | Vehicle and plant washing (Low Impact) | Sussex East | Water and chemicals used to clean cars | carwash with silt trap connected to foul sewer | Consent | Pre Market Reform
17446 | 1 | Low Risk Consent | Camden Street Valeting Ltd | 190 | Billet Road | - | London | - | E17 5DX | PORTSLADE HAND CAR WASH | CAMDEN STREET | - | PORTSLADE | BH | BN41 1DU | 2019-09-01 | 2 | 0.7 | between 11am to 4 pm and 10 pm to 6 am | SHOREHAM WTW | Camden Street | Detergents Non-Ionic | - | 50 | mg/l | 31.2 | Vehicle and plant washing (Low Impact) | Sussex East | Water and chemicals used to clean cars | carwash with silt trap connected to foul sewer | Consent | Pre Market Reform
17446 | 1 | Low Risk Consent | Camden Street Valeting Ltd | 190 | Billet Road | - | London | - | E17 5DX | PORTSLADE HAND CAR WASH | CAMDEN STREET | - | PORTSLADE | BH | BN41 1DU | 2019-09-01 | 2 | 0.7 | between 11am to 4 pm and 10 pm to 6 am | SHOREHAM WTW | Camden Street | Oil and Grease | - | 200 | mg/l | 31.2 | Vehicle and plant washing (Low Impact) | Sussex East | Water and chemicals used to clean cars | carwash with silt trap connected to foul sewer | Consent | Pre Market Reform
17446 | 1 | Low Risk Consent | Camden Street Valeting Ltd | 190 | Billet Road | - | London | - | E17 5DX | PORTSLADE HAND CAR WASH | CAMDEN STREET | - | PORTSLADE | BH | BN41 1DU | 2019-09-01 | 2 | 0.7 | between 11am to 4 pm and 10 pm to 6 am | SHOREHAM WTW | Camden Street | pH | 6 | 10 | pH Units | 31.2 | Vehicle and plant washing (Low Impact) | Sussex East | Water and chemicals used to clean cars | carwash with silt trap connected to foul sewer | Consent | Pre Market Reform
17446 | 1 | Low Risk Consent | Camden Street Valeting Ltd | 190 | Billet Road | - | London | - | E17 5DX | PORTSLADE HAND CAR WASH | CAMDEN STREET | - | PORTSLADE | BH | BN41 1DU | 2019-09-01 | 2 | 0.7 | between 11am to 4 pm and 10 pm to 6 am | SHOREHAM WTW | Camden Street | Solids Suspended 105 Degrees C | - | 400 | mg/l | 31.2 | Vehicle and plant washing (Low Impact) | Sussex East | Water and chemicals used to clean cars | carwash with silt trap connected to foul sewer | Consent | Pre Market Reform
17446 | 1 | Low Risk Consent | Camden Street Valeting Ltd | 190 | Billet Road | - | London | - | E17 5DX | PORTSLADE HAND CAR WASH | CAMDEN STREET | - | PORTSLADE | BH | BN41 1DU | 2019-09-01 | 2 | 0.7 | between 11am to 4 pm and 10 pm to 6 am | SHOREHAM WTW | Camden Street | Sulphate as S04 | - | 500 | mg/l | 31.2 | Vehicle and plant washing (Low Impact) | Sussex East | Water and chemicals used to clean cars | carwash with silt trap connected to foul sewer | Consent | Pre Market Reform
17447 | 1 | Low Risk Consent | Selsey Laundrette Ltd | Thatchover Byways | - | Selsey | Chichester | - | PO20 0HY | 132 | HIGH STREET | - | CHICHESTER | SW | PO20 0QE | 2019-08-13 | 3 | 1 | 09:00 To 19:00 | CHICHESTER WTW | high street, selsey | Chemical Oxygen Demand Shaken as 0 | 0 | 800 | mg/l | 15.2 | Laundering (Small-scale/Coin-Op) | Sussex West | clothes washing | Launderette | Consent | Low Risk Consent - Unknown
17447 | 1 | Low Risk Consent | Selsey Laundrette Ltd | Thatchover Byways | - | Selsey | Chichester | - | PO20 0HY | 132 | HIGH STREET | - | CHICHESTER | SW | PO20 0QE | 2019-08-13 | 3 | 1 | 09:00 To 19:00 | CHICHESTER WTW | high street, selsey | pH | 6 | 10 | pH Units | 15.2 | Laundering (Small-scale/Coin-Op) | Sussex West | clothes washing | Launderette | Consent | Low Risk Consent - Unknown
17447 | 1 | Low Risk Consent | Selsey Laundrette Ltd | Thatchover Byways | - | Selsey | Chichester | - | PO20 0HY | 132 | HIGH STREET | - | CHICHESTER | SW | PO20 0QE | 2019-08-13 | 3 | 1 | 09:00 To 19:00 | CHICHESTER WTW | high street, selsey | Solids Suspended 105 Degrees C | 0 | 400 | mg/l | 15.2 | Laundering (Small-scale/Coin-Op) | Sussex West | clothes washing | Launderette | Consent | Low Risk Consent - Unknown
17449 | 1 | Low Risk Consent | Deep-Sea Leisure Plc |  | North Queensferry | Fife |  |  | KY11 1JR | SEALIFE-SUPPLY 1 | ROCK-A-NORE ROAD | - | HASTINGS | SE | TN34 3DW | 2019-09-20 | 3.4 | 0.01 | 09:00 To 17:00 | BEXHILL & HASTINGS WTW | Rock a Nore Road | Chemical Oxygen Demand Shaken as 0 | - | 800 | mg/l | 32.1 | Leisure facilities | Sussex East | The aquarium drains natural sea water in from the sea. This is then used in our displays. Waste water from the displays is then fed into the wastewater drain system on site & discharged back to sea. We propose to discharge this into the Southern Water drainage system instead. The provision to co | Aquarium | Consent | Pre Market Reform
17449 | 1 | Low Risk Consent | Deep-Sea Leisure Plc |  | North Queensferry | Fife |  |  | KY11 1JR | SEALIFE-SUPPLY 1 | ROCK-A-NORE ROAD | - | HASTINGS | SE | TN34 3DW | 2019-09-20 | 3.4 | 0.01 | 09:00 To 17:00 | BEXHILL & HASTINGS WTW | Rock a Nore Road | Oil and Grease | - | 200 | mg/l | 32.1 | Leisure facilities | Sussex East | The aquarium drains natural sea water in from the sea. This is then used in our displays. Waste water from the displays is then fed into the wastewater drain system on site & discharged back to sea. We propose to discharge this into the Southern Water drainage system instead. The provision to co | Aquarium | Consent | Pre Market Reform
17449 | 1 | Low Risk Consent | Deep-Sea Leisure Plc |  | North Queensferry | Fife |  |  | KY11 1JR | SEALIFE-SUPPLY 1 | ROCK-A-NORE ROAD | - | HASTINGS | SE | TN34 3DW | 2019-09-20 | 3.4 | 0.01 | 09:00 To 17:00 | BEXHILL & HASTINGS WTW | Rock a Nore Road | pH | 6 | 10 | pH Units | 32.1 | Leisure facilities | Sussex East | The aquarium drains natural sea water in from the sea. This is then used in our displays. Waste water from the displays is then fed into the wastewater drain system on site & discharged back to sea. We propose to discharge this into the Southern Water drainage system instead. The provision to co | Aquarium | Consent | Pre Market Reform
17449 | 1 | Low Risk Consent | Deep-Sea Leisure Plc |  | North Queensferry | Fife |  |  | KY11 1JR | SEALIFE-SUPPLY 1 | ROCK-A-NORE ROAD | - | HASTINGS | SE | TN34 3DW | 2019-09-20 | 3.4 | 0.01 | 09:00 To 17:00 | BEXHILL & HASTINGS WTW | Rock a Nore Road | Solids Suspended 105 Degrees C | - | 400 | mg/l | 32.1 | Leisure facilities | Sussex East | The aquarium drains natural sea water in from the sea. This is then used in our displays. Waste water from the displays is then fed into the wastewater drain system on site & discharged back to sea. We propose to discharge this into the Southern Water drainage system instead. The provision to co | Aquarium | Consent | Pre Market Reform
17449 | 1 | Low Risk Consent | Deep-Sea Leisure Plc |  | North Queensferry | Fife |  |  | KY11 1JR | SEALIFE-SUPPLY 1 | ROCK-A-NORE ROAD | - | HASTINGS | SE | TN34 3DW | 2019-09-20 | 3.4 | 0.01 | 09:00 To 17:00 | BEXHILL & HASTINGS WTW | Rock a Nore Road | Sulphate as S04 | - | 500 | mg/l | 32.1 | Leisure facilities | Sussex East | The aquarium drains natural sea water in from the sea. This is then used in our displays. Waste water from the displays is then fed into the wastewater drain system on site & discharged back to sea. We propose to discharge this into the Southern Water drainage system instead. The provision to co | Aquarium | Consent | Pre Market Reform
17451 | 1 | Tier 1 Consent | Nuffield Health | Epsom Gateway | Ashley Avenue |  | Epsom | Surrey | KT18 5AL | UNIT 4 | CHICKENHALL LANE | - | EASTLEIGH | HA | SO50 6RP | 2019-10-30 | 45 | 1.5 | At all times | CHICKENHALL EASTLEIGH WTW | Chickenhall Lane | Chemical Oxygen Demand Shaken as 0 | - | 600 | mg/l | 15.3 | Sterilization/medical equipment cleaning, hygiene bin cleaning, low risk cleaning of items | Hampshire West | Washing, sterilization of medical instrument, flexible endoscopes using R/O water and clean stream,boiler blowdown. | Sterile Services Provider for medical applications | Consent | CHICKENHALL LANE BISHOPSTOKE WPS
17451 | 1 | Tier 1 Consent | Nuffield Health | Epsom Gateway | Ashley Avenue |  | Epsom | Surrey | KT18 5AL | UNIT 4 | CHICKENHALL LANE | - | EASTLEIGH | HA | SO50 6RP | 2019-10-30 | 45 | 1.5 | At all times | CHICKENHALL EASTLEIGH WTW | Chickenhall Lane | Detergents Anionic | - | 100 | mg/l | 15.3 | Sterilization/medical equipment cleaning, hygiene bin cleaning, low risk cleaning of items | Hampshire West | Washing, sterilization of medical instrument, flexible endoscopes using R/O water and clean stream,boiler blowdown. | Sterile Services Provider for medical applications | Consent | CHICKENHALL LANE BISHOPSTOKE WPS
17451 | 1 | Tier 1 Consent | Nuffield Health | Epsom Gateway | Ashley Avenue |  | Epsom | Surrey | KT18 5AL | UNIT 4 | CHICKENHALL LANE | - | EASTLEIGH | HA | SO50 6RP | 2019-10-30 | 45 | 1.5 | At all times | CHICKENHALL EASTLEIGH WTW | Chickenhall Lane | Detergents Cationic | - | 100 | - | 15.3 | Sterilization/medical equipment cleaning, hygiene bin cleaning, low risk cleaning of items | Hampshire West | Washing, sterilization of medical instrument, flexible endoscopes using R/O water and clean stream,boiler blowdown. | Sterile Services Provider for medical applications | Consent | CHICKENHALL LANE BISHOPSTOKE WPS
17451 | 1 | Tier 1 Consent | Nuffield Health | Epsom Gateway | Ashley Avenue |  | Epsom | Surrey | KT18 5AL | UNIT 4 | CHICKENHALL LANE | - | EASTLEIGH | HA | SO50 6RP | 2019-10-30 | 45 | 1.5 | At all times | CHICKENHALL EASTLEIGH WTW | Chickenhall Lane | Detergents Non-Ionic | - | 100 | mg/l | 15.3 | Sterilization/medical equipment cleaning, hygiene bin cleaning, low risk cleaning of items | Hampshire West | Washing, sterilization of medical instrument, flexible endoscopes using R/O water and clean stream,boiler blowdown. | Sterile Services Provider for medical applications | Consent | CHICKENHALL LANE BISHOPSTOKE WPS
17451 | 1 | Tier 1 Consent | Nuffield Health | Epsom Gateway | Ashley Avenue |  | Epsom | Surrey | KT18 5AL | UNIT 4 | CHICKENHALL LANE | - | EASTLEIGH | HA | SO50 6RP | 2019-10-30 | 45 | 1.5 | At all times | CHICKENHALL EASTLEIGH WTW | Chickenhall Lane | Nitrogen Ammoniacal as N | - | 35 | mg/l | 15.3 | Sterilization/medical equipment cleaning, hygiene bin cleaning, low risk cleaning of items | Hampshire West | Washing, sterilization of medical instrument, flexible endoscopes using R/O water and clean stream,boiler blowdown. | Sterile Services Provider for medical applications | Consent | CHICKENHALL LANE BISHOPSTOKE WPS
17451 | 1 | Tier 1 Consent | Nuffield Health | Epsom Gateway | Ashley Avenue |  | Epsom | Surrey | KT18 5AL | UNIT 4 | CHICKENHALL LANE | - | EASTLEIGH | HA | SO50 6RP | 2019-10-30 | 45 | 1.5 | At all times | CHICKENHALL EASTLEIGH WTW | Chickenhall Lane | Oil and Grease | - | 200 | mg/l | 15.3 | Sterilization/medical equipment cleaning, hygiene bin cleaning, low risk cleaning of items | Hampshire West | Washing, sterilization of medical instrument, flexible endoscopes using R/O water and clean stream,boiler blowdown. | Sterile Services Provider for medical applications | Consent | CHICKENHALL LANE BISHOPSTOKE WPS
17451 | 1 | Tier 1 Consent | Nuffield Health | Epsom Gateway | Ashley Avenue |  | Epsom | Surrey | KT18 5AL | UNIT 4 | CHICKENHALL LANE | - | EASTLEIGH | HA | SO50 6RP | 2019-10-30 | 45 | 1.5 | At all times | CHICKENHALL EASTLEIGH WTW | Chickenhall Lane | pH Limit | 6 | 10 |  | 15.3 | Sterilization/medical equipment cleaning, hygiene bin cleaning, low risk cleaning of items | Hampshire West | Washing, sterilization of medical instrument, flexible endoscopes using R/O water and clean stream,boiler blowdown. | Sterile Services Provider for medical applications | Consent | CHICKENHALL LANE BISHOPSTOKE WPS
17451 | 1 | Tier 1 Consent | Nuffield Health | Epsom Gateway | Ashley Avenue |  | Epsom | Surrey | KT18 5AL | UNIT 4 | CHICKENHALL LANE | - | EASTLEIGH | HA | SO50 6RP | 2019-10-30 | 45 | 1.5 | At all times | CHICKENHALL EASTLEIGH WTW | Chickenhall Lane | Phosphorus Total | - | 0.05 | ug/l | 15.3 | Sterilization/medical equipment cleaning, hygiene bin cleaning, low risk cleaning of items | Hampshire West | Washing, sterilization of medical instrument, flexible endoscopes using R/O water and clean stream,boiler blowdown. | Sterile Services Provider for medical applications | Consent | CHICKENHALL LANE BISHOPSTOKE WPS
17451 | 1 | Tier 1 Consent | Nuffield Health | Epsom Gateway | Ashley Avenue |  | Epsom | Surrey | KT18 5AL | UNIT 4 | CHICKENHALL LANE | - | EASTLEIGH | HA | SO50 6RP | 2019-10-30 | 45 | 1.5 | At all times | CHICKENHALL EASTLEIGH WTW | Chickenhall Lane | Solids Suspended 105 Degrees C | - | 400 | mg/l | 15.3 | Sterilization/medical equipment cleaning, hygiene bin cleaning, low risk cleaning of items | Hampshire West | Washing, sterilization of medical instrument, flexible endoscopes using R/O water and clean stream,boiler blowdown. | Sterile Services Provider for medical applications | Consent | CHICKENHALL LANE BISHOPSTOKE WPS
17451 | 1 | Tier 1 Consent | Nuffield Health | Epsom Gateway | Ashley Avenue |  | Epsom | Surrey | KT18 5AL | UNIT 4 | CHICKENHALL LANE | - | EASTLEIGH | HA | SO50 6RP | 2019-10-30 | 45 | 1.5 | At all times | CHICKENHALL EASTLEIGH WTW | Chickenhall Lane | Sulphate as S04 | - | 500 | mg/l | 15.3 | Sterilization/medical equipment cleaning, hygiene bin cleaning, low risk cleaning of items | Hampshire West | Washing, sterilization of medical instrument, flexible endoscopes using R/O water and clean stream,boiler blowdown. | Sterile Services Provider for medical applications | Consent | CHICKENHALL LANE BISHOPSTOKE WPS
17457 | 1 | Tier 2 Consent | Progress Launderette | Clovelly | Hazeldean Lane |  | Warninglid | West Sussex | RH17 5GJ | 1 | COMMERCIAL SQUARE | - | HAYWARDS HEATH | SW | RH16 1DW | 2018-07-13 | 5 | 1 | at all times | SCAYNES HILL WTW | Commercial Square | Chemical Oxygen Demand Shaken as 0 | 0 | 800 | mg/l | 15.2 | Laundering (Small-scale/Coin-Op) | Sussex West | Launderette | Launderette | Consent | -
17457 | 1 | Tier 2 Consent | Progress Launderette | Clovelly | Hazeldean Lane |  | Warninglid | West Sussex | RH17 5GJ | 1 | COMMERCIAL SQUARE | - | HAYWARDS HEATH | SW | RH16 1DW | 2018-07-13 | 5 | 1 | at all times | SCAYNES HILL WTW | Commercial Square | pH | 6 | 10 | pH Units | 15.2 | Laundering (Small-scale/Coin-Op) | Sussex West | Launderette | Launderette | Consent | -
17457 | 1 | Tier 2 Consent | Progress Launderette | Clovelly | Hazeldean Lane |  | Warninglid | West Sussex | RH17 5GJ | 1 | COMMERCIAL SQUARE | - | HAYWARDS HEATH | SW | RH16 1DW | 2018-07-13 | 5 | 1 | at all times | SCAYNES HILL WTW | Commercial Square | Solids Suspended 105 Degrees C | 0 | 400 | mg/l | 15.2 | Laundering (Small-scale/Coin-Op) | Sussex West | Launderette | Launderette | Consent | -
17458 | 1 | Low Risk Consent | Enterprise Rent-A-Car Limited | STEVE YOUNG, Enterprise House | Vicarage Road |  | Egham | Surrey | TW20 9FB | OFFICE | STATION HILL | - | WINCHESTER | HA | SO23 8TJ | 2019-09-17 | 5 | 0.06 | 08:00 To 18:00 | MORESTEAD ROAD WINCHESTER WTW | Station Hill | Chemical Oxygen Demand Shaken as 0 | - | 800 | mg/l | 31.2 | Vehicle and plant washing (Low Impact) | Hampshire West | Vehicle washing. | Vehicle rental. | Consent | GARNIER ROAD WINCHESTER WPS
17458 | 1 | Low Risk Consent | Enterprise Rent-A-Car Limited | STEVE YOUNG, Enterprise House | Vicarage Road |  | Egham | Surrey | TW20 9FB | OFFICE | STATION HILL | - | WINCHESTER | HA | SO23 8TJ | 2019-09-17 | 5 | 0.06 | 08:00 To 18:00 | MORESTEAD ROAD WINCHESTER WTW | Station Hill | Oil and Grease | - | 200 | mg/l | 31.2 | Vehicle and plant washing (Low Impact) | Hampshire West | Vehicle washing. | Vehicle rental. | Consent | GARNIER ROAD WINCHESTER WPS
17458 | 1 | Low Risk Consent | Enterprise Rent-A-Car Limited | STEVE YOUNG, Enterprise House | Vicarage Road |  | Egham | Surrey | TW20 9FB | OFFICE | STATION HILL | - | WINCHESTER | HA | SO23 8TJ | 2019-09-17 | 5 | 0.06 | 08:00 To 18:00 | MORESTEAD ROAD WINCHESTER WTW | Station Hill | pH Limit | 6 | 10 |  | 31.2 | Vehicle and plant washing (Low Impact) | Hampshire West | Vehicle washing. | Vehicle rental. | Consent | GARNIER ROAD WINCHESTER WPS
17458 | 1 | Low Risk Consent | Enterprise Rent-A-Car Limited | STEVE YOUNG, Enterprise House | Vicarage Road |  | Egham | Surrey | TW20 9FB | OFFICE | STATION HILL | - | WINCHESTER | HA | SO23 8TJ | 2019-09-17 | 5 | 0.06 | 08:00 To 18:00 | MORESTEAD ROAD WINCHESTER WTW | Station Hill | Solids Suspended 105 Degrees C | - | 400 | mg/l | 31.2 | Vehicle and plant washing (Low Impact) | Hampshire West | Vehicle washing. | Vehicle rental. | Consent | GARNIER ROAD WINCHESTER WPS
17469 | 1 | Tier 2 Consent | Ringway Island Roads Limited | Albion House | Springfield Road |  | Horsham | West Sussex | RH12 2RW | 42 | DAISH WAY |  | Newport | IW | PO30 5XJ | 2019-11-14 | 8 | 1 | 24 hours | SANDOWN NEW WTW | 42 Daish Way Newport Isle of Wight | Arsenic Total | - | 5 | ug/l | 31.1 | Vehicle and plant washing (Medium Impact) | Hampshire East | Street cleansing services - waste is collected from the highway in mechanical road sweepers and gully tankers The waste is tipped in bays to allow the waste to de-water and collect in holding tanks ready for treatment Waste water is treated with a polymer flocculant which removes suspended solids fr | Improving the Island’s highway network | Consent | DODNOR WPS
17469 | 1 | Tier 2 Consent | Ringway Island Roads Limited | Albion House | Springfield Road |  | Horsham | West Sussex | RH12 2RW | 42 | DAISH WAY |  | Newport | IW | PO30 5XJ | 2019-11-14 | 8 | 1 | 24 hours | SANDOWN NEW WTW | 42 Daish Way Newport Isle of Wight | Cadmium Total (ug/l) | - | 1 | ug/l | 31.1 | Vehicle and plant washing (Medium Impact) | Hampshire East | Street cleansing services - waste is collected from the highway in mechanical road sweepers and gully tankers The waste is tipped in bays to allow the waste to de-water and collect in holding tanks ready for treatment Waste water is treated with a polymer flocculant which removes suspended solids fr | Improving the Island’s highway network | Consent | DODNOR WPS
17469 | 1 | Tier 2 Consent | Ringway Island Roads Limited | Albion House | Springfield Road |  | Horsham | West Sussex | RH12 2RW | 42 | DAISH WAY |  | Newport | IW | PO30 5XJ | 2019-11-14 | 8 | 1 | 24 hours | SANDOWN NEW WTW | 42 Daish Way Newport Isle of Wight | Chemical Oxygen Demand Shaken as 0 | - | 800 | mg/l | 31.1 | Vehicle and plant washing (Medium Impact) | Hampshire East | Street cleansing services - waste is collected from the highway in mechanical road sweepers and gully tankers The waste is tipped in bays to allow the waste to de-water and collect in holding tanks ready for treatment Waste water is treated with a polymer flocculant which removes suspended solids fr | Improving the Island’s highway network | Consent | DODNOR WPS
17469 | 1 | Tier 2 Consent | Ringway Island Roads Limited | Albion House | Springfield Road |  | Horsham | West Sussex | RH12 2RW | 42 | DAISH WAY |  | Newport | IW | PO30 5XJ | 2019-11-14 | 8 | 1 | 24 hours | SANDOWN NEW WTW | 42 Daish Way Newport Isle of Wight | Chloride | - | 12000 | mg/l | 31.1 | Vehicle and plant washing (Medium Impact) | Hampshire East | Street cleansing services - waste is collected from the highway in mechanical road sweepers and gully tankers The waste is tipped in bays to allow the waste to de-water and collect in holding tanks ready for treatment Waste water is treated with a polymer flocculant which removes suspended solids fr | Improving the Island’s highway network | Consent | DODNOR WPS
17469 | 1 | Tier 2 Consent | Ringway Island Roads Limited | Albion House | Springfield Road |  | Horsham | West Sussex | RH12 2RW | 42 | DAISH WAY |  | Newport | IW | PO30 5XJ | 2019-11-14 | 8 | 1 | 24 hours | SANDOWN NEW WTW | 42 Daish Way Newport Isle of Wight | Chromium Total mg/l | - | 1 | ug/l | 31.1 | Vehicle and plant washing (Medium Impact) | Hampshire East | Street cleansing services - waste is collected from the highway in mechanical road sweepers and gully tankers The waste is tipped in bays to allow the waste to de-water and collect in holding tanks ready for treatment Waste water is treated with a polymer flocculant which removes suspended solids fr | Improving the Island’s highway network | Consent | DODNOR WPS
17469 | 1 | Tier 2 Consent | Ringway Island Roads Limited | Albion House | Springfield Road |  | Horsham | West Sussex | RH12 2RW | 42 | DAISH WAY |  | Newport | IW | PO30 5XJ | 2019-11-14 | 8 | 1 | 24 hours | SANDOWN NEW WTW | 42 Daish Way Newport Isle of Wight | Copper Total | - | 1 | ug/l | 31.1 | Vehicle and plant washing (Medium Impact) | Hampshire East | Street cleansing services - waste is collected from the highway in mechanical road sweepers and gully tankers The waste is tipped in bays to allow the waste to de-water and collect in holding tanks ready for treatment Waste water is treated with a polymer flocculant which removes suspended solids fr | Improving the Island’s highway network | Consent | DODNOR WPS
17469 | 1 | Tier 2 Consent | Ringway Island Roads Limited | Albion House | Springfield Road |  | Horsham | West Sussex | RH12 2RW | 42 | DAISH WAY |  | Newport | IW | PO30 5XJ | 2019-11-14 | 8 | 1 | 24 hours | SANDOWN NEW WTW | 42 Daish Way Newport Isle of Wight | Lead Total | - | 1 | ug/l | 31.1 | Vehicle and plant washing (Medium Impact) | Hampshire East | Street cleansing services - waste is collected from the highway in mechanical road sweepers and gully tankers The waste is tipped in bays to allow the waste to de-water and collect in holding tanks ready for treatment Waste water is treated with a polymer flocculant which removes suspended solids fr | Improving the Island’s highway network | Consent | DODNOR WPS
17469 | 1 | Tier 2 Consent | Ringway Island Roads Limited | Albion House | Springfield Road |  | Horsham | West Sussex | RH12 2RW | 42 | DAISH WAY |  | Newport | IW | PO30 5XJ | 2019-11-14 | 8 | 1 | 24 hours | SANDOWN NEW WTW | 42 Daish Way Newport Isle of Wight | Mercury Total | - | 0.01 | ug/l | 31.1 | Vehicle and plant washing (Medium Impact) | Hampshire East | Street cleansing services - waste is collected from the highway in mechanical road sweepers and gully tankers The waste is tipped in bays to allow the waste to de-water and collect in holding tanks ready for treatment Waste water is treated with a polymer flocculant which removes suspended solids fr | Improving the Island’s highway network | Consent | DODNOR WPS
17469 | 1 | Tier 2 Consent | Ringway Island Roads Limited | Albion House | Springfield Road |  | Horsham | West Sussex | RH12 2RW | 42 | DAISH WAY |  | Newport | IW | PO30 5XJ | 2019-11-14 | 8 | 1 | 24 hours | SANDOWN NEW WTW | 42 Daish Way Newport Isle of Wight | Nickel Total | - | 1 | ug/l | 31.1 | Vehicle and plant washing (Medium Impact) | Hampshire East | Street cleansing services - waste is collected from the highway in mechanical road sweepers and gully tankers The waste is tipped in bays to allow the waste to de-water and collect in holding tanks ready for treatment Waste water is treated with a polymer flocculant which removes suspended solids fr | Improving the Island’s highway network | Consent | DODNOR WPS
17469 | 1 | Tier 2 Consent | Ringway Island Roads Limited | Albion House | Springfield Road |  | Horsham | West Sussex | RH12 2RW | 42 | DAISH WAY |  | Newport | IW | PO30 5XJ | 2019-11-14 | 8 | 1 | 24 hours | SANDOWN NEW WTW | 42 Daish Way Newport Isle of Wight | Nitrogen Ammoniacal as N | - | 60 | mg/l | 31.1 | Vehicle and plant washing (Medium Impact) | Hampshire East | Street cleansing services - waste is collected from the highway in mechanical road sweepers and gully tankers The waste is tipped in bays to allow the waste to de-water and collect in holding tanks ready for treatment Waste water is treated with a polymer flocculant which removes suspended solids fr | Improving the Island’s highway network | Consent | DODNOR WPS
17469 | 1 | Tier 2 Consent | Ringway Island Roads Limited | Albion House | Springfield Road |  | Horsham | West Sussex | RH12 2RW | 42 | DAISH WAY |  | Newport | IW | PO30 5XJ | 2019-11-14 | 8 | 1 | 24 hours | SANDOWN NEW WTW | 42 Daish Way Newport Isle of Wight | Oil and Grease | - | 13 | mg/l | 31.1 | Vehicle and plant washing (Medium Impact) | Hampshire East | Street cleansing services - waste is collected from the highway in mechanical road sweepers and gully tankers The waste is tipped in bays to allow the waste to de-water and collect in holding tanks ready for treatment Waste water is treated with a polymer flocculant which removes suspended solids fr | Improving the Island’s highway network | Consent | DODNOR WPS
17469 | 1 | Tier 2 Consent | Ringway Island Roads Limited | Albion House | Springfield Road |  | Horsham | West Sussex | RH12 2RW | 42 | DAISH WAY |  | Newport | IW | PO30 5XJ | 2019-11-14 | 8 | 1 | 24 hours | SANDOWN NEW WTW | 42 Daish Way Newport Isle of Wight | Phosphate Total as P. | - | 3 | mg/l | 31.1 | Vehicle and plant washing (Medium Impact) | Hampshire East | Street cleansing services - waste is collected from the highway in mechanical road sweepers and gully tankers The waste is tipped in bays to allow the waste to de-water and collect in holding tanks ready for treatment Waste water is treated with a polymer flocculant which removes suspended solids fr | Improving the Island’s highway network | Consent | DODNOR WPS
17469 | 1 | Tier 2 Consent | Ringway Island Roads Limited | Albion House | Springfield Road |  | Horsham | West Sussex | RH12 2RW | 42 | DAISH WAY |  | Newport | IW | PO30 5XJ | 2019-11-14 | 8 | 1 | 24 hours | SANDOWN NEW WTW | 42 Daish Way Newport Isle of Wight | Selenium Total | - | 3 | ug/l | 31.1 | Vehicle and plant washing (Medium Impact) | Hampshire East | Street cleansing services - waste is collected from the highway in mechanical road sweepers and gully tankers The waste is tipped in bays to allow the waste to de-water and collect in holding tanks ready for treatment Waste water is treated with a polymer flocculant which removes suspended solids fr | Improving the Island’s highway network | Consent | DODNOR WPS
17469 | 1 | Tier 2 Consent | Ringway Island Roads Limited | Albion House | Springfield Road |  | Horsham | West Sussex | RH12 2RW | 42 | DAISH WAY |  | Newport | IW | PO30 5XJ | 2019-11-14 | 8 | 1 | 24 hours | SANDOWN NEW WTW | 42 Daish Way Newport Isle of Wight | Solids Suspended 105 Degrees C | - | 800 | mg/l | 31.1 | Vehicle and plant washing (Medium Impact) | Hampshire East | Street cleansing services - waste is collected from the highway in mechanical road sweepers and gully tankers The waste is tipped in bays to allow the waste to de-water and collect in holding tanks ready for treatment Waste water is treated with a polymer flocculant which removes suspended solids fr | Improving the Island’s highway network | Consent | DODNOR WPS
17469 | 1 | Tier 2 Consent | Ringway Island Roads Limited | Albion House | Springfield Road |  | Horsham | West Sussex | RH12 2RW | 42 | DAISH WAY |  | Newport | IW | PO30 5XJ | 2019-11-14 | 8 | 1 | 24 hours | SANDOWN NEW WTW | 42 Daish Way Newport Isle of Wight | Zinc Total mg/l | - | 1 | ug/l | 31.1 | Vehicle and plant washing (Medium Impact) | Hampshire East | Street cleansing services - waste is collected from the highway in mechanical road sweepers and gully tankers The waste is tipped in bays to allow the waste to de-water and collect in holding tanks ready for treatment Waste water is treated with a polymer flocculant which removes suspended solids fr | Improving the Island’s highway network | Consent | DODNOR WPS
17473 | 1 | Low Risk Consent | British Telecommunications Public Limited Company | 1 | Braham Street |  | London |  | E1 8EE | 274 UNIT 5 SUSSEX HOUSE BUSINESS PARK BT JET WASH | OLD SHOREHAM ROAD |  | HOVE | SE | BN3 7EU | 2019-10-16 | 5 | 1 | 09:00 To 21:00 | PEACEHAVEN WTW | Amherst Crescent, adjacent to the east of BT PLC property | Chemical Oxygen Demand Shaken as 0 | - | 800 | mg/l | 31.2 | Vehicle and plant washing (Low Impact) | Sussex East | volume changes, potential change in operating hours, effluent still relates to washing of vehicles | vehicle washing | Consent | Pre Market Reform
17473 | 1 | Low Risk Consent | British Telecommunications Public Limited Company | 1 | Braham Street |  | London |  | E1 8EE | 274 UNIT 5 SUSSEX HOUSE BUSINESS PARK BT JET WASH | OLD SHOREHAM ROAD |  | HOVE | SE | BN3 7EU | 2019-10-16 | 5 | 1 | 09:00 To 21:00 | PEACEHAVEN WTW | Amherst Crescent, adjacent to the east of BT PLC property | Detergents Anionic | - | 50 | mg/l | 31.2 | Vehicle and plant washing (Low Impact) | Sussex East | volume changes, potential change in operating hours, effluent still relates to washing of vehicles | vehicle washing | Consent | Pre Market Reform
17473 | 1 | Low Risk Consent | British Telecommunications Public Limited Company | 1 | Braham Street |  | London |  | E1 8EE | 274 UNIT 5 SUSSEX HOUSE BUSINESS PARK BT JET WASH | OLD SHOREHAM ROAD |  | HOVE | SE | BN3 7EU | 2019-10-16 | 5 | 1 | 09:00 To 21:00 | PEACEHAVEN WTW | Amherst Crescent, adjacent to the east of BT PLC property | Detergents Cationic | - | 50 | - | 31.2 | Vehicle and plant washing (Low Impact) | Sussex East | volume changes, potential change in operating hours, effluent still relates to washing of vehicles | vehicle washing | Consent | Pre Market Reform
17473 | 1 | Low Risk Consent | British Telecommunications Public Limited Company | 1 | Braham Street |  | London |  | E1 8EE | 274 UNIT 5 SUSSEX HOUSE BUSINESS PARK BT JET WASH | OLD SHOREHAM ROAD |  | HOVE | SE | BN3 7EU | 2019-10-16 | 5 | 1 | 09:00 To 21:00 | PEACEHAVEN WTW | Amherst Crescent, adjacent to the east of BT PLC property | Detergents Non-Ionic | - | 50 | mg/l | 31.2 | Vehicle and plant washing (Low Impact) | Sussex East | volume changes, potential change in operating hours, effluent still relates to washing of vehicles | vehicle washing | Consent | Pre Market Reform
17473 | 1 | Low Risk Consent | British Telecommunications Public Limited Company | 1 | Braham Street |  | London |  | E1 8EE | 274 UNIT 5 SUSSEX HOUSE BUSINESS PARK BT JET WASH | OLD SHOREHAM ROAD |  | HOVE | SE | BN3 7EU | 2019-10-16 | 5 | 1 | 09:00 To 21:00 | PEACEHAVEN WTW | Amherst Crescent, adjacent to the east of BT PLC property | Oil and Grease | - | 200 | mg/l | 31.2 | Vehicle and plant washing (Low Impact) | Sussex East | volume changes, potential change in operating hours, effluent still relates to washing of vehicles | vehicle washing | Consent | Pre Market Reform
17473 | 1 | Low Risk Consent | British Telecommunications Public Limited Company | 1 | Braham Street |  | London |  | E1 8EE | 274 UNIT 5 SUSSEX HOUSE BUSINESS PARK BT JET WASH | OLD SHOREHAM ROAD |  | HOVE | SE | BN3 7EU | 2019-10-16 | 5 | 1 | 09:00 To 21:00 | PEACEHAVEN WTW | Amherst Crescent, adjacent to the east of BT PLC property | pH | 6 | 10 | pH Units | 31.2 | Vehicle and plant washing (Low Impact) | Sussex East | volume changes, potential change in operating hours, effluent still relates to washing of vehicles | vehicle washing | Consent | Pre Market Reform
17473 | 1 | Low Risk Consent | British Telecommunications Public Limited Company | 1 | Braham Street |  | London |  | E1 8EE | 274 UNIT 5 SUSSEX HOUSE BUSINESS PARK BT JET WASH | OLD SHOREHAM ROAD |  | HOVE | SE | BN3 7EU | 2019-10-16 | 5 | 1 | 09:00 To 21:00 | PEACEHAVEN WTW | Amherst Crescent, adjacent to the east of BT PLC property | Solids Suspended 105 Degrees C | - | 400 | mg/l | 31.2 | Vehicle and plant washing (Low Impact) | Sussex East | volume changes, potential change in operating hours, effluent still relates to washing of vehicles | vehicle washing | Consent | Pre Market Reform
17473 | 1 | Low Risk Consent | British Telecommunications Public Limited Company | 1 | Braham Street |  | London |  | E1 8EE | 274 UNIT 5 SUSSEX HOUSE BUSINESS PARK BT JET WASH | OLD SHOREHAM ROAD |  | HOVE | SE | BN3 7EU | 2019-10-16 | 5 | 1 | 09:00 To 21:00 | PEACEHAVEN WTW | Amherst Crescent, adjacent to the east of BT PLC property | Sulphate as S04 | - | 500 | mg/l | 31.2 | Vehicle and plant washing (Low Impact) | Sussex East | volume changes, potential change in operating hours, effluent still relates to washing of vehicles | vehicle washing | Consent | Pre Market Reform
17479 | 1 | Low Risk Consent | Petersfield Car Spa Ltd | Unit 104 The Light Box | 111 Power Road | - | London | - | W4 5PY | RAMS WALK CAR PARK | RAMS WALK | - | PETERSFIELD | HA | GU32 3JA | 2019-11-28 | 3 | 0.66 | 08:00 To 18:00 | PETERSFIELD WTW | WITHIN WAITROSE CAR PARK GU32 3JA | Chemical Oxygen Demand Shaken as 0 | - | 800 | mg/l | 31.2 | Vehicle and plant washing (Low Impact) | Hampshire East | WASHING CARS AT AMBIENT TEMPERATURE | Car Valleting and Wash Company | Consent | Low Risk Consent - Unknown
17479 | 1 | Low Risk Consent | Petersfield Car Spa Ltd | Unit 104 The Light Box | 111 Power Road | - | London | - | W4 5PY | RAMS WALK CAR PARK | RAMS WALK | - | PETERSFIELD | HA | GU32 3JA | 2019-11-28 | 3 | 0.66 | 08:00 To 18:00 | PETERSFIELD WTW | WITHIN WAITROSE CAR PARK GU32 3JA | Nitrogen Ammoniacal as N | - | 20 | mg/l | 31.2 | Vehicle and plant washing (Low Impact) | Hampshire East | WASHING CARS AT AMBIENT TEMPERATURE | Car Valleting and Wash Company | Consent | Low Risk Consent - Unknown
17479 | 1 | Low Risk Consent | Petersfield Car Spa Ltd | Unit 104 The Light Box | 111 Power Road | - | London | - | W4 5PY | RAMS WALK CAR PARK | RAMS WALK | - | PETERSFIELD | HA | GU32 3JA | 2019-11-28 | 3 | 0.66 | 08:00 To 18:00 | PETERSFIELD WTW | WITHIN WAITROSE CAR PARK GU32 3JA | pH Limit | 6 | 10 |  | 31.2 | Vehicle and plant washing (Low Impact) | Hampshire East | WASHING CARS AT AMBIENT TEMPERATURE | Car Valleting and Wash Company | Consent | Low Risk Consent - Unknown
17479 | 1 | Low Risk Consent | Petersfield Car Spa Ltd | Unit 104 The Light Box | 111 Power Road | - | London | - | W4 5PY | RAMS WALK CAR PARK | RAMS WALK | - | PETERSFIELD | HA | GU32 3JA | 2019-11-28 | 3 | 0.66 | 08:00 To 18:00 | PETERSFIELD WTW | WITHIN WAITROSE CAR PARK GU32 3JA | Solids Suspended 105 Degrees C | - | 400 | mg/l | 31.2 | Vehicle and plant washing (Low Impact) | Hampshire East | WASHING CARS AT AMBIENT TEMPERATURE | Car Valleting and Wash Company | Consent | Low Risk Consent - Unknown
17480 | 3 | Tier 2 Consent | Suez Recycling and Recovery Southern Ltd | Suez House | Grenfell Road |  | Maidenhead | Berkshire | SL6 1ES | FAIR OAK CLOSED LANDFILL SITE | OFF MORTIMERS LANE | - | EASTLEIGH | HA | SO50 7EA | 2019-12-04 | 12 | 1 | 00:00 To 23:59 | CHICKENHALL EASTLEIGH WTW | Manhole 3301 off Mortimers Lane Fair Oak | Benzene Total | - | 0.02 | ug/l | 37.2 | Tip leachates and land remediation Closed | Hampshire West | Management and disposal of residual landfill leachate at the closed landfill(maximum volume: 12m3/day; peak flow rate: 0.5l/s). | Management of Closed Landfill Site | Consent | BOTLEY ROAD HORTON HEATH WPS
17480 | 3 | Tier 2 Consent | Suez Recycling and Recovery Southern Ltd | Suez House | Grenfell Road |  | Maidenhead | Berkshire | SL6 1ES | FAIR OAK CLOSED LANDFILL SITE | OFF MORTIMERS LANE | - | EASTLEIGH | HA | SO50 7EA | 2019-12-04 | 12 | 1 | 00:00 To 23:59 | CHICKENHALL EASTLEIGH WTW | Manhole 3301 off Mortimers Lane Fair Oak | Cadmium Total (ug/l) | - | 3 | ug/l | 37.2 | Tip leachates and land remediation Closed | Hampshire West | Management and disposal of residual landfill leachate at the closed landfill(maximum volume: 12m3/day; peak flow rate: 0.5l/s). | Management of Closed Landfill Site | Consent | BOTLEY ROAD HORTON HEATH WPS
17480 | 3 | Tier 2 Consent | Suez Recycling and Recovery Southern Ltd | Suez House | Grenfell Road |  | Maidenhead | Berkshire | SL6 1ES | FAIR OAK CLOSED LANDFILL SITE | OFF MORTIMERS LANE | - | EASTLEIGH | HA | SO50 7EA | 2019-12-04 | 12 | 1 | 00:00 To 23:59 | CHICKENHALL EASTLEIGH WTW | Manhole 3301 off Mortimers Lane Fair Oak | Chemical Oxygen Demand Shaken as 0 | - | 1500 | mg/l | 37.2 | Tip leachates and land remediation Closed | Hampshire West | Management and disposal of residual landfill leachate at the closed landfill(maximum volume: 12m3/day; peak flow rate: 0.5l/s). | Management of Closed Landfill Site | Consent | BOTLEY ROAD HORTON HEATH WPS
17480 | 3 | Tier 2 Consent | Suez Recycling and Recovery Southern Ltd | Suez House | Grenfell Road |  | Maidenhead | Berkshire | SL6 1ES | FAIR OAK CLOSED LANDFILL SITE | OFF MORTIMERS LANE | - | EASTLEIGH | HA | SO50 7EA | 2019-12-04 | 12 | 1 | 00:00 To 23:59 | CHICKENHALL EASTLEIGH WTW | Manhole 3301 off Mortimers Lane Fair Oak | Chloride | - | 1200 | mg/l | 37.2 | Tip leachates and land remediation Closed | Hampshire West | Management and disposal of residual landfill leachate at the closed landfill(maximum volume: 12m3/day; peak flow rate: 0.5l/s). | Management of Closed Landfill Site | Consent | BOTLEY ROAD HORTON HEATH WPS
17480 | 3 | Tier 2 Consent | Suez Recycling and Recovery Southern Ltd | Suez House | Grenfell Road |  | Maidenhead | Berkshire | SL6 1ES | FAIR OAK CLOSED LANDFILL SITE | OFF MORTIMERS LANE | - | EASTLEIGH | HA | SO50 7EA | 2019-12-04 | 12 | 1 | 00:00 To 23:59 | CHICKENHALL EASTLEIGH WTW | Manhole 3301 off Mortimers Lane Fair Oak | Chromium Total mg/l | - | 0.3 | ug/l | 37.2 | Tip leachates and land remediation Closed | Hampshire West | Management and disposal of residual landfill leachate at the closed landfill(maximum volume: 12m3/day; peak flow rate: 0.5l/s). | Management of Closed Landfill Site | Consent | BOTLEY ROAD HORTON HEATH WPS
17480 | 3 | Tier 2 Consent | Suez Recycling and Recovery Southern Ltd | Suez House | Grenfell Road |  | Maidenhead | Berkshire | SL6 1ES | FAIR OAK CLOSED LANDFILL SITE | OFF MORTIMERS LANE | - | EASTLEIGH | HA | SO50 7EA | 2019-12-04 | 12 | 1 | 00:00 To 23:59 | CHICKENHALL EASTLEIGH WTW | Manhole 3301 off Mortimers Lane Fair Oak | Copper Total | - | 0.1 | ug/l | 37.2 | Tip leachates and land remediation Closed | Hampshire West | Management and disposal of residual landfill leachate at the closed landfill(maximum volume: 12m3/day; peak flow rate: 0.5l/s). | Management of Closed Landfill Site | Consent | BOTLEY ROAD HORTON HEATH WPS
17480 | 3 | Tier 2 Consent | Suez Recycling and Recovery Southern Ltd | Suez House | Grenfell Road |  | Maidenhead | Berkshire | SL6 1ES | FAIR OAK CLOSED LANDFILL SITE | OFF MORTIMERS LANE | - | EASTLEIGH | HA | SO50 7EA | 2019-12-04 | 12 | 1 | 00:00 To 23:59 | CHICKENHALL EASTLEIGH WTW | Manhole 3301 off Mortimers Lane Fair Oak | Lead Total | - | 0.1 | ug/l | 37.2 | Tip leachates and land remediation Closed | Hampshire West | Management and disposal of residual landfill leachate at the closed landfill(maximum volume: 12m3/day; peak flow rate: 0.5l/s). | Management of Closed Landfill Site | Consent | BOTLEY ROAD HORTON HEATH WPS
17480 | 3 | Tier 2 Consent | Suez Recycling and Recovery Southern Ltd | Suez House | Grenfell Road |  | Maidenhead | Berkshire | SL6 1ES | FAIR OAK CLOSED LANDFILL SITE | OFF MORTIMERS LANE | - | EASTLEIGH | HA | SO50 7EA | 2019-12-04 | 12 | 1 | 00:00 To 23:59 | CHICKENHALL EASTLEIGH WTW | Manhole 3301 off Mortimers Lane Fair Oak | Methane Dissolved | - | 0.14 | ug/l | 37.2 | Tip leachates and land remediation Closed | Hampshire West | Management and disposal of residual landfill leachate at the closed landfill(maximum volume: 12m3/day; peak flow rate: 0.5l/s). | Management of Closed Landfill Site | Consent | BOTLEY ROAD HORTON HEATH WPS
17480 | 3 | Tier 2 Consent | Suez Recycling and Recovery Southern Ltd | Suez House | Grenfell Road |  | Maidenhead | Berkshire | SL6 1ES | FAIR OAK CLOSED LANDFILL SITE | OFF MORTIMERS LANE | - | EASTLEIGH | HA | SO50 7EA | 2019-12-04 | 12 | 1 | 00:00 To 23:59 | CHICKENHALL EASTLEIGH WTW | Manhole 3301 off Mortimers Lane Fair Oak | Nickel Total | - | 0.1 | ug/l | 37.2 | Tip leachates and land remediation Closed | Hampshire West | Management and disposal of residual landfill leachate at the closed landfill(maximum volume: 12m3/day; peak flow rate: 0.5l/s). | Management of Closed Landfill Site | Consent | BOTLEY ROAD HORTON HEATH WPS
17480 | 3 | Tier 2 Consent | Suez Recycling and Recovery Southern Ltd | Suez House | Grenfell Road |  | Maidenhead | Berkshire | SL6 1ES | FAIR OAK CLOSED LANDFILL SITE | OFF MORTIMERS LANE | - | EASTLEIGH | HA | SO50 7EA | 2019-12-04 | 12 | 1 | 00:00 To 23:59 | CHICKENHALL EASTLEIGH WTW | Manhole 3301 off Mortimers Lane Fair Oak | Nitrogen Ammoniacal as N | - | 700 | mg/l | 37.2 | Tip leachates and land remediation Closed | Hampshire West | Management and disposal of residual landfill leachate at the closed landfill(maximum volume: 12m3/day; peak flow rate: 0.5l/s). | Management of Closed Landfill Site | Consent | BOTLEY ROAD HORTON HEATH WPS
17480 | 3 | Tier 2 Consent | Suez Recycling and Recovery Southern Ltd | Suez House | Grenfell Road |  | Maidenhead | Berkshire | SL6 1ES | FAIR OAK CLOSED LANDFILL SITE | OFF MORTIMERS LANE | - | EASTLEIGH | HA | SO50 7EA | 2019-12-04 | 12 | 1 | 00:00 To 23:59 | CHICKENHALL EASTLEIGH WTW | Manhole 3301 off Mortimers Lane Fair Oak | pH Limit | 6 | 10 |  | 37.2 | Tip leachates and land remediation Closed | Hampshire West | Management and disposal of residual landfill leachate at the closed landfill(maximum volume: 12m3/day; peak flow rate: 0.5l/s). | Management of Closed Landfill Site | Consent | BOTLEY ROAD HORTON HEATH WPS
17480 | 3 | Tier 2 Consent | Suez Recycling and Recovery Southern Ltd | Suez House | Grenfell Road |  | Maidenhead | Berkshire | SL6 1ES | FAIR OAK CLOSED LANDFILL SITE | OFF MORTIMERS LANE | - | EASTLEIGH | HA | SO50 7EA | 2019-12-04 | 12 | 1 | 00:00 To 23:59 | CHICKENHALL EASTLEIGH WTW | Manhole 3301 off Mortimers Lane Fair Oak | Solids Suspended 105 Degrees C | - | 200 | mg/l | 37.2 | Tip leachates and land remediation Closed | Hampshire West | Management and disposal of residual landfill leachate at the closed landfill(maximum volume: 12m3/day; peak flow rate: 0.5l/s). | Management of Closed Landfill Site | Consent | BOTLEY ROAD HORTON HEATH WPS
17480 | 3 | Tier 2 Consent | Suez Recycling and Recovery Southern Ltd | Suez House | Grenfell Road |  | Maidenhead | Berkshire | SL6 1ES | FAIR OAK CLOSED LANDFILL SITE | OFF MORTIMERS LANE | - | EASTLEIGH | HA | SO50 7EA | 2019-12-04 | 12 | 1 | 00:00 To 23:59 | CHICKENHALL EASTLEIGH WTW | Manhole 3301 off Mortimers Lane Fair Oak | Sulphate as S04 | - | 400 | mg/l | 37.2 | Tip leachates and land remediation Closed | Hampshire West | Management and disposal of residual landfill leachate at the closed landfill(maximum volume: 12m3/day; peak flow rate: 0.5l/s). | Management of Closed Landfill Site | Consent | BOTLEY ROAD HORTON HEATH WPS
17480 | 3 | Tier 2 Consent | Suez Recycling and Recovery Southern Ltd | Suez House | Grenfell Road |  | Maidenhead | Berkshire | SL6 1ES | FAIR OAK CLOSED LANDFILL SITE | OFF MORTIMERS LANE | - | EASTLEIGH | HA | SO50 7EA | 2019-12-04 | 12 | 1 | 00:00 To 23:59 | CHICKENHALL EASTLEIGH WTW | Manhole 3301 off Mortimers Lane Fair Oak | Sulphide as S | - | 0.6 | mg/l | 37.2 | Tip leachates and land remediation Closed | Hampshire West | Management and disposal of residual landfill leachate at the closed landfill(maximum volume: 12m3/day; peak flow rate: 0.5l/s). | Management of Closed Landfill Site | Consent | BOTLEY ROAD HORTON HEATH WPS
17480 | 3 | Tier 2 Consent | Suez Recycling and Recovery Southern Ltd | Suez House | Grenfell Road |  | Maidenhead | Berkshire | SL6 1ES | FAIR OAK CLOSED LANDFILL SITE | OFF MORTIMERS LANE | - | EASTLEIGH | HA | SO50 7EA | 2019-12-04 | 12 | 1 | 00:00 To 23:59 | CHICKENHALL EASTLEIGH WTW | Manhole 3301 off Mortimers Lane Fair Oak | Xylene Total | - | 0.04 | ug/l | 37.2 | Tip leachates and land remediation Closed | Hampshire West | Management and disposal of residual landfill leachate at the closed landfill(maximum volume: 12m3/day; peak flow rate: 0.5l/s). | Management of Closed Landfill Site | Consent | BOTLEY ROAD HORTON HEATH WPS
17480 | 3 | Tier 2 Consent | Suez Recycling and Recovery Southern Ltd | Suez House | Grenfell Road |  | Maidenhead | Berkshire | SL6 1ES | FAIR OAK CLOSED LANDFILL SITE | OFF MORTIMERS LANE | - | EASTLEIGH | HA | SO50 7EA | 2019-12-04 | 12 | 1 | 00:00 To 23:59 | CHICKENHALL EASTLEIGH WTW | Manhole 3301 off Mortimers Lane Fair Oak | Zinc Total mg/l | - | 0.1 | ug/l | 37.2 | Tip leachates and land remediation Closed | Hampshire West | Management and disposal of residual landfill leachate at the closed landfill(maximum volume: 12m3/day; peak flow rate: 0.5l/s). | Management of Closed Landfill Site | Consent | BOTLEY ROAD HORTON HEATH WPS
17482 | 1 | Low Risk Consent | University of Portsmouth | University House | Winston Churchill Avenue |  | Portsmouth | Hampshire | PO1 2UP | UNIVERSITY OF PORTSMOUTH ANGLESEA BUILDING | LION TERRACE | - | PORTSMOUTH | HA | PO1 3AA | 2019-11-22 | 2 | 0.5 | 09:00 To 17:00 | BUDDS FARM HAVANT WTW | Foul Sewer 6102 Anglesea Building, Lion Terrace | Chemical Oxygen Demand Shaken as 0 | - | 800 | mg/l | 38.2 | Laboratory and research activities (Low Impact) | Hampshire East | This is a new piece of equipment being installed in the Faculty of Technology. It is a iCUT waterjet ECO-NT high pressure cutting machine, which can cut through metals, plastics, rubber, foam and rock. The machine uses a high pressure water jet mixed with garnet particles to cut through materials. General Laboratories and Research Activities | University of Portsmouth / Education / Laboratories | Consent | QUEEN STREET WPS
17482 | 1 | Low Risk Consent | University of Portsmouth | University House | Winston Churchill Avenue |  | Portsmouth | Hampshire | PO1 2UP | UNIVERSITY OF PORTSMOUTH ANGLESEA BUILDING | LION TERRACE | - | PORTSMOUTH | HA | PO1 3AA | 2019-11-22 | 2 | 0.5 | 09:00 To 17:00 | BUDDS FARM HAVANT WTW | Foul Sewer 6102 Anglesea Building, Lion Terrace | Nitrogen Ammoniacal as N | - | 15 | mg/l | 38.2 | Laboratory and research activities (Low Impact) | Hampshire East | This is a new piece of equipment being installed in the Faculty of Technology. It is a iCUT waterjet ECO-NT high pressure cutting machine, which can cut through metals, plastics, rubber, foam and rock. The machine uses a high pressure water jet mixed with garnet particles to cut through materials. General Laboratories and Research Activities | University of Portsmouth / Education / Laboratories | Consent | QUEEN STREET WPS
17482 | 1 | Low Risk Consent | University of Portsmouth | University House | Winston Churchill Avenue |  | Portsmouth | Hampshire | PO1 2UP | UNIVERSITY OF PORTSMOUTH ANGLESEA BUILDING | LION TERRACE | - | PORTSMOUTH | HA | PO1 3AA | 2019-11-22 | 2 | 0.5 | 09:00 To 17:00 | BUDDS FARM HAVANT WTW | Foul Sewer 6102 Anglesea Building, Lion Terrace | pH Limit | 6 | 10 |  | 38.2 | Laboratory and research activities (Low Impact) | Hampshire East | This is a new piece of equipment being installed in the Faculty of Technology. It is a iCUT waterjet ECO-NT high pressure cutting machine, which can cut through metals, plastics, rubber, foam and rock. The machine uses a high pressure water jet mixed with garnet particles to cut through materials. General Laboratories and Research Activities | University of Portsmouth / Education / Laboratories | Consent | QUEEN STREET WPS
17482 | 1 | Low Risk Consent | University of Portsmouth | University House | Winston Churchill Avenue |  | Portsmouth | Hampshire | PO1 2UP | UNIVERSITY OF PORTSMOUTH ANGLESEA BUILDING | LION TERRACE | - | PORTSMOUTH | HA | PO1 3AA | 2019-11-22 | 2 | 0.5 | 09:00 To 17:00 | BUDDS FARM HAVANT WTW | Foul Sewer 6102 Anglesea Building, Lion Terrace | Solids Suspended 105 Degrees C | - | 400 | mg/l | 38.2 | Laboratory and research activities (Low Impact) | Hampshire East | This is a new piece of equipment being installed in the Faculty of Technology. It is a iCUT waterjet ECO-NT high pressure cutting machine, which can cut through metals, plastics, rubber, foam and rock. The machine uses a high pressure water jet mixed with garnet particles to cut through materials. General Laboratories and Research Activities | University of Portsmouth / Education / Laboratories | Consent | QUEEN STREET WPS
17487 | 1 | Low Risk Consent | Royal Mail Group Limited | 185 | Farringdon Road |  | London |  | EC1A 1AA | Marchwood Vehicle Op Centre | EAST ROAD | - | MARCHWOOD | SP | SO40 4BX | 2019-11-06 | 0.8 | 0.17 | At all times | SLOWHILL COPSE MARCHWOOD WTW | Magazine Lane | Chemical Oxygen Demand Shaken as 0 | - | 800 | mg/l | 31.2 | Vehicle and plant washing (Low Impact) | Hampshire West | Vehicle Washing | Mail Depot | Consent | MAGAZINE LANE MARCHWOOD WPS
17487 | 1 | Low Risk Consent | Royal Mail Group Limited | 185 | Farringdon Road |  | London |  | EC1A 1AA | Marchwood Vehicle Op Centre | EAST ROAD | - | MARCHWOOD | SP | SO40 4BX | 2019-11-06 | 0.8 | 0.17 | At all times | SLOWHILL COPSE MARCHWOOD WTW | Magazine Lane | Oil and Grease | - | 200 | mg/l | 31.2 | Vehicle and plant washing (Low Impact) | Hampshire West | Vehicle Washing | Mail Depot | Consent | MAGAZINE LANE MARCHWOOD WPS
17487 | 1 | Low Risk Consent | Royal Mail Group Limited | 185 | Farringdon Road |  | London |  | EC1A 1AA | Marchwood Vehicle Op Centre | EAST ROAD | - | MARCHWOOD | SP | SO40 4BX | 2019-11-06 | 0.8 | 0.17 | At all times | SLOWHILL COPSE MARCHWOOD WTW | Magazine Lane | pH Limit | 6 | 10 |  | 31.2 | Vehicle and plant washing (Low Impact) | Hampshire West | Vehicle Washing | Mail Depot | Consent | MAGAZINE LANE MARCHWOOD WPS
17487 | 1 | Low Risk Consent | Royal Mail Group Limited | 185 | Farringdon Road |  | London |  | EC1A 1AA | Marchwood Vehicle Op Centre | EAST ROAD | - | MARCHWOOD | SP | SO40 4BX | 2019-11-06 | 0.8 | 0.17 | At all times | SLOWHILL COPSE MARCHWOOD WTW | Magazine Lane | Solids Suspended 105 Degrees C | - | 400 | mg/l | 31.2 | Vehicle and plant washing (Low Impact) | Hampshire West | Vehicle Washing | Mail Depot | Consent | MAGAZINE LANE MARCHWOOD WPS
17489 | 1 | Low Risk Consent | Hampshire County Council | Strategic Police Headquarters | Leigh Road | - | Eastleigh | Hampshire | SO50 9SJ | THE POLICE STATION | SOUTH STREET | - | ANDOVER | HA | SP10 2ED | 2019-11-06 | 0.9 | 0.2 | At all times | FULLERTON WTW | Westbrooke Close | Chemical Oxygen Demand Shaken as 0 | - | 800 | mg/l | 31.2 | Vehicle and plant washing (Low Impact) | Hampshire West | jet washing | police depot. | Consent | ANTON LANE ANDOVER WPS
17489 | 1 | Low Risk Consent | Hampshire County Council | Strategic Police Headquarters | Leigh Road | - | Eastleigh | Hampshire | SO50 9SJ | THE POLICE STATION | SOUTH STREET | - | ANDOVER | HA | SP10 2ED | 2019-11-06 | 0.9 | 0.2 | At all times | FULLERTON WTW | Westbrooke Close | Oil and Grease | - | 200 | mg/l | 31.2 | Vehicle and plant washing (Low Impact) | Hampshire West | jet washing | police depot. | Consent | ANTON LANE ANDOVER WPS
17489 | 1 | Low Risk Consent | Hampshire County Council | Strategic Police Headquarters | Leigh Road | - | Eastleigh | Hampshire | SO50 9SJ | THE POLICE STATION | SOUTH STREET | - | ANDOVER | HA | SP10 2ED | 2019-11-06 | 0.9 | 0.2 | At all times | FULLERTON WTW | Westbrooke Close | pH Limit | 6 | 10 |  | 31.2 | Vehicle and plant washing (Low Impact) | Hampshire West | jet washing | police depot. | Consent | ANTON LANE ANDOVER WPS
17489 | 1 | Low Risk Consent | Hampshire County Council | Strategic Police Headquarters | Leigh Road | - | Eastleigh | Hampshire | SO50 9SJ | THE POLICE STATION | SOUTH STREET | - | ANDOVER | HA | SP10 2ED | 2019-11-06 | 0.9 | 0.2 | At all times | FULLERTON WTW | Westbrooke Close | Solids Suspended 105 Degrees C | - | 400 | mg/l | 31.2 | Vehicle and plant washing (Low Impact) | Hampshire West | jet washing | police depot. | Consent | ANTON LANE ANDOVER WPS
17491 | 1 | Low Risk Consent | Hampshire County Council | Strategic Police Headquarters | Leigh Road | - | Eastleigh | Hampshire | SO50 9SJ | 4 | ELMLEIGH ROAD | - | HAVANT | HA | PO9 2AN | 2019-12-13 | 0.94 | 0.22 | 00:00 To 23:59 | BUDDS FARM HAVANT WTW | Elmleigh Road | Chemical Oxygen Demand Shaken as 0 | - | 800 | mg/l | 31.2 | Vehicle and plant washing (Low Impact) | Hampshire East | On this site we have vehicle jet washing area, where we wash police vehicles. It is these areas we need consent for. | Police Vehicle Wash (Jet Wash) | Consent | LANGSTONE ROAD HAVANT WPS
17491 | 1 | Low Risk Consent | Hampshire County Council | Strategic Police Headquarters | Leigh Road | - | Eastleigh | Hampshire | SO50 9SJ | 4 | ELMLEIGH ROAD | - | HAVANT | HA | PO9 2AN | 2019-12-13 | 0.94 | 0.22 | 00:00 To 23:59 | BUDDS FARM HAVANT WTW | Elmleigh Road | Nitrogen Ammoniacal as N | - | 20 | mg/l | 31.2 | Vehicle and plant washing (Low Impact) | Hampshire East | On this site we have vehicle jet washing area, where we wash police vehicles. It is these areas we need consent for. | Police Vehicle Wash (Jet Wash) | Consent | LANGSTONE ROAD HAVANT WPS
17491 | 1 | Low Risk Consent | Hampshire County Council | Strategic Police Headquarters | Leigh Road | - | Eastleigh | Hampshire | SO50 9SJ | 4 | ELMLEIGH ROAD | - | HAVANT | HA | PO9 2AN | 2019-12-13 | 0.94 | 0.22 | 00:00 To 23:59 | BUDDS FARM HAVANT WTW | Elmleigh Road | pH Limit | 6 | 10 |  | 31.2 | Vehicle and plant washing (Low Impact) | Hampshire East | On this site we have vehicle jet washing area, where we wash police vehicles. It is these areas we need consent for. | Police Vehicle Wash (Jet Wash) | Consent | LANGSTONE ROAD HAVANT WPS
17491 | 1 | Low Risk Consent | Hampshire County Council | Strategic Police Headquarters | Leigh Road | - | Eastleigh | Hampshire | SO50 9SJ | 4 | ELMLEIGH ROAD | - | HAVANT | HA | PO9 2AN | 2019-12-13 | 0.94 | 0.22 | 00:00 To 23:59 | BUDDS FARM HAVANT WTW | Elmleigh Road | Solids Suspended 105 Degrees C | - | 400 | mg/l | 31.2 | Vehicle and plant washing (Low Impact) | Hampshire East | On this site we have vehicle jet washing area, where we wash police vehicles. It is these areas we need consent for. | Police Vehicle Wash (Jet Wash) | Consent | LANGSTONE ROAD HAVANT WPS
17497 | 1 | Low Risk Consent | Intercar Cleaning (UK) Limited | Hollyfields Sports & Conference Centre | Woodacre Road | - | Birmingham | - | B24 0JT | 6 CASCADES SHOPPING CENTRE | COMMERCIAL ROAD | - | PORTSMOUTH | HA | PO1 1BU | 2019-11-11 | 0.8 | 0.3 | 09:00 To 17:00 | BUDDS FARM HAVANT WTW | Cascades Approach/Unicorn Road | Chemical Oxygen Demand Shaken as 0 | - | 800 | mg/l | 31.2 | Vehicle and plant washing (Low Impact) | Hampshire East | Washing of vehicle exteriors with bio-degradable shampoo | Car Washing and Valleting | Consent | FRATTON WAY FAIR OAK WPS
17497 | 1 | Low Risk Consent | Intercar Cleaning (UK) Limited | Hollyfields Sports & Conference Centre | Woodacre Road | - | Birmingham | - | B24 0JT | 6 CASCADES SHOPPING CENTRE | COMMERCIAL ROAD | - | PORTSMOUTH | HA | PO1 1BU | 2019-11-11 | 0.8 | 0.3 | 09:00 To 17:00 | BUDDS FARM HAVANT WTW | Cascades Approach/Unicorn Road | Nitrogen Ammoniacal as N | - | 20 | mg/l | 31.2 | Vehicle and plant washing (Low Impact) | Hampshire East | Washing of vehicle exteriors with bio-degradable shampoo | Car Washing and Valleting | Consent | FRATTON WAY FAIR OAK WPS
17497 | 1 | Low Risk Consent | Intercar Cleaning (UK) Limited | Hollyfields Sports & Conference Centre | Woodacre Road | - | Birmingham | - | B24 0JT | 6 CASCADES SHOPPING CENTRE | COMMERCIAL ROAD | - | PORTSMOUTH | HA | PO1 1BU | 2019-11-11 | 0.8 | 0.3 | 09:00 To 17:00 | BUDDS FARM HAVANT WTW | Cascades Approach/Unicorn Road | pH Limit | 6 | 10 |  | 31.2 | Vehicle and plant washing (Low Impact) | Hampshire East | Washing of vehicle exteriors with bio-degradable shampoo | Car Washing and Valleting | Consent | FRATTON WAY FAIR OAK WPS
17497 | 1 | Low Risk Consent | Intercar Cleaning (UK) Limited | Hollyfields Sports & Conference Centre | Woodacre Road | - | Birmingham | - | B24 0JT | 6 CASCADES SHOPPING CENTRE | COMMERCIAL ROAD | - | PORTSMOUTH | HA | PO1 1BU | 2019-11-11 | 0.8 | 0.3 | 09:00 To 17:00 | BUDDS FARM HAVANT WTW | Cascades Approach/Unicorn Road | Solids Suspended 105 Degrees C | - | 400 | mg/l | 31.2 | Vehicle and plant washing (Low Impact) | Hampshire East | Washing of vehicle exteriors with bio-degradable shampoo | Car Washing and Valleting | Consent | FRATTON WAY FAIR OAK WPS
17499 | 1 | Low Risk Consent | Yodel Delivery Network Limited | Atlantic Pavilion | Albert Dock | - | Liverpool | - | L3 4AE | Yodel | Ratling Road | Aylesham | CANTERBURY | KE | CT3 3BD | 2019-11-22 | 0.36 | 0.25 | 10:00 To 17:00 | DAMBRIDGE WINGHAM WTW | Ratling Road | Chemical Oxygen Demand Shaken as 0 | - | 800 | mg/l | 31.3 | Vehicle and plant washing (Low Impact) | Kent East | Cleaning of vehicles, using cold pressure washer, hose and lancer | Parcel distribution | Consent | Low Risk Consent - Unknown
17499 | 1 | Low Risk Consent | Yodel Delivery Network Limited | Atlantic Pavilion | Albert Dock | - | Liverpool | - | L3 4AE | Yodel | Ratling Road | Aylesham | CANTERBURY | KE | CT3 3BD | 2019-11-22 | 0.36 | 0.25 | 10:00 To 17:00 | DAMBRIDGE WINGHAM WTW | Ratling Road | Nitrogen Ammoniacal as N | - | 35 | mg/l | 31.3 | Vehicle and plant washing (Low Impact) | Kent East | Cleaning of vehicles, using cold pressure washer, hose and lancer | Parcel distribution | Consent | Low Risk Consent - Unknown
17499 | 1 | Low Risk Consent | Yodel Delivery Network Limited | Atlantic Pavilion | Albert Dock | - | Liverpool | - | L3 4AE | Yodel | Ratling Road | Aylesham | CANTERBURY | KE | CT3 3BD | 2019-11-22 | 0.36 | 0.25 | 10:00 To 17:00 | DAMBRIDGE WINGHAM WTW | Ratling Road | pH | 6 | 10 | pH Units | 31.3 | Vehicle and plant washing (Low Impact) | Kent East | Cleaning of vehicles, using cold pressure washer, hose and lancer | Parcel distribution | Consent | Low Risk Consent - Unknown
17499 | 1 | Low Risk Consent | Yodel Delivery Network Limited | Atlantic Pavilion | Albert Dock | - | Liverpool | - | L3 4AE | Yodel | Ratling Road | Aylesham | CANTERBURY | KE | CT3 3BD | 2019-11-22 | 0.36 | 0.25 | 10:00 To 17:00 | DAMBRIDGE WINGHAM WTW | Ratling Road | Solids Suspended 105 Degrees C | - | 400 | mg/l | 31.3 | Vehicle and plant washing (Low Impact) | Kent East | Cleaning of vehicles, using cold pressure washer, hose and lancer | Parcel distribution | Consent | Low Risk Consent - Unknown
17500 | 1 | Low Risk Consent | Yodel Delivery Network Limited | Atlantic Pavilion | Albert Dock | - | Liverpool | - | L3 4AE | UNIT D15 | NEW HYTHE LANE | - | AYLESFORD | KE | ME20 6SW | 2019-11-25 | 0.36 | 0.25 | 10:00 To 17:00 | HAM HILL WTW | New Hyde Lane | Chemical Oxygen Demand Shaken as 0 | - | 800 | mg/l | 31.3 | Vehicle and plant washing (Low Impact) | Kent West | Cleaning of vehicles using cold pressure washer, hose and lance | Parcel Distribution | Consent | Low Risk Consent - Unknown
17500 | 1 | Low Risk Consent | Yodel Delivery Network Limited | Atlantic Pavilion | Albert Dock | - | Liverpool | - | L3 4AE | UNIT D15 | NEW HYTHE LANE | - | AYLESFORD | KE | ME20 6SW | 2019-11-25 | 0.36 | 0.25 | 10:00 To 17:00 | HAM HILL WTW | New Hyde Lane | Nitrogen Ammoniacal as N | - | 35 | mg/l | 31.3 | Vehicle and plant washing (Low Impact) | Kent West | Cleaning of vehicles using cold pressure washer, hose and lance | Parcel Distribution | Consent | Low Risk Consent - Unknown
17500 | 1 | Low Risk Consent | Yodel Delivery Network Limited | Atlantic Pavilion | Albert Dock | - | Liverpool | - | L3 4AE | UNIT D15 | NEW HYTHE LANE | - | AYLESFORD | KE | ME20 6SW | 2019-11-25 | 0.36 | 0.25 | 10:00 To 17:00 | HAM HILL WTW | New Hyde Lane | pH Limit | 6 | 10 |  | 31.3 | Vehicle and plant washing (Low Impact) | Kent West | Cleaning of vehicles using cold pressure washer, hose and lance | Parcel Distribution | Consent | Low Risk Consent - Unknown
17500 | 1 | Low Risk Consent | Yodel Delivery Network Limited | Atlantic Pavilion | Albert Dock | - | Liverpool | - | L3 4AE | UNIT D15 | NEW HYTHE LANE | - | AYLESFORD | KE | ME20 6SW | 2019-11-25 | 0.36 | 0.25 | 10:00 To 17:00 | HAM HILL WTW | New Hyde Lane | Solids Suspended 105 Degrees C | - | 400 | mg/l | 31.3 | Vehicle and plant washing (Low Impact) | Kent West | Cleaning of vehicles using cold pressure washer, hose and lance | Parcel Distribution | Consent | Low Risk Consent - Unknown
17503 | 1 | Low Risk Consent | Enterprise Rent-A-Car Limited | STEVE YOUNG, Enterprise House | Vicarage Road |  | Egham | Surrey | TW20 9FB | Enterprise | Shripney Road | - | Bognor Regis | SW | PO22 9LN | 2019-12-01 | 5 | 0.05 | 08:00 To 18:00 | FORD WTW | Brookes Lane West | Chemical Oxygen Demand Shaken as 0 | 0 | 800 | mg/l | 31.3 | Vehicle and plant washing (Low Impact) | Sussex West | Car wash | Vehicle washing | Consent | Low Risk Consent - Unknown
17503 | 1 | Low Risk Consent | Enterprise Rent-A-Car Limited | STEVE YOUNG, Enterprise House | Vicarage Road |  | Egham | Surrey | TW20 9FB | Enterprise | Shripney Road | - | Bognor Regis | SW | PO22 9LN | 2019-12-01 | 5 | 0.05 | 08:00 To 18:00 | FORD WTW | Brookes Lane West | Nitrogen Ammoniacal as N | 0 | 35 | mg/l | 31.3 | Vehicle and plant washing (Low Impact) | Sussex West | Car wash | Vehicle washing | Consent | Low Risk Consent - Unknown
17503 | 1 | Low Risk Consent | Enterprise Rent-A-Car Limited | STEVE YOUNG, Enterprise House | Vicarage Road |  | Egham | Surrey | TW20 9FB | Enterprise | Shripney Road | - | Bognor Regis | SW | PO22 9LN | 2019-12-01 | 5 | 0.05 | 08:00 To 18:00 | FORD WTW | Brookes Lane West | pH Limit | 6 | 10 |  | 31.3 | Vehicle and plant washing (Low Impact) | Sussex West | Car wash | Vehicle washing | Consent | Low Risk Consent - Unknown
17503 | 1 | Low Risk Consent | Enterprise Rent-A-Car Limited | STEVE YOUNG, Enterprise House | Vicarage Road |  | Egham | Surrey | TW20 9FB | Enterprise | Shripney Road | - | Bognor Regis | SW | PO22 9LN | 2019-12-01 | 5 | 0.05 | 08:00 To 18:00 | FORD WTW | Brookes Lane West | Solids Suspended 105 Degrees C | 0 | 400 | mg/l | 31.3 | Vehicle and plant washing (Low Impact) | Sussex West | Car wash | Vehicle washing | Consent | Low Risk Consent - Unknown
17504 | 1 | Low Risk Consent | BCMY Ltd | Unit 1 | Fort Road | Wick | Littlehampton | West Sussex | BN17 7QU | MOLYNEUX HOUSE | FORT ROAD | - | LITTLEHAMPTON | SW | BN17 7QU | 2019-12-01 | 0.5 | 1 | 08:00 To 18:00 | FORD WTW | Unit 1 Fort Road, discharging under neighbouring building (Medisort) | Chemical Oxygen Demand Shaken as 0 | 0 | 800 | mg/l | 24.2 | Printing and related activities (Low impact) | Sussex West | Cleaning of empty (still containing residual ink) printer ink cartridges, prior to refilling, then retail sale of cartridge. Batches of 60-72 cartridges containing circa 1ml of dye & pigment aqueos ink washed in machine, using 60 litres of water, then spun and discharged to foul drain. | Rinsing of cartridges | Consent | -
17504 | 1 | Low Risk Consent | BCMY Ltd | Unit 1 | Fort Road | Wick | Littlehampton | West Sussex | BN17 7QU | MOLYNEUX HOUSE | FORT ROAD | - | LITTLEHAMPTON | SW | BN17 7QU | 2019-12-01 | 0.5 | 1 | 08:00 To 18:00 | FORD WTW | Unit 1 Fort Road, discharging under neighbouring building (Medisort) | Nitrogen Ammoniacal as N | 0 | 35 | mg/l | 24.2 | Printing and related activities (Low impact) | Sussex West | Cleaning of empty (still containing residual ink) printer ink cartridges, prior to refilling, then retail sale of cartridge. Batches of 60-72 cartridges containing circa 1ml of dye & pigment aqueos ink washed in machine, using 60 litres of water, then spun and discharged to foul drain. | Rinsing of cartridges | Consent | -
17504 | 1 | Low Risk Consent | BCMY Ltd | Unit 1 | Fort Road | Wick | Littlehampton | West Sussex | BN17 7QU | MOLYNEUX HOUSE | FORT ROAD | - | LITTLEHAMPTON | SW | BN17 7QU | 2019-12-01 | 0.5 | 1 | 08:00 To 18:00 | FORD WTW | Unit 1 Fort Road, discharging under neighbouring building (Medisort) | Solids Suspended 105 Degrees C | 0 | 400 | mg/l | 24.2 | Printing and related activities (Low impact) | Sussex West | Cleaning of empty (still containing residual ink) printer ink cartridges, prior to refilling, then retail sale of cartridge. Batches of 60-72 cartridges containing circa 1ml of dye & pigment aqueos ink washed in machine, using 60 litres of water, then spun and discharged to foul drain. | Rinsing of cartridges | Consent | -
17505 | 1 | Low Risk Consent | Marshall Motor Holdings Limited | (Head Office) | Broad Oak Road |  | Canterbury | Kent | CT2 7RB | PROPOSED MERCEDES BENZ TRUCK DEALERSHIP | ANDES ROAD | - | SOUTHAMPTON | HA | SO16 0YZ | 2019-12-18 | 5 | 1 | 09:00 To 17:00 | MILLBROOK WTW | Andes Road | Chemical Oxygen Demand Shaken as 0 | - | 800 | mg/l | 31.2 | Vehicle and plant washing (Low Impact) | Hampshire West | Wet valeting | Commercial truck dealership | Consent | DOWNES PARK TOTTON WPS
17505 | 1 | Low Risk Consent | Marshall Motor Holdings Limited | (Head Office) | Broad Oak Road |  | Canterbury | Kent | CT2 7RB | PROPOSED MERCEDES BENZ TRUCK DEALERSHIP | ANDES ROAD | - | SOUTHAMPTON | HA | SO16 0YZ | 2019-12-18 | 5 | 1 | 09:00 To 17:00 | MILLBROOK WTW | Andes Road | Nitrogen Ammoniacal as N | - | 35 | mg/l | 31.2 | Vehicle and plant washing (Low Impact) | Hampshire West | Wet valeting | Commercial truck dealership | Consent | DOWNES PARK TOTTON WPS
17505 | 1 | Low Risk Consent | Marshall Motor Holdings Limited | (Head Office) | Broad Oak Road |  | Canterbury | Kent | CT2 7RB | PROPOSED MERCEDES BENZ TRUCK DEALERSHIP | ANDES ROAD | - | SOUTHAMPTON | HA | SO16 0YZ | 2019-12-18 | 5 | 1 | 09:00 To 17:00 | MILLBROOK WTW | Andes Road | Oil and Grease | - | 200 | mg/l | 31.2 | Vehicle and plant washing (Low Impact) | Hampshire West | Wet valeting | Commercial truck dealership | Consent | DOWNES PARK TOTTON WPS
17505 | 1 | Low Risk Consent | Marshall Motor Holdings Limited | (Head Office) | Broad Oak Road |  | Canterbury | Kent | CT2 7RB | PROPOSED MERCEDES BENZ TRUCK DEALERSHIP | ANDES ROAD | - | SOUTHAMPTON | HA | SO16 0YZ | 2019-12-18 | 5 | 1 | 09:00 To 17:00 | MILLBROOK WTW | Andes Road | pH Limit | 6 | 10 |  | 31.2 | Vehicle and plant washing (Low Impact) | Hampshire West | Wet valeting | Commercial truck dealership | Consent | DOWNES PARK TOTTON WPS
17505 | 1 | Low Risk Consent | Marshall Motor Holdings Limited | (Head Office) | Broad Oak Road |  | Canterbury | Kent | CT2 7RB | PROPOSED MERCEDES BENZ TRUCK DEALERSHIP | ANDES ROAD | - | SOUTHAMPTON | HA | SO16 0YZ | 2019-12-18 | 5 | 1 | 09:00 To 17:00 | MILLBROOK WTW | Andes Road | Solids Suspended 105 Degrees C | - | 400 | mg/l | 31.2 | Vehicle and plant washing (Low Impact) | Hampshire West | Wet valeting | Commercial truck dealership | Consent | DOWNES PARK TOTTON WPS
17515 | 1 | Tier 2 Consent | Veolia ES (UK) Limited |  | 210 Pentonville Road |  | London |  | N1 9JY | MARCHWOOD ENERGY RECOVERY FACILITY | OCEANIC WAY |  | MARCHWOOD SOUTHAMPTON | HA | SO40 4BD | 2020-03-06 | 12 | 1 | 00:00 to 23:59 | SLOWHILL COPSE MARCHWOOD WTW | Normandy Way | Chemical Oxygen Demand Shaken as 0 | - | 800 | mg/l | 39.2 | Boiler blowdown | Hampshire West | Boiler waters from condensed, steam that have been utilised for power generation. The waters originate from a towns main supply that has been demineralised and used within a closed loop steam generation system. | Household waste energy recovery facility | Consent | MAGAZINE LANE MARCHWOOD WPS
17515 | 1 | Tier 2 Consent | Veolia ES (UK) Limited |  | 210 Pentonville Road |  | London |  | N1 9JY | MARCHWOOD ENERGY RECOVERY FACILITY | OCEANIC WAY |  | MARCHWOOD SOUTHAMPTON | HA | SO40 4BD | 2020-03-06 | 12 | 1 | 00:00 to 23:59 | SLOWHILL COPSE MARCHWOOD WTW | Normandy Way | Chloride | - | 2000 | mg/l | 39.2 | Boiler blowdown | Hampshire West | Boiler waters from condensed, steam that have been utilised for power generation. The waters originate from a towns main supply that has been demineralised and used within a closed loop steam generation system. | Household waste energy recovery facility | Consent | MAGAZINE LANE MARCHWOOD WPS
17515 | 1 | Tier 2 Consent | Veolia ES (UK) Limited |  | 210 Pentonville Road |  | London |  | N1 9JY | MARCHWOOD ENERGY RECOVERY FACILITY | OCEANIC WAY |  | MARCHWOOD SOUTHAMPTON | HA | SO40 4BD | 2020-03-06 | 12 | 1 | 00:00 to 23:59 | SLOWHILL COPSE MARCHWOOD WTW | Normandy Way | Nitrogen Ammoniacal as N | - | 35 | mg/l | 39.2 | Boiler blowdown | Hampshire West | Boiler waters from condensed, steam that have been utilised for power generation. The waters originate from a towns main supply that has been demineralised and used within a closed loop steam generation system. | Household waste energy recovery facility | Consent | MAGAZINE LANE MARCHWOOD WPS
17515 | 1 | Tier 2 Consent | Veolia ES (UK) Limited |  | 210 Pentonville Road |  | London |  | N1 9JY | MARCHWOOD ENERGY RECOVERY FACILITY | OCEANIC WAY |  | MARCHWOOD SOUTHAMPTON | HA | SO40 4BD | 2020-03-06 | 12 | 1 | 00:00 to 23:59 | SLOWHILL COPSE MARCHWOOD WTW | Normandy Way | Solids Suspended 105 Degrees C | - | 400 | mg/l | 39.2 | Boiler blowdown | Hampshire West | Boiler waters from condensed, steam that have been utilised for power generation. The waters originate from a towns main supply that has been demineralised and used within a closed loop steam generation system. | Household waste energy recovery facility | Consent | MAGAZINE LANE MARCHWOOD WPS
17515 | 1 | Tier 2 Consent | Veolia ES (UK) Limited |  | 210 Pentonville Road |  | London |  | N1 9JY | MARCHWOOD ENERGY RECOVERY FACILITY | OCEANIC WAY |  | MARCHWOOD SOUTHAMPTON | HA | SO40 4BD | 2020-03-06 | 12 | 1 | 00:00 to 23:59 | SLOWHILL COPSE MARCHWOOD WTW | Normandy Way | Sulphate as S04 | - | 550 | mg/l | 39.2 | Boiler blowdown | Hampshire West | Boiler waters from condensed, steam that have been utilised for power generation. The waters originate from a towns main supply that has been demineralised and used within a closed loop steam generation system. | Household waste energy recovery facility | Consent | MAGAZINE LANE MARCHWOOD WPS
17517 | 1 | Low Risk Consent | The Hand Brew Pub Limited | The Hand In Hand | 33 Upper St. James's Street | - | Brighton | East Sussex | BN2 1JN | 33 | UPPER ST. JAMES'S STREET | - | BRIGHTON | SE | BN2 1JN | 2020-01-07 | 1.8 | 0.05 | 08:00 To 17:00 | PEACEHAVEN WTW | Marine Gardens | Chemical Oxygen Demand Shaken as 0 | - | 7000 | mg/l | 1.3 | Alcoholic beverages (Low Impact) | Sussex East | Rinsing and cleaning of brewery vessels & general wash down of plant/floors | Microbrewery | Consent | Pre Market Reform
17517 | 1 | Low Risk Consent | The Hand Brew Pub Limited | The Hand In Hand | 33 Upper St. James's Street | - | Brighton | East Sussex | BN2 1JN | 33 | UPPER ST. JAMES'S STREET | - | BRIGHTON | SE | BN2 1JN | 2020-01-07 | 1.8 | 0.05 | 08:00 To 17:00 | PEACEHAVEN WTW | Marine Gardens | Nitrogen Ammoniacal as N | - | 35 | mg/l | 1.3 | Alcoholic beverages (Low Impact) | Sussex East | Rinsing and cleaning of brewery vessels & general wash down of plant/floors | Microbrewery | Consent | Pre Market Reform
17517 | 1 | Low Risk Consent | The Hand Brew Pub Limited | The Hand In Hand | 33 Upper St. James's Street | - | Brighton | East Sussex | BN2 1JN | 33 | UPPER ST. JAMES'S STREET | - | BRIGHTON | SE | BN2 1JN | 2020-01-07 | 1.8 | 0.05 | 08:00 To 17:00 | PEACEHAVEN WTW | Marine Gardens | pH | 6 | 10 | pH Units | 1.3 | Alcoholic beverages (Low Impact) | Sussex East | Rinsing and cleaning of brewery vessels & general wash down of plant/floors | Microbrewery | Consent | Pre Market Reform
17517 | 1 | Low Risk Consent | The Hand Brew Pub Limited | The Hand In Hand | 33 Upper St. James's Street | - | Brighton | East Sussex | BN2 1JN | 33 | UPPER ST. JAMES'S STREET | - | BRIGHTON | SE | BN2 1JN | 2020-01-07 | 1.8 | 0.05 | 08:00 To 17:00 | PEACEHAVEN WTW | Marine Gardens | Solids Suspended 105 Degrees C | - | 1400 | mg/l | 1.3 | Alcoholic beverages (Low Impact) | Sussex East | Rinsing and cleaning of brewery vessels & general wash down of plant/floors | Microbrewery | Consent | Pre Market Reform
17517 | 1 | Low Risk Consent | The Hand Brew Pub Limited | The Hand In Hand | 33 Upper St. James's Street | - | Brighton | East Sussex | BN2 1JN | 33 | UPPER ST. JAMES'S STREET | - | BRIGHTON | SE | BN2 1JN | 2020-01-07 | 1.8 | 0.05 | 08:00 To 17:00 | PEACEHAVEN WTW | Marine Gardens | Sulphate as S04 | - | 500 | mg/l | 1.3 | Alcoholic beverages (Low Impact) | Sussex East | Rinsing and cleaning of brewery vessels & general wash down of plant/floors | Microbrewery | Consent | Pre Market Reform
17518 | 1 | Low Risk Consent | Kenwood Limited | 1 Kenwood Business Park | New Lane | - | Havant | Hampshire | PO9 2NH | UK Service Centre | Unit 10, 10 Kenwood Business Park | New Lane | HAVANT | HA | PO9 2NE | 2020-01-07 | 0.5 | 0.5 | 08:00 To 16:00 | BUDDS FARM HAVANT WTW | Eastern Road, Havant | Chemical Oxygen Demand Shaken as 0 | - | 800 | mg/l | 38.2 | Laboratory and research activities (Low Impact) | Hampshire East | Some machines are descaled with domestic descaler - 30-50% latic acid diluted 1:10 water Machine parts are washed in a sink using washing up liquid. | Repair and maintenance of domestic coffee machines | Consent | BEDFORD CLOSE HAVANT WPS
17518 | 1 | Low Risk Consent | Kenwood Limited | 1 Kenwood Business Park | New Lane | - | Havant | Hampshire | PO9 2NH | UK Service Centre | Unit 10, 10 Kenwood Business Park | New Lane | HAVANT | HA | PO9 2NE | 2020-01-07 | 0.5 | 0.5 | 08:00 To 16:00 | BUDDS FARM HAVANT WTW | Eastern Road, Havant | Nitrogen Ammoniacal as N | - | 35 | mg/l | 38.2 | Laboratory and research activities (Low Impact) | Hampshire East | Some machines are descaled with domestic descaler - 30-50% latic acid diluted 1:10 water Machine parts are washed in a sink using washing up liquid. | Repair and maintenance of domestic coffee machines | Consent | BEDFORD CLOSE HAVANT WPS
17518 | 1 | Low Risk Consent | Kenwood Limited | 1 Kenwood Business Park | New Lane | - | Havant | Hampshire | PO9 2NH | UK Service Centre | Unit 10, 10 Kenwood Business Park | New Lane | HAVANT | HA | PO9 2NE | 2020-01-07 | 0.5 | 0.5 | 08:00 To 16:00 | BUDDS FARM HAVANT WTW | Eastern Road, Havant | pH Limit | 6 | 10 |  | 38.2 | Laboratory and research activities (Low Impact) | Hampshire East | Some machines are descaled with domestic descaler - 30-50% latic acid diluted 1:10 water Machine parts are washed in a sink using washing up liquid. | Repair and maintenance of domestic coffee machines | Consent | BEDFORD CLOSE HAVANT WPS
17518 | 1 | Low Risk Consent | Kenwood Limited | 1 Kenwood Business Park | New Lane | - | Havant | Hampshire | PO9 2NH | UK Service Centre | Unit 10, 10 Kenwood Business Park | New Lane | HAVANT | HA | PO9 2NE | 2020-01-07 | 0.5 | 0.5 | 08:00 To 16:00 | BUDDS FARM HAVANT WTW | Eastern Road, Havant | Solids Suspended 105 Degrees C | - | 400 | mg/l | 38.2 | Laboratory and research activities (Low Impact) | Hampshire East | Some machines are descaled with domestic descaler - 30-50% latic acid diluted 1:10 water Machine parts are washed in a sink using washing up liquid. | Repair and maintenance of domestic coffee machines | Consent | BEDFORD CLOSE HAVANT WPS
17521 | 1 | Low Risk Consent | South Central Ambulance Service | Highcroft | Romsey Road | - | Winchester | Hampshire | SO22 5DH | AMBULANCE STATION AT | WOODSIDE ROAD | - | EASTLEIGH | HA | SO50 4ET | 2020-01-28 | 2 | 1 | 07:00 To 19:00 | CHICKENHALL EASTLEIGH WTW | Woodside Road | Chemical Oxygen Demand Shaken as 0 | - | 800 | mg/l | 31.2 | Vehicle and plant washing (Low Impact) | Hampshire West | Washing of ambulance vehicles,using jet wash and chemicals in designated wash bay. | Ambulance Resource Centre - NHS Foundation Trust. | Consent | ALLBROOK WPS
17521 | 1 | Low Risk Consent | South Central Ambulance Service | Highcroft | Romsey Road | - | Winchester | Hampshire | SO22 5DH | AMBULANCE STATION AT | WOODSIDE ROAD | - | EASTLEIGH | HA | SO50 4ET | 2020-01-28 | 2 | 1 | 07:00 To 19:00 | CHICKENHALL EASTLEIGH WTW | Woodside Road | Nitrogen Ammoniacal as N | - | 35 | mg/l | 31.2 | Vehicle and plant washing (Low Impact) | Hampshire West | Washing of ambulance vehicles,using jet wash and chemicals in designated wash bay. | Ambulance Resource Centre - NHS Foundation Trust. | Consent | ALLBROOK WPS
17521 | 1 | Low Risk Consent | South Central Ambulance Service | Highcroft | Romsey Road | - | Winchester | Hampshire | SO22 5DH | AMBULANCE STATION AT | WOODSIDE ROAD | - | EASTLEIGH | HA | SO50 4ET | 2020-01-28 | 2 | 1 | 07:00 To 19:00 | CHICKENHALL EASTLEIGH WTW | Woodside Road | pH Limit | 6 | 10 |  | 31.2 | Vehicle and plant washing (Low Impact) | Hampshire West | Washing of ambulance vehicles,using jet wash and chemicals in designated wash bay. | Ambulance Resource Centre - NHS Foundation Trust. | Consent | ALLBROOK WPS
17521 | 1 | Low Risk Consent | South Central Ambulance Service | Highcroft | Romsey Road | - | Winchester | Hampshire | SO22 5DH | AMBULANCE STATION AT | WOODSIDE ROAD | - | EASTLEIGH | HA | SO50 4ET | 2020-01-28 | 2 | 1 | 07:00 To 19:00 | CHICKENHALL EASTLEIGH WTW | Woodside Road | Solids Suspended 105 Degrees C | - | 400 | mg/l | 31.2 | Vehicle and plant washing (Low Impact) | Hampshire West | Washing of ambulance vehicles,using jet wash and chemicals in designated wash bay. | Ambulance Resource Centre - NHS Foundation Trust. | Consent | ALLBROOK WPS
17524 | 2 | Tier 2 Consent | Omni Recycling Limited |  | North Farm Lane |  | Tunbridge Wells | Nottinghamshire | TN2 3EE | TWBC NORTH FARM DEPOT | NORTH FARM LANE |  | TUNBRIDGE WELLS | KE | TN2 3EE | 2020-03-17 | 86.4 | 1 | 00:00 To 23:59 | TUNBRIDGE WELLS NORTH WTW | North Farm Lane foul sewer connecting to Kingstanding Tunbridge Wells WPS | Chemical Oxygen Demand Shaken as 0 | - | 800 | mg/l | 40.2 | Rainwater and surface water run-off (Low Impact) | Sussex East | This would be household, commercial and industrial waste. The effluent would arise from rainwater mixing with the above wastes on an impermeable concrete pad prior to being discharged into the foul sewer | Recycling of non-hazardous household, commercial and industrial waste | Consent | KINGSTANDING TUNBRIDGE WELLS WPS
17524 | 2 | Tier 2 Consent | Omni Recycling Limited |  | North Farm Lane |  | Tunbridge Wells | Nottinghamshire | TN2 3EE | TWBC NORTH FARM DEPOT | NORTH FARM LANE |  | TUNBRIDGE WELLS | KE | TN2 3EE | 2020-03-17 | 86.4 | 1 | 00:00 To 23:59 | TUNBRIDGE WELLS NORTH WTW | North Farm Lane foul sewer connecting to Kingstanding Tunbridge Wells WPS | Oil and Grease | - | 200 | mg/l | 40.2 | Rainwater and surface water run-off (Low Impact) | Sussex East | This would be household, commercial and industrial waste. The effluent would arise from rainwater mixing with the above wastes on an impermeable concrete pad prior to being discharged into the foul sewer | Recycling of non-hazardous household, commercial and industrial waste | Consent | KINGSTANDING TUNBRIDGE WELLS WPS
17524 | 2 | Tier 2 Consent | Omni Recycling Limited |  | North Farm Lane |  | Tunbridge Wells | Nottinghamshire | TN2 3EE | TWBC NORTH FARM DEPOT | NORTH FARM LANE |  | TUNBRIDGE WELLS | KE | TN2 3EE | 2020-03-17 | 86.4 | 1 | 00:00 To 23:59 | TUNBRIDGE WELLS NORTH WTW | North Farm Lane foul sewer connecting to Kingstanding Tunbridge Wells WPS | pH | 6 | 10 | pH Units | 40.2 | Rainwater and surface water run-off (Low Impact) | Sussex East | This would be household, commercial and industrial waste. The effluent would arise from rainwater mixing with the above wastes on an impermeable concrete pad prior to being discharged into the foul sewer | Recycling of non-hazardous household, commercial and industrial waste | Consent | KINGSTANDING TUNBRIDGE WELLS WPS
17524 | 2 | Tier 2 Consent | Omni Recycling Limited |  | North Farm Lane |  | Tunbridge Wells | Nottinghamshire | TN2 3EE | TWBC NORTH FARM DEPOT | NORTH FARM LANE |  | TUNBRIDGE WELLS | KE | TN2 3EE | 2020-03-17 | 86.4 | 1 | 00:00 To 23:59 | TUNBRIDGE WELLS NORTH WTW | North Farm Lane foul sewer connecting to Kingstanding Tunbridge Wells WPS | Solids Suspended 105 Degrees C | - | 400 | mg/l | 40.2 | Rainwater and surface water run-off (Low Impact) | Sussex East | This would be household, commercial and industrial waste. The effluent would arise from rainwater mixing with the above wastes on an impermeable concrete pad prior to being discharged into the foul sewer | Recycling of non-hazardous household, commercial and industrial waste | Consent | KINGSTANDING TUNBRIDGE WELLS WPS
17524 | 2 | Tier 2 Consent | Omni Recycling Limited |  | North Farm Lane |  | Tunbridge Wells | Nottinghamshire | TN2 3EE | TWBC NORTH FARM DEPOT | NORTH FARM LANE |  | TUNBRIDGE WELLS | KE | TN2 3EE | 2020-03-17 | 86.4 | 1 | 00:00 To 23:59 | TUNBRIDGE WELLS NORTH WTW | North Farm Lane foul sewer connecting to Kingstanding Tunbridge Wells WPS | Sulphate as S04 | - | 500 | mg/l | 40.2 | Rainwater and surface water run-off (Low Impact) | Sussex East | This would be household, commercial and industrial waste. The effluent would arise from rainwater mixing with the above wastes on an impermeable concrete pad prior to being discharged into the foul sewer | Recycling of non-hazardous household, commercial and industrial waste | Consent | KINGSTANDING TUNBRIDGE WELLS WPS
17524 | 2 | Tier 2 Consent | Omni Recycling Limited |  | North Farm Lane |  | Tunbridge Wells | Nottinghamshire | TN2 3EE | TWBC NORTH FARM DEPOT | NORTH FARM LANE |  | TUNBRIDGE WELLS | KE | TN2 3EE | 2020-03-17 | 86.4 | 1 | 00:00 To 23:59 | TUNBRIDGE WELLS NORTH WTW | North Farm Lane foul sewer connecting to Kingstanding Tunbridge Wells WPS | Sulphide as S | - | 1 | mg/l | 40.2 | Rainwater and surface water run-off (Low Impact) | Sussex East | This would be household, commercial and industrial waste. The effluent would arise from rainwater mixing with the above wastes on an impermeable concrete pad prior to being discharged into the foul sewer | Recycling of non-hazardous household, commercial and industrial waste | Consent | KINGSTANDING TUNBRIDGE WELLS WPS
17525 | 4 | Tier 2 Consent | Pan Artisan Ltd | Units 25/26 | Holmbush Industrial Estate |  | Midhurst | West Sussex | GU29 9HX | UNIT 25-26 | HOLMBUSH INDUSTRIAL ESTATE |  | MIDHURST | SW | GU29 9HX | 2020-01-22 | 20 | 0.4 | 05:00 To 22:00 | SOUTH AMBERSHAM WTW | Holmbush Way, Midhurst | Chemical Oxygen Demand Shaken as 0 | 0 | 6000 | mg/l | 9.2 | Food processing - General | Sussex West | Cleaning from bakery process | Bakery | Consent | Pre Market Reform
17525 | 4 | Tier 2 Consent | Pan Artisan Ltd | Units 25/26 | Holmbush Industrial Estate |  | Midhurst | West Sussex | GU29 9HX | UNIT 25-26 | HOLMBUSH INDUSTRIAL ESTATE |  | MIDHURST | SW | GU29 9HX | 2020-01-22 | 20 | 0.4 | 05:00 To 22:00 | SOUTH AMBERSHAM WTW | Holmbush Way, Midhurst | Nitrogen Ammoniacal as N | 0 | 35 | mg/l | 9.2 | Food processing - General | Sussex West | Cleaning from bakery process | Bakery | Consent | Pre Market Reform
17525 | 4 | Tier 2 Consent | Pan Artisan Ltd | Units 25/26 | Holmbush Industrial Estate |  | Midhurst | West Sussex | GU29 9HX | UNIT 25-26 | HOLMBUSH INDUSTRIAL ESTATE |  | MIDHURST | SW | GU29 9HX | 2020-01-22 | 20 | 0.4 | 05:00 To 22:00 | SOUTH AMBERSHAM WTW | Holmbush Way, Midhurst | Oil and Grease | 0 | 200 | mg/l | 9.2 | Food processing - General | Sussex West | Cleaning from bakery process | Bakery | Consent | Pre Market Reform
17525 | 4 | Tier 2 Consent | Pan Artisan Ltd | Units 25/26 | Holmbush Industrial Estate |  | Midhurst | West Sussex | GU29 9HX | UNIT 25-26 | HOLMBUSH INDUSTRIAL ESTATE |  | MIDHURST | SW | GU29 9HX | 2020-01-22 | 20 | 0.4 | 05:00 To 22:00 | SOUTH AMBERSHAM WTW | Holmbush Way, Midhurst | pH Limit | 6 | 10 |  | 9.2 | Food processing - General | Sussex West | Cleaning from bakery process | Bakery | Consent | Pre Market Reform
17525 | 4 | Tier 2 Consent | Pan Artisan Ltd | Units 25/26 | Holmbush Industrial Estate |  | Midhurst | West Sussex | GU29 9HX | UNIT 25-26 | HOLMBUSH INDUSTRIAL ESTATE |  | MIDHURST | SW | GU29 9HX | 2020-01-22 | 20 | 0.4 | 05:00 To 22:00 | SOUTH AMBERSHAM WTW | Holmbush Way, Midhurst | Solids Suspended 105 Degrees C | 0 | 2000 | mg/l | 9.2 | Food processing - General | Sussex West | Cleaning from bakery process | Bakery | Consent | Pre Market Reform
17528 | 1 | Tier 2 Consent | Olleco |  | Battlefield Road |  | Shrewsbury | Shropshire | SY1 4AH | OLD GRANGE FARM | GRANGE ROAD | - | BURSLEDON | HA | SO31 8GD | 2020-03-09 | 7 | 0.5 | 14:00 To 17:00 | PEEL COMMON WTW | Grange Road, Bursleden | Chemical Oxygen Demand Shaken as 0 | - | 1200 | mg/l | 31.1 | Vehicle and plant washing (Medium Impact) | Hampshire East | The site operates 19 vans that are washed down daily |  | Discontinuation | BEACH LANE NETLEY WPS
17528 | 1 | Tier 2 Consent | Olleco |  | Battlefield Road |  | Shrewsbury | Shropshire | SY1 4AH | OLD GRANGE FARM | GRANGE ROAD | - | BURSLEDON | HA | SO31 8GD | 2020-03-09 | 7 | 0.5 | 14:00 To 17:00 | PEEL COMMON WTW | Grange Road, Bursleden | Chloride | - | 40 | mg/l | 31.1 | Vehicle and plant washing (Medium Impact) | Hampshire East | The site operates 19 vans that are washed down daily |  | Discontinuation | BEACH LANE NETLEY WPS
17528 | 1 | Tier 2 Consent | Olleco |  | Battlefield Road |  | Shrewsbury | Shropshire | SY1 4AH | OLD GRANGE FARM | GRANGE ROAD | - | BURSLEDON | HA | SO31 8GD | 2020-03-09 | 7 | 0.5 | 14:00 To 17:00 | PEEL COMMON WTW | Grange Road, Bursleden | Nitrogen Ammoniacal as N | - | 5 | mg/l | 31.1 | Vehicle and plant washing (Medium Impact) | Hampshire East | The site operates 19 vans that are washed down daily |  | Discontinuation | BEACH LANE NETLEY WPS
17528 | 1 | Tier 2 Consent | Olleco |  | Battlefield Road |  | Shrewsbury | Shropshire | SY1 4AH | OLD GRANGE FARM | GRANGE ROAD | - | BURSLEDON | HA | SO31 8GD | 2020-03-09 | 7 | 0.5 | 14:00 To 17:00 | PEEL COMMON WTW | Grange Road, Bursleden | Oil and Grease | - | 200 | mg/l | 31.1 | Vehicle and plant washing (Medium Impact) | Hampshire East | The site operates 19 vans that are washed down daily |  | Discontinuation | BEACH LANE NETLEY WPS
17528 | 1 | Tier 2 Consent | Olleco |  | Battlefield Road |  | Shrewsbury | Shropshire | SY1 4AH | OLD GRANGE FARM | GRANGE ROAD | - | BURSLEDON | HA | SO31 8GD | 2020-03-09 | 7 | 0.5 | 14:00 To 17:00 | PEEL COMMON WTW | Grange Road, Bursleden | pH Limit | 6 | 10 |  | 31.1 | Vehicle and plant washing (Medium Impact) | Hampshire East | The site operates 19 vans that are washed down daily |  | Discontinuation | BEACH LANE NETLEY WPS
17528 | 1 | Tier 2 Consent | Olleco |  | Battlefield Road |  | Shrewsbury | Shropshire | SY1 4AH | OLD GRANGE FARM | GRANGE ROAD | - | BURSLEDON | HA | SO31 8GD | 2020-03-09 | 7 | 0.5 | 14:00 To 17:00 | PEEL COMMON WTW | Grange Road, Bursleden | Solids Suspended 105 Degrees C | - | 400 | mg/l | 31.1 | Vehicle and plant washing (Medium Impact) | Hampshire East | The site operates 19 vans that are washed down daily |  | Discontinuation | BEACH LANE NETLEY WPS
17532 | 1 | Tier 1 Consent | Thanet Growers Three Limited | 2 | Barrow Man Road | - | Birchington | Kent | CT7 0AX | UNIT 3 | BARROW MAN ROAD | - | BIRCHINGTON | KE | CT7 0AX | 2018-01-25 | 50 | 3 | 00:00 To 23:59 | WEATHERLEES HILL B (MGATE &amp; BSTAIRS) WTW | Gore End Pumping station MH 5303 | Boron Total | - | 500 | ug/l | 39.4 | Water treatment; softener plants; heating system flushing | Kent East | TE generated by boiler / CHP condensate, sand filter backwash water and vegetable waste liqour | Greenhouse | Consent | -
17532 | 1 | Tier 1 Consent | Thanet Growers Three Limited | 2 | Barrow Man Road | - | Birchington | Kent | CT7 0AX | UNIT 3 | BARROW MAN ROAD | - | BIRCHINGTON | KE | CT7 0AX | 2018-01-25 | 50 | 3 | 00:00 To 23:59 | WEATHERLEES HILL B (MGATE &amp; BSTAIRS) WTW | Gore End Pumping station MH 5303 | Chemical Oxygen Demand Shaken as 0 | - | 400 | mg/l | 39.4 | Water treatment; softener plants; heating system flushing | Kent East | TE generated by boiler / CHP condensate, sand filter backwash water and vegetable waste liqour | Greenhouse | Consent | -
17532 | 1 | Tier 1 Consent | Thanet Growers Three Limited | 2 | Barrow Man Road | - | Birchington | Kent | CT7 0AX | UNIT 3 | BARROW MAN ROAD | - | BIRCHINGTON | KE | CT7 0AX | 2018-01-25 | 50 | 3 | 00:00 To 23:59 | WEATHERLEES HILL B (MGATE &amp; BSTAIRS) WTW | Gore End Pumping station MH 5303 | Iron Total | - | 5 | ug/l | 39.4 | Water treatment; softener plants; heating system flushing | Kent East | TE generated by boiler / CHP condensate, sand filter backwash water and vegetable waste liqour | Greenhouse | Consent | -
17532 | 1 | Tier 1 Consent | Thanet Growers Three Limited | 2 | Barrow Man Road | - | Birchington | Kent | CT7 0AX | UNIT 3 | BARROW MAN ROAD | - | BIRCHINGTON | KE | CT7 0AX | 2018-01-25 | 50 | 3 | 00:00 To 23:59 | WEATHERLEES HILL B (MGATE &amp; BSTAIRS) WTW | Gore End Pumping station MH 5303 | Manganese Total | - | 2 | ug/l | 39.4 | Water treatment; softener plants; heating system flushing | Kent East | TE generated by boiler / CHP condensate, sand filter backwash water and vegetable waste liqour | Greenhouse | Consent | -
17532 | 1 | Tier 1 Consent | Thanet Growers Three Limited | 2 | Barrow Man Road | - | Birchington | Kent | CT7 0AX | UNIT 3 | BARROW MAN ROAD | - | BIRCHINGTON | KE | CT7 0AX | 2018-01-25 | 50 | 3 | 00:00 To 23:59 | WEATHERLEES HILL B (MGATE &amp; BSTAIRS) WTW | Gore End Pumping station MH 5303 | Nitrogen Ammoniacal as N | - | 35 | mg/l | 39.4 | Water treatment; softener plants; heating system flushing | Kent East | TE generated by boiler / CHP condensate, sand filter backwash water and vegetable waste liqour | Greenhouse | Consent | -
17532 | 1 | Tier 1 Consent | Thanet Growers Three Limited | 2 | Barrow Man Road | - | Birchington | Kent | CT7 0AX | UNIT 3 | BARROW MAN ROAD | - | BIRCHINGTON | KE | CT7 0AX | 2018-01-25 | 50 | 3 | 00:00 To 23:59 | WEATHERLEES HILL B (MGATE &amp; BSTAIRS) WTW | Gore End Pumping station MH 5303 | pH Limit | 6 | 10 |  | 39.4 | Water treatment; softener plants; heating system flushing | Kent East | TE generated by boiler / CHP condensate, sand filter backwash water and vegetable waste liqour | Greenhouse | Consent | -
17532 | 1 | Tier 1 Consent | Thanet Growers Three Limited | 2 | Barrow Man Road | - | Birchington | Kent | CT7 0AX | UNIT 3 | BARROW MAN ROAD | - | BIRCHINGTON | KE | CT7 0AX | 2018-01-25 | 50 | 3 | 00:00 To 23:59 | WEATHERLEES HILL B (MGATE &amp; BSTAIRS) WTW | Gore End Pumping station MH 5303 | Solids Suspended 105 Degrees C | - | 200 | mg/l | 39.4 | Water treatment; softener plants; heating system flushing | Kent East | TE generated by boiler / CHP condensate, sand filter backwash water and vegetable waste liqour | Greenhouse | Consent | -
17532 | 1 | Tier 1 Consent | Thanet Growers Three Limited | 2 | Barrow Man Road | - | Birchington | Kent | CT7 0AX | UNIT 3 | BARROW MAN ROAD | - | BIRCHINGTON | KE | CT7 0AX | 2018-01-25 | 50 | 3 | 00:00 To 23:59 | WEATHERLEES HILL B (MGATE &amp; BSTAIRS) WTW | Gore End Pumping station MH 5303 | Sulphate as S04 | - | 500 | mg/l | 39.4 | Water treatment; softener plants; heating system flushing | Kent East | TE generated by boiler / CHP condensate, sand filter backwash water and vegetable waste liqour | Greenhouse | Consent | -
17532 | 1 | Tier 1 Consent | Thanet Growers Three Limited | 2 | Barrow Man Road | - | Birchington | Kent | CT7 0AX | UNIT 3 | BARROW MAN ROAD | - | BIRCHINGTON | KE | CT7 0AX | 2018-01-25 | 50 | 3 | 00:00 To 23:59 | WEATHERLEES HILL B (MGATE &amp; BSTAIRS) WTW | Gore End Pumping station MH 5303 | Zinc Total mg/l | - | 1 | ug/l | 39.4 | Water treatment; softener plants; heating system flushing | Kent East | TE generated by boiler / CHP condensate, sand filter backwash water and vegetable waste liqour | Greenhouse | Consent | -
17535 | 1 | Low Risk Consent | Enterprise Rent-A-Car Limited | STEVE YOUNG, Enterprise House | Vicarage Road |  | Egham | Surrey | TW20 9FB | STATION GARAGE | TOTTON BY PASS ROAD | - | SOUTHAMPTON | HA | SO40 9HL | 2020-02-10 | 5 | 0.05 | 08:00 To 18:00 | MILLBROOK WTW | Station Road, Totton | Chemical Oxygen Demand Shaken as 0 | - | 800 | mg/l | 31.2 | Vehicle and plant washing (Low Impact) | Hampshire West | jet washing of rental vehicles | car rental | Consent | DOWNES PARK TOTTON WPS
17535 | 1 | Low Risk Consent | Enterprise Rent-A-Car Limited | STEVE YOUNG, Enterprise House | Vicarage Road |  | Egham | Surrey | TW20 9FB | STATION GARAGE | TOTTON BY PASS ROAD | - | SOUTHAMPTON | HA | SO40 9HL | 2020-02-10 | 5 | 0.05 | 08:00 To 18:00 | MILLBROOK WTW | Station Road, Totton | Nitrogen Ammoniacal as N | - | 35 | mg/l | 31.2 | Vehicle and plant washing (Low Impact) | Hampshire West | jet washing of rental vehicles | car rental | Consent | DOWNES PARK TOTTON WPS
17535 | 1 | Low Risk Consent | Enterprise Rent-A-Car Limited | STEVE YOUNG, Enterprise House | Vicarage Road |  | Egham | Surrey | TW20 9FB | STATION GARAGE | TOTTON BY PASS ROAD | - | SOUTHAMPTON | HA | SO40 9HL | 2020-02-10 | 5 | 0.05 | 08:00 To 18:00 | MILLBROOK WTW | Station Road, Totton | pH Limit | 6 | 10 |  | 31.2 | Vehicle and plant washing (Low Impact) | Hampshire West | jet washing of rental vehicles | car rental | Consent | DOWNES PARK TOTTON WPS
17535 | 1 | Low Risk Consent | Enterprise Rent-A-Car Limited | STEVE YOUNG, Enterprise House | Vicarage Road |  | Egham | Surrey | TW20 9FB | STATION GARAGE | TOTTON BY PASS ROAD | - | SOUTHAMPTON | HA | SO40 9HL | 2020-02-10 | 5 | 0.05 | 08:00 To 18:00 | MILLBROOK WTW | Station Road, Totton | Solids Suspended 105 Degrees C | - | 400 | mg/l | 31.2 | Vehicle and plant washing (Low Impact) | Hampshire West | jet washing of rental vehicles | car rental | Consent | DOWNES PARK TOTTON WPS
17536 | 1 | Low Risk Consent | Focus SB Limited |  | Napier Road | Castleham Industrial Estate | St Leonards on Sea | East Sussex | TN38 9NY | PLV | NAPIER ROAD | - | ST LEONARDS ON SEA | SE | TN38 9NY | 2020-03-05 | 0.5 | 0.02 | 08:00 To 17:00 | BEXHILL & HASTINGS WTW | Napier Road | Aluminium Total | - | 10 | ug/l | 8.2 | Engineering (Low risk) | Sussex East | Electrophoretic lacquering of brass and steel components | Manufacture of Electrical accesories. | Consent | Pre Market Reform
17536 | 1 | Low Risk Consent | Focus SB Limited |  | Napier Road | Castleham Industrial Estate | St Leonards on Sea | East Sussex | TN38 9NY | PLV | NAPIER ROAD | - | ST LEONARDS ON SEA | SE | TN38 9NY | 2020-03-05 | 0.5 | 0.02 | 08:00 To 17:00 | BEXHILL & HASTINGS WTW | Napier Road | Chemical Oxygen Demand Shaken as 0 | - | 2000 | mg/l | 8.2 | Engineering (Low risk) | Sussex East | Electrophoretic lacquering of brass and steel components | Manufacture of Electrical accesories. | Consent | Pre Market Reform
17536 | 1 | Low Risk Consent | Focus SB Limited |  | Napier Road | Castleham Industrial Estate | St Leonards on Sea | East Sussex | TN38 9NY | PLV | NAPIER ROAD | - | ST LEONARDS ON SEA | SE | TN38 9NY | 2020-03-05 | 0.5 | 0.02 | 08:00 To 17:00 | BEXHILL & HASTINGS WTW | Napier Road | Chromium Total mg/l | - | 3 | ug/l | 8.2 | Engineering (Low risk) | Sussex East | Electrophoretic lacquering of brass and steel components | Manufacture of Electrical accesories. | Consent | Pre Market Reform
17536 | 1 | Low Risk Consent | Focus SB Limited |  | Napier Road | Castleham Industrial Estate | St Leonards on Sea | East Sussex | TN38 9NY | PLV | NAPIER ROAD | - | ST LEONARDS ON SEA | SE | TN38 9NY | 2020-03-05 | 0.5 | 0.02 | 08:00 To 17:00 | BEXHILL & HASTINGS WTW | Napier Road | Copper Total | - | 3 | ug/l | 8.2 | Engineering (Low risk) | Sussex East | Electrophoretic lacquering of brass and steel components | Manufacture of Electrical accesories. | Consent | Pre Market Reform
17536 | 1 | Low Risk Consent | Focus SB Limited |  | Napier Road | Castleham Industrial Estate | St Leonards on Sea | East Sussex | TN38 9NY | PLV | NAPIER ROAD | - | ST LEONARDS ON SEA | SE | TN38 9NY | 2020-03-05 | 0.5 | 0.02 | 08:00 To 17:00 | BEXHILL & HASTINGS WTW | Napier Road | Detergents Anionic | - | 50 | mg/l | 8.2 | Engineering (Low risk) | Sussex East | Electrophoretic lacquering of brass and steel components | Manufacture of Electrical accesories. | Consent | Pre Market Reform
17536 | 1 | Low Risk Consent | Focus SB Limited |  | Napier Road | Castleham Industrial Estate | St Leonards on Sea | East Sussex | TN38 9NY | PLV | NAPIER ROAD | - | ST LEONARDS ON SEA | SE | TN38 9NY | 2020-03-05 | 0.5 | 0.02 | 08:00 To 17:00 | BEXHILL & HASTINGS WTW | Napier Road | Detergents Cationic | - | 50 | - | 8.2 | Engineering (Low risk) | Sussex East | Electrophoretic lacquering of brass and steel components | Manufacture of Electrical accesories. | Consent | Pre Market Reform
17536 | 1 | Low Risk Consent | Focus SB Limited |  | Napier Road | Castleham Industrial Estate | St Leonards on Sea | East Sussex | TN38 9NY | PLV | NAPIER ROAD | - | ST LEONARDS ON SEA | SE | TN38 9NY | 2020-03-05 | 0.5 | 0.02 | 08:00 To 17:00 | BEXHILL & HASTINGS WTW | Napier Road | Detergents Non-Ionic | - | 50 | mg/l | 8.2 | Engineering (Low risk) | Sussex East | Electrophoretic lacquering of brass and steel components | Manufacture of Electrical accesories. | Consent | Pre Market Reform
17536 | 1 | Low Risk Consent | Focus SB Limited |  | Napier Road | Castleham Industrial Estate | St Leonards on Sea | East Sussex | TN38 9NY | PLV | NAPIER ROAD | - | ST LEONARDS ON SEA | SE | TN38 9NY | 2020-03-05 | 0.5 | 0.02 | 08:00 To 17:00 | BEXHILL & HASTINGS WTW | Napier Road | Lead Total | - | 1 | ug/l | 8.2 | Engineering (Low risk) | Sussex East | Electrophoretic lacquering of brass and steel components | Manufacture of Electrical accesories. | Consent | Pre Market Reform
17536 | 1 | Low Risk Consent | Focus SB Limited |  | Napier Road | Castleham Industrial Estate | St Leonards on Sea | East Sussex | TN38 9NY | PLV | NAPIER ROAD | - | ST LEONARDS ON SEA | SE | TN38 9NY | 2020-03-05 | 0.5 | 0.02 | 08:00 To 17:00 | BEXHILL & HASTINGS WTW | Napier Road | Nickel Total | - | 3 | ug/l | 8.2 | Engineering (Low risk) | Sussex East | Electrophoretic lacquering of brass and steel components | Manufacture of Electrical accesories. | Consent | Pre Market Reform
17536 | 1 | Low Risk Consent | Focus SB Limited |  | Napier Road | Castleham Industrial Estate | St Leonards on Sea | East Sussex | TN38 9NY | PLV | NAPIER ROAD | - | ST LEONARDS ON SEA | SE | TN38 9NY | 2020-03-05 | 0.5 | 0.02 | 08:00 To 17:00 | BEXHILL & HASTINGS WTW | Napier Road | Oil and Grease | - | 200 | mg/l | 8.2 | Engineering (Low risk) | Sussex East | Electrophoretic lacquering of brass and steel components | Manufacture of Electrical accesories. | Consent | Pre Market Reform
17536 | 1 | Low Risk Consent | Focus SB Limited |  | Napier Road | Castleham Industrial Estate | St Leonards on Sea | East Sussex | TN38 9NY | PLV | NAPIER ROAD | - | ST LEONARDS ON SEA | SE | TN38 9NY | 2020-03-05 | 0.5 | 0.02 | 08:00 To 17:00 | BEXHILL & HASTINGS WTW | Napier Road | pH | 6 | 10 | pH Units | 8.2 | Engineering (Low risk) | Sussex East | Electrophoretic lacquering of brass and steel components | Manufacture of Electrical accesories. | Consent | Pre Market Reform
17536 | 1 | Low Risk Consent | Focus SB Limited |  | Napier Road | Castleham Industrial Estate | St Leonards on Sea | East Sussex | TN38 9NY | PLV | NAPIER ROAD | - | ST LEONARDS ON SEA | SE | TN38 9NY | 2020-03-05 | 0.5 | 0.02 | 08:00 To 17:00 | BEXHILL & HASTINGS WTW | Napier Road | Solids Suspended 105 Degrees C | - | 400 | mg/l | 8.2 | Engineering (Low risk) | Sussex East | Electrophoretic lacquering of brass and steel components | Manufacture of Electrical accesories. | Consent | Pre Market Reform
17536 | 1 | Low Risk Consent | Focus SB Limited |  | Napier Road | Castleham Industrial Estate | St Leonards on Sea | East Sussex | TN38 9NY | PLV | NAPIER ROAD | - | ST LEONARDS ON SEA | SE | TN38 9NY | 2020-03-05 | 0.5 | 0.02 | 08:00 To 17:00 | BEXHILL & HASTINGS WTW | Napier Road | Sulphate as S04 | - | 500 | mg/l | 8.2 | Engineering (Low risk) | Sussex East | Electrophoretic lacquering of brass and steel components | Manufacture of Electrical accesories. | Consent | Pre Market Reform
17536 | 1 | Low Risk Consent | Focus SB Limited |  | Napier Road | Castleham Industrial Estate | St Leonards on Sea | East Sussex | TN38 9NY | PLV | NAPIER ROAD | - | ST LEONARDS ON SEA | SE | TN38 9NY | 2020-03-05 | 0.5 | 0.02 | 08:00 To 17:00 | BEXHILL & HASTINGS WTW | Napier Road | Zinc Total mg/l | - | 3 | ug/l | 8.2 | Engineering (Low risk) | Sussex East | Electrophoretic lacquering of brass and steel components | Manufacture of Electrical accesories. | Consent | Pre Market Reform
17540 | 1 | Low Risk Consent | Enterprise Rent-A-Car Limited | STEVE YOUNG, Enterprise House | Vicarage Road |  | Egham | Surrey | TW20 9FB | Enterprise Rent-A-Car | Southampton Central Docks | - | Southampton | HA | SO15 1QJ | 2020-02-17 | 5 | 0.05 | 08:00 To 18:00 | MILLBROOK WTW | Western Esplanade | Chemical Oxygen Demand Shaken as 0 | - | 800 | mg/l | 31.2 | Vehicle and plant washing (Low Impact) | Hampshire West | Car wash | vehicle rental | Consent | Low Risk Consent - Unknown
17540 | 1 | Low Risk Consent | Enterprise Rent-A-Car Limited | STEVE YOUNG, Enterprise House | Vicarage Road |  | Egham | Surrey | TW20 9FB | Enterprise Rent-A-Car | Southampton Central Docks | - | Southampton | HA | SO15 1QJ | 2020-02-17 | 5 | 0.05 | 08:00 To 18:00 | MILLBROOK WTW | Western Esplanade | Nitrogen Ammoniacal as N | - | 35 | mg/l | 31.2 | Vehicle and plant washing (Low Impact) | Hampshire West | Car wash | vehicle rental | Consent | Low Risk Consent - Unknown
17540 | 1 | Low Risk Consent | Enterprise Rent-A-Car Limited | STEVE YOUNG, Enterprise House | Vicarage Road |  | Egham | Surrey | TW20 9FB | Enterprise Rent-A-Car | Southampton Central Docks | - | Southampton | HA | SO15 1QJ | 2020-02-17 | 5 | 0.05 | 08:00 To 18:00 | MILLBROOK WTW | Western Esplanade | pH Limit | 6 | 10 |  | 31.2 | Vehicle and plant washing (Low Impact) | Hampshire West | Car wash | vehicle rental | Consent | Low Risk Consent - Unknown
17540 | 1 | Low Risk Consent | Enterprise Rent-A-Car Limited | STEVE YOUNG, Enterprise House | Vicarage Road |  | Egham | Surrey | TW20 9FB | Enterprise Rent-A-Car | Southampton Central Docks | - | Southampton | HA | SO15 1QJ | 2020-02-17 | 5 | 0.05 | 08:00 To 18:00 | MILLBROOK WTW | Western Esplanade | Solids Suspended 105 Degrees C | - | 400 | mg/l | 31.2 | Vehicle and plant washing (Low Impact) | Hampshire West | Car wash | vehicle rental | Consent | Low Risk Consent - Unknown
17541 | 4 | Tier 1 Consent | Russell Distillers Limited | 180 | St. Vincent Street | - | Glasgow | - | G2 5SG | PUMP HOUSE NO 5 | LEVIATHAN WAY | - | CHATHAM |  | ME4 4LP | 2020-04-06 | 70 | 2 | 08:00 To 19:00 | MOTNEY HILL WTW | Leviathan Way | Chemical Oxygen Demand Shaken as 0 | - | 5000 | mg/l | 1.1 | Alcoholic beverages (High Impact) | Kent West | Brewing and distilling processes; including cleaning of associated equipment and process waters. | Brewery and distillery | Consent | DOCK ROAD CHATHAM WPS
17541 | 4 | Tier 1 Consent | Russell Distillers Limited | 180 | St. Vincent Street | - | Glasgow | - | G2 5SG | PUMP HOUSE NO 5 | LEVIATHAN WAY | - | CHATHAM |  | ME4 4LP | 2020-04-06 | 70 | 2 | 08:00 To 19:00 | MOTNEY HILL WTW | Leviathan Way | Nitrogen Ammoniacal as N | - | 35 | mg/l | 1.1 | Alcoholic beverages (High Impact) | Kent West | Brewing and distilling processes; including cleaning of associated equipment and process waters. | Brewery and distillery | Consent | DOCK ROAD CHATHAM WPS
17541 | 4 | Tier 1 Consent | Russell Distillers Limited | 180 | St. Vincent Street | - | Glasgow | - | G2 5SG | PUMP HOUSE NO 5 | LEVIATHAN WAY | - | CHATHAM |  | ME4 4LP | 2020-04-06 | 70 | 2 | 08:00 To 19:00 | MOTNEY HILL WTW | Leviathan Way | pH Limit | 6 | 10 |  | 1.1 | Alcoholic beverages (High Impact) | Kent West | Brewing and distilling processes; including cleaning of associated equipment and process waters. | Brewery and distillery | Consent | DOCK ROAD CHATHAM WPS
17541 | 4 | Tier 1 Consent | Russell Distillers Limited | 180 | St. Vincent Street | - | Glasgow | - | G2 5SG | PUMP HOUSE NO 5 | LEVIATHAN WAY | - | CHATHAM |  | ME4 4LP | 2020-04-06 | 70 | 2 | 08:00 To 19:00 | MOTNEY HILL WTW | Leviathan Way | Solids Suspended 105 Degrees C | - | 400 | mg/l | 1.1 | Alcoholic beverages (High Impact) | Kent West | Brewing and distilling processes; including cleaning of associated equipment and process waters. | Brewery and distillery | Consent | DOCK ROAD CHATHAM WPS
17546 | 1 | Low Risk Consent | Enterprise Rent-A-Car Limited | STEVE YOUNG, Enterprise House | Vicarage Road |  | Egham | Surrey | TW20 9FB | 222A | LONDON ROAD | - | WATERLOOVILLE | HA | PO7 7AA | 2020-02-24 | 5 | 0.05 | 08:00 To 18:00 | BUDDS FARM HAVANT WTW | London Road | Chemical Oxygen Demand Shaken as 0 | - | 800 | mg/l | 31.2 | Vehicle and plant washing (Low Impact) | Hampshire East | car wash | Car Hire | Consent | HAMBLEDON ROAD DENMEAD WPS
17546 | 1 | Low Risk Consent | Enterprise Rent-A-Car Limited | STEVE YOUNG, Enterprise House | Vicarage Road |  | Egham | Surrey | TW20 9FB | 222A | LONDON ROAD | - | WATERLOOVILLE | HA | PO7 7AA | 2020-02-24 | 5 | 0.05 | 08:00 To 18:00 | BUDDS FARM HAVANT WTW | London Road | Nitrogen Ammoniacal as N | - | 35 | mg/l | 31.2 | Vehicle and plant washing (Low Impact) | Hampshire East | car wash | Car Hire | Consent | HAMBLEDON ROAD DENMEAD WPS
17546 | 1 | Low Risk Consent | Enterprise Rent-A-Car Limited | STEVE YOUNG, Enterprise House | Vicarage Road |  | Egham | Surrey | TW20 9FB | 222A | LONDON ROAD | - | WATERLOOVILLE | HA | PO7 7AA | 2020-02-24 | 5 | 0.05 | 08:00 To 18:00 | BUDDS FARM HAVANT WTW | London Road | pH Limit | 6 | 10 |  | 31.2 | Vehicle and plant washing (Low Impact) | Hampshire East | car wash | Car Hire | Consent | HAMBLEDON ROAD DENMEAD WPS
17546 | 1 | Low Risk Consent | Enterprise Rent-A-Car Limited | STEVE YOUNG, Enterprise House | Vicarage Road |  | Egham | Surrey | TW20 9FB | 222A | LONDON ROAD | - | WATERLOOVILLE | HA | PO7 7AA | 2020-02-24 | 5 | 0.05 | 08:00 To 18:00 | BUDDS FARM HAVANT WTW | London Road | Solids Suspended 105 Degrees C | - | 400 | mg/l | 31.2 | Vehicle and plant washing (Low Impact) | Hampshire East | car wash | Car Hire | Consent | HAMBLEDON ROAD DENMEAD WPS
17549 | 2 | Tier 2 Consent | Island Powder Coating & Electroplating Limited | Unit 10 | Marsh Close |  | Sandown |  | PO36 8EU | 10 | MARSH CLOSE |  | SANDOWN | IW | PO36 8EU | 2020-02-28 | 15 | 1 | 06:00 - 18:00 | SANDOWN NEW WTW | Marsh Close | Chemical Oxygen Demand Shaken as 0 | - | 200 | mg/l | 22.2 | Plating and metal finishing (Medium Impact) | Hampshire East | Electroplating process several stages | Electroplating | Consent | CULVER WAY YAVERLAND WPS
17549 | 2 | Tier 2 Consent | Island Powder Coating & Electroplating Limited | Unit 10 | Marsh Close |  | Sandown |  | PO36 8EU | 10 | MARSH CLOSE |  | SANDOWN | IW | PO36 8EU | 2020-02-28 | 15 | 1 | 06:00 - 18:00 | SANDOWN NEW WTW | Marsh Close | Chromium Total mg/l | - | 4 | ug/l | 22.2 | Plating and metal finishing (Medium Impact) | Hampshire East | Electroplating process several stages | Electroplating | Consent | CULVER WAY YAVERLAND WPS
17549 | 2 | Tier 2 Consent | Island Powder Coating & Electroplating Limited | Unit 10 | Marsh Close |  | Sandown |  | PO36 8EU | 10 | MARSH CLOSE |  | SANDOWN | IW | PO36 8EU | 2020-02-28 | 15 | 1 | 06:00 - 18:00 | SANDOWN NEW WTW | Marsh Close | Copper Total | - | 3 | ug/l | 22.2 | Plating and metal finishing (Medium Impact) | Hampshire East | Electroplating process several stages | Electroplating | Consent | CULVER WAY YAVERLAND WPS
17549 | 2 | Tier 2 Consent | Island Powder Coating & Electroplating Limited | Unit 10 | Marsh Close |  | Sandown |  | PO36 8EU | 10 | MARSH CLOSE |  | SANDOWN | IW | PO36 8EU | 2020-02-28 | 15 | 1 | 06:00 - 18:00 | SANDOWN NEW WTW | Marsh Close | Nickel Total | - | 2 | ug/l | 22.2 | Plating and metal finishing (Medium Impact) | Hampshire East | Electroplating process several stages | Electroplating | Consent | CULVER WAY YAVERLAND WPS
17549 | 2 | Tier 2 Consent | Island Powder Coating & Electroplating Limited | Unit 10 | Marsh Close |  | Sandown |  | PO36 8EU | 10 | MARSH CLOSE |  | SANDOWN | IW | PO36 8EU | 2020-02-28 | 15 | 1 | 06:00 - 18:00 | SANDOWN NEW WTW | Marsh Close | Nitrogen Ammoniacal as N | - | 20 | mg/l | 22.2 | Plating and metal finishing (Medium Impact) | Hampshire East | Electroplating process several stages | Electroplating | Consent | CULVER WAY YAVERLAND WPS
17549 | 2 | Tier 2 Consent | Island Powder Coating & Electroplating Limited | Unit 10 | Marsh Close |  | Sandown |  | PO36 8EU | 10 | MARSH CLOSE |  | SANDOWN | IW | PO36 8EU | 2020-02-28 | 15 | 1 | 06:00 - 18:00 | SANDOWN NEW WTW | Marsh Close | pH | 6 | 10 | pH Units | 22.2 | Plating and metal finishing (Medium Impact) | Hampshire East | Electroplating process several stages | Electroplating | Consent | CULVER WAY YAVERLAND WPS
17549 | 2 | Tier 2 Consent | Island Powder Coating & Electroplating Limited | Unit 10 | Marsh Close |  | Sandown |  | PO36 8EU | 10 | MARSH CLOSE |  | SANDOWN | IW | PO36 8EU | 2020-02-28 | 15 | 1 | 06:00 - 18:00 | SANDOWN NEW WTW | Marsh Close | Solids Suspended 105 Degrees C | - | 200 | mg/l | 22.2 | Plating and metal finishing (Medium Impact) | Hampshire East | Electroplating process several stages | Electroplating | Consent | CULVER WAY YAVERLAND WPS
17549 | 2 | Tier 2 Consent | Island Powder Coating & Electroplating Limited | Unit 10 | Marsh Close |  | Sandown |  | PO36 8EU | 10 | MARSH CLOSE |  | SANDOWN | IW | PO36 8EU | 2020-02-28 | 15 | 1 | 06:00 - 18:00 | SANDOWN NEW WTW | Marsh Close | Zinc Total mg/l | - | 4 | ug/l | 22.2 | Plating and metal finishing (Medium Impact) | Hampshire East | Electroplating process several stages | Electroplating | Consent | CULVER WAY YAVERLAND WPS
17551 | 1 | Tier 2 Consent | British Telecommunications Public Limited Company | 1 | Braham Street |  | London |  | E1 8EE | AYLESFORD TECH/MTW | NEW HYTHE LANE | - | AYLESFORD | KE | ME20 7PJ | 2020-03-06 | 10 | 1 | 06:00 to 18:00 | HAM HILL WTW | College Road | Chemical Oxygen Demand Shaken as 0 | - | 800 | mg/l | 31.2 | Vehicle and plant washing (Low Impact) | Kent West | Vehicle washing | Vehicle Maintenance | Consent | NEW HYTHE LANE LARKFIELD WPS
17551 | 1 | Tier 2 Consent | British Telecommunications Public Limited Company | 1 | Braham Street |  | London |  | E1 8EE | AYLESFORD TECH/MTW | NEW HYTHE LANE | - | AYLESFORD | KE | ME20 7PJ | 2020-03-06 | 10 | 1 | 06:00 to 18:00 | HAM HILL WTW | College Road | Nitrogen Ammoniacal as N | - | 35 | mg/l | 31.2 | Vehicle and plant washing (Low Impact) | Kent West | Vehicle washing | Vehicle Maintenance | Consent | NEW HYTHE LANE LARKFIELD WPS
17551 | 1 | Tier 2 Consent | British Telecommunications Public Limited Company | 1 | Braham Street |  | London |  | E1 8EE | AYLESFORD TECH/MTW | NEW HYTHE LANE | - | AYLESFORD | KE | ME20 7PJ | 2020-03-06 | 10 | 1 | 06:00 to 18:00 | HAM HILL WTW | College Road | Oil and Grease | - | 200 | mg/l | 31.2 | Vehicle and plant washing (Low Impact) | Kent West | Vehicle washing | Vehicle Maintenance | Consent | NEW HYTHE LANE LARKFIELD WPS
17551 | 1 | Tier 2 Consent | British Telecommunications Public Limited Company | 1 | Braham Street |  | London |  | E1 8EE | AYLESFORD TECH/MTW | NEW HYTHE LANE | - | AYLESFORD | KE | ME20 7PJ | 2020-03-06 | 10 | 1 | 06:00 to 18:00 | HAM HILL WTW | College Road | pH Limit | 6 | 10 |  | 31.2 | Vehicle and plant washing (Low Impact) | Kent West | Vehicle washing | Vehicle Maintenance | Consent | NEW HYTHE LANE LARKFIELD WPS
17551 | 1 | Tier 2 Consent | British Telecommunications Public Limited Company | 1 | Braham Street |  | London |  | E1 8EE | AYLESFORD TECH/MTW | NEW HYTHE LANE | - | AYLESFORD | KE | ME20 7PJ | 2020-03-06 | 10 | 1 | 06:00 to 18:00 | HAM HILL WTW | College Road | Solids Suspended 105 Degrees C | - | 400 | mg/l | 31.2 | Vehicle and plant washing (Low Impact) | Kent West | Vehicle washing | Vehicle Maintenance | Consent | NEW HYTHE LANE LARKFIELD WPS
17562 | 3 | Tier 2 Consent | The Beak Brewery Limited | Unit 14 | Cliffe Industrial Estate | - | Lewes | East Sussex | BN7 1HH | UNIT 14 | SOUTH STREET | - | LEWES | SE | BN8 6JL | 2020-05-15 | 4.75 | 0.75 | 09:00 To 17:00 | NEWHAVEN MAIN WTW | South Street, Lewes, East Sussex BN8 | Chemical Oxygen Demand Shaken as 0 | - | 7000 | mg/l | 1.3 | Alcoholic beverages (Low Impact) | Sussex East | Cleaning of brewing vessels, including mashtun, copper and three fermenters. | Microbrewery | Consent | CLIFFE INDUSTRIAL ESTATE LEWES WPS
17562 | 3 | Tier 2 Consent | The Beak Brewery Limited | Unit 14 | Cliffe Industrial Estate | - | Lewes | East Sussex | BN7 1HH | UNIT 14 | SOUTH STREET | - | LEWES | SE | BN8 6JL | 2020-05-15 | 4.75 | 0.75 | 09:00 To 17:00 | NEWHAVEN MAIN WTW | South Street, Lewes, East Sussex BN8 | Nitrogen Ammoniacal as N | - | 10 | mg/l | 1.3 | Alcoholic beverages (Low Impact) | Sussex East | Cleaning of brewing vessels, including mashtun, copper and three fermenters. | Microbrewery | Consent | CLIFFE INDUSTRIAL ESTATE LEWES WPS
17562 | 3 | Tier 2 Consent | The Beak Brewery Limited | Unit 14 | Cliffe Industrial Estate | - | Lewes | East Sussex | BN7 1HH | UNIT 14 | SOUTH STREET | - | LEWES | SE | BN8 6JL | 2020-05-15 | 4.75 | 0.75 | 09:00 To 17:00 | NEWHAVEN MAIN WTW | South Street, Lewes, East Sussex BN8 | pH | 6 | 10 | pH Units | 1.3 | Alcoholic beverages (Low Impact) | Sussex East | Cleaning of brewing vessels, including mashtun, copper and three fermenters. | Microbrewery | Consent | CLIFFE INDUSTRIAL ESTATE LEWES WPS
17562 | 3 | Tier 2 Consent | The Beak Brewery Limited | Unit 14 | Cliffe Industrial Estate | - | Lewes | East Sussex | BN7 1HH | UNIT 14 | SOUTH STREET | - | LEWES | SE | BN8 6JL | 2020-05-15 | 4.75 | 0.75 | 09:00 To 17:00 | NEWHAVEN MAIN WTW | South Street, Lewes, East Sussex BN8 | Solids Suspended 105 Degrees C | - | 1400 | mg/l | 1.3 | Alcoholic beverages (Low Impact) | Sussex East | Cleaning of brewing vessels, including mashtun, copper and three fermenters. | Microbrewery | Consent | CLIFFE INDUSTRIAL ESTATE LEWES WPS
17562 | 3 | Tier 2 Consent | The Beak Brewery Limited | Unit 14 | Cliffe Industrial Estate | - | Lewes | East Sussex | BN7 1HH | UNIT 14 | SOUTH STREET | - | LEWES | SE | BN8 6JL | 2020-05-15 | 4.75 | 0.75 | 09:00 To 17:00 | NEWHAVEN MAIN WTW | South Street, Lewes, East Sussex BN8 | Sulphate as S04 | - | 500 | mg/l | 1.3 | Alcoholic beverages (Low Impact) | Sussex East | Cleaning of brewing vessels, including mashtun, copper and three fermenters. | Microbrewery | Consent | CLIFFE INDUSTRIAL ESTATE LEWES WPS
17564 | 2 | Tier 2 Consent | Shivering Sands Brewery Ltd | 37 | St. Peters Road | - | Margate | - | CT9 1TJ | UNIT 91 | MAPLE LEAF | - | RAMSGATE | KE | CT12 5GD | 2020-08-20 | 5 | 1 | 08:00 To 18:00 | WEATHERLEES HILL B (MGATE &amp; BSTAIRS) WTW | Columbus Avenue | Chemical Oxygen Demand Shaken as 0 | - | 7000 | mg/l | 1.3 | Alcoholic beverages (Low Impact) | Kent East | Sanitation and sterilisation of brewing equipment, casks and bottles. Using various chemicals such as bleach, Caustic Soda,Sodium Gluconate and Peracetic Acid | Brewing and selling of beer | Consent | Pre Market Reform
17564 | 2 | Tier 2 Consent | Shivering Sands Brewery Ltd | 37 | St. Peters Road | - | Margate | - | CT9 1TJ | UNIT 91 | MAPLE LEAF | - | RAMSGATE | KE | CT12 5GD | 2020-08-20 | 5 | 1 | 08:00 To 18:00 | WEATHERLEES HILL B (MGATE &amp; BSTAIRS) WTW | Columbus Avenue | Nitrogen Ammoniacal as N | - | 35 | mg/l | 1.3 | Alcoholic beverages (Low Impact) | Kent East | Sanitation and sterilisation of brewing equipment, casks and bottles. Using various chemicals such as bleach, Caustic Soda,Sodium Gluconate and Peracetic Acid | Brewing and selling of beer | Consent | Pre Market Reform
17564 | 2 | Tier 2 Consent | Shivering Sands Brewery Ltd | 37 | St. Peters Road | - | Margate | - | CT9 1TJ | UNIT 91 | MAPLE LEAF | - | RAMSGATE | KE | CT12 5GD | 2020-08-20 | 5 | 1 | 08:00 To 18:00 | WEATHERLEES HILL B (MGATE &amp; BSTAIRS) WTW | Columbus Avenue | pH | 6 | 10 | pH Units | 1.3 | Alcoholic beverages (Low Impact) | Kent East | Sanitation and sterilisation of brewing equipment, casks and bottles. Using various chemicals such as bleach, Caustic Soda,Sodium Gluconate and Peracetic Acid | Brewing and selling of beer | Consent | Pre Market Reform
17564 | 2 | Tier 2 Consent | Shivering Sands Brewery Ltd | 37 | St. Peters Road | - | Margate | - | CT9 1TJ | UNIT 91 | MAPLE LEAF | - | RAMSGATE | KE | CT12 5GD | 2020-08-20 | 5 | 1 | 08:00 To 18:00 | WEATHERLEES HILL B (MGATE &amp; BSTAIRS) WTW | Columbus Avenue | Solids Suspended 105 Degrees C | - | 1400 | mg/l | 1.3 | Alcoholic beverages (Low Impact) | Kent East | Sanitation and sterilisation of brewing equipment, casks and bottles. Using various chemicals such as bleach, Caustic Soda,Sodium Gluconate and Peracetic Acid | Brewing and selling of beer | Consent | Pre Market Reform
17564 | 2 | Tier 2 Consent | Shivering Sands Brewery Ltd | 37 | St. Peters Road | - | Margate | - | CT9 1TJ | UNIT 91 | MAPLE LEAF | - | RAMSGATE | KE | CT12 5GD | 2020-08-20 | 5 | 1 | 08:00 To 18:00 | WEATHERLEES HILL B (MGATE &amp; BSTAIRS) WTW | Columbus Avenue | Sulphate as S04 | - | 500 | mg/l | 1.3 | Alcoholic beverages (Low Impact) | Kent East | Sanitation and sterilisation of brewing equipment, casks and bottles. Using various chemicals such as bleach, Caustic Soda,Sodium Gluconate and Peracetic Acid | Brewing and selling of beer | Consent | Pre Market Reform
17568 | 1 | Tier 1 Consent | Wealden Leisure Ltd | The Paddock | 1-6 Carriers Way | East Hoathly | East Sussex | - | BN8 6AG | LITTLEHAMPTON WAVE | SEA ROAD | - | LITTLEHAMPTON | SW | BN16 2NA | 2018-11-06 | 70 | 2 | At all times | FORD WTW | Sea Road | Chemical Oxygen Demand Shaken as 0 | 0 | 800 | mg/l | 32.1 | Leisure facilities | Sussex West | Swimming Pool Backwash | Swimming Pool | Consent | -
17568 | 1 | Tier 1 Consent | Wealden Leisure Ltd | The Paddock | 1-6 Carriers Way | East Hoathly | East Sussex | - | BN8 6AG | LITTLEHAMPTON WAVE | SEA ROAD | - | LITTLEHAMPTON | SW | BN16 2NA | 2018-11-06 | 70 | 2 | At all times | FORD WTW | Sea Road | Nitrogen Ammoniacal as N | 0 | 35 | mg/l | 32.1 | Leisure facilities | Sussex West | Swimming Pool Backwash | Swimming Pool | Consent | -
17568 | 1 | Tier 1 Consent | Wealden Leisure Ltd | The Paddock | 1-6 Carriers Way | East Hoathly | East Sussex | - | BN8 6AG | LITTLEHAMPTON WAVE | SEA ROAD | - | LITTLEHAMPTON | SW | BN16 2NA | 2018-11-06 | 70 | 2 | At all times | FORD WTW | Sea Road | pH | 6 | 10 | pH Units | 32.1 | Leisure facilities | Sussex West | Swimming Pool Backwash | Swimming Pool | Consent | -
17568 | 1 | Tier 1 Consent | Wealden Leisure Ltd | The Paddock | 1-6 Carriers Way | East Hoathly | East Sussex | - | BN8 6AG | LITTLEHAMPTON WAVE | SEA ROAD | - | LITTLEHAMPTON | SW | BN16 2NA | 2018-11-06 | 70 | 2 | At all times | FORD WTW | Sea Road | Solids Suspended 105 Degrees C | 0 | 400 | mg/l | 32.1 | Leisure facilities | Sussex West | Swimming Pool Backwash | Swimming Pool | Consent | -
17575 | 1 | Low Risk Consent | Travis Perkins Plc | Lodge Way House | Lodge Way | Harlestone Road | Northampton | Northamptonshire | NN5 7UA | Travis Perkins | Duncan Road | Park Gate | SOUTHAMPTON | HA | SO31 1BX | 2020-06-08 | 2 | 1 | 07:30 To 17:00 | PEEL COMMON WTW | Duncan Road | Chemical Oxygen Demand Shaken as 0 | - | 800 | mg/l | 8.2 | Engineering (Low risk) | Hampshire East | Hired tools are returned to site and are washed ready for re-hiring Tools are washed over a wash pit which disperses to an underground interceptor to the foul drain | Hired tools | Consent | SALTERNS LANE FAREHAM WPS
17575 | 1 | Low Risk Consent | Travis Perkins Plc | Lodge Way House | Lodge Way | Harlestone Road | Northampton | Northamptonshire | NN5 7UA | Travis Perkins | Duncan Road | Park Gate | SOUTHAMPTON | HA | SO31 1BX | 2020-06-08 | 2 | 1 | 07:30 To 17:00 | PEEL COMMON WTW | Duncan Road | Nitrogen Ammoniacal as N | - | 20 | mg/l | 8.2 | Engineering (Low risk) | Hampshire East | Hired tools are returned to site and are washed ready for re-hiring Tools are washed over a wash pit which disperses to an underground interceptor to the foul drain | Hired tools | Consent | SALTERNS LANE FAREHAM WPS
17575 | 1 | Low Risk Consent | Travis Perkins Plc | Lodge Way House | Lodge Way | Harlestone Road | Northampton | Northamptonshire | NN5 7UA | Travis Perkins | Duncan Road | Park Gate | SOUTHAMPTON | HA | SO31 1BX | 2020-06-08 | 2 | 1 | 07:30 To 17:00 | PEEL COMMON WTW | Duncan Road | pH Limit | 6 | 10 |  | 8.2 | Engineering (Low risk) | Hampshire East | Hired tools are returned to site and are washed ready for re-hiring Tools are washed over a wash pit which disperses to an underground interceptor to the foul drain | Hired tools | Consent | SALTERNS LANE FAREHAM WPS
17575 | 1 | Low Risk Consent | Travis Perkins Plc | Lodge Way House | Lodge Way | Harlestone Road | Northampton | Northamptonshire | NN5 7UA | Travis Perkins | Duncan Road | Park Gate | SOUTHAMPTON | HA | SO31 1BX | 2020-06-08 | 2 | 1 | 07:30 To 17:00 | PEEL COMMON WTW | Duncan Road | Solids Suspended 105 Degrees C | - | 400 | mg/l | 8.2 | Engineering (Low risk) | Hampshire East | Hired tools are returned to site and are washed ready for re-hiring Tools are washed over a wash pit which disperses to an underground interceptor to the foul drain | Hired tools | Consent | SALTERNS LANE FAREHAM WPS
17577 | 1 | Low Risk Consent | Car Park Valeting Limited | Simpson Wreford & Partners, Suffolk House | George Street | Croydon | Surrey |  | CR0 0YN | Customer Car Park Asda Supermarket | Mill Way | Trinity Trading Estate | SITTINGBOURNE | KE | ME10 2PD | 2020-09-14 | 1 | 0.08 | 08:00 to 18:00 - Monday to Saturday 10:00 to 16:00 - Sunday & Bank Holidays | SITTINGBOURNE WTW | within the boundaries of the car parking facility | Chemical Oxygen Demand Shaken as 0 | - | 800 | mg/l | 31.3 | Vehicle and plant washing (Low Impact) | Kent West | Cleaning of passenger cars and light vans - no under-body or under-bonnet cleaning is carried out. Fresh water and heavily diluted car cleaning agents at ambient temperature | Hand car wash services to car park users | Consent | Low Risk Consent - Unknown
17577 | 1 | Low Risk Consent | Car Park Valeting Limited | Simpson Wreford & Partners, Suffolk House | George Street | Croydon | Surrey |  | CR0 0YN | Customer Car Park Asda Supermarket | Mill Way | Trinity Trading Estate | SITTINGBOURNE | KE | ME10 2PD | 2020-09-14 | 1 | 0.08 | 08:00 to 18:00 - Monday to Saturday 10:00 to 16:00 - Sunday & Bank Holidays | SITTINGBOURNE WTW | within the boundaries of the car parking facility | Nitrogen Ammoniacal as N | - | 35 | mg/l | 31.3 | Vehicle and plant washing (Low Impact) | Kent West | Cleaning of passenger cars and light vans - no under-body or under-bonnet cleaning is carried out. Fresh water and heavily diluted car cleaning agents at ambient temperature | Hand car wash services to car park users | Consent | Low Risk Consent - Unknown
17577 | 1 | Low Risk Consent | Car Park Valeting Limited | Simpson Wreford & Partners, Suffolk House | George Street | Croydon | Surrey |  | CR0 0YN | Customer Car Park Asda Supermarket | Mill Way | Trinity Trading Estate | SITTINGBOURNE | KE | ME10 2PD | 2020-09-14 | 1 | 0.08 | 08:00 to 18:00 - Monday to Saturday 10:00 to 16:00 - Sunday & Bank Holidays | SITTINGBOURNE WTW | within the boundaries of the car parking facility | pH Limit | 6 | 10 |  | 31.3 | Vehicle and plant washing (Low Impact) | Kent West | Cleaning of passenger cars and light vans - no under-body or under-bonnet cleaning is carried out. Fresh water and heavily diluted car cleaning agents at ambient temperature | Hand car wash services to car park users | Consent | Low Risk Consent - Unknown
17577 | 1 | Low Risk Consent | Car Park Valeting Limited | Simpson Wreford & Partners, Suffolk House | George Street | Croydon | Surrey |  | CR0 0YN | Customer Car Park Asda Supermarket | Mill Way | Trinity Trading Estate | SITTINGBOURNE | KE | ME10 2PD | 2020-09-14 | 1 | 0.08 | 08:00 to 18:00 - Monday to Saturday 10:00 to 16:00 - Sunday & Bank Holidays | SITTINGBOURNE WTW | within the boundaries of the car parking facility | Solids Suspended 105 Degrees C | - | 400 | mg/l | 31.3 | Vehicle and plant washing (Low Impact) | Kent West | Cleaning of passenger cars and light vans - no under-body or under-bonnet cleaning is carried out. Fresh water and heavily diluted car cleaning agents at ambient temperature | Hand car wash services to car park users | Consent | Low Risk Consent - Unknown
17580 | 1 | Low Risk Consent | Mabey Hire Limited | Scout Hill | Ravensthorpe | Dewsbury |  |  | WF13 3EJ | Mabey Hire Limited | Commissioners Road | Strood |  | KE | ME2 4EQ | 2020-06-26 | 5 | 0.25 | 07:00 To 17:30 | WHITEWALL CREEK WTW | Commissioner Road | Chemical Oxygen Demand Shaken as 0 | - | 800 | mg/l | 31.3 | Vehicle and plant washing (Low Impact) | Kent West | Pressure washing of returned hire equipment. Washing of non-mechanical equipment trench sheets,mats etc.producing silt and clay | Tool Hire | Consent | WHITEWALL ROAD FRINDSBURY WPS
17580 | 1 | Low Risk Consent | Mabey Hire Limited | Scout Hill | Ravensthorpe | Dewsbury |  |  | WF13 3EJ | Mabey Hire Limited | Commissioners Road | Strood |  | KE | ME2 4EQ | 2020-06-26 | 5 | 0.25 | 07:00 To 17:30 | WHITEWALL CREEK WTW | Commissioner Road | Nitrogen Ammoniacal as N | - | 35 | mg/l | 31.3 | Vehicle and plant washing (Low Impact) | Kent West | Pressure washing of returned hire equipment. Washing of non-mechanical equipment trench sheets,mats etc.producing silt and clay | Tool Hire | Consent | WHITEWALL ROAD FRINDSBURY WPS
17580 | 1 | Low Risk Consent | Mabey Hire Limited | Scout Hill | Ravensthorpe | Dewsbury |  |  | WF13 3EJ | Mabey Hire Limited | Commissioners Road | Strood |  | KE | ME2 4EQ | 2020-06-26 | 5 | 0.25 | 07:00 To 17:30 | WHITEWALL CREEK WTW | Commissioner Road | Oil and Grease | - | 200 | mg/l | 31.3 | Vehicle and plant washing (Low Impact) | Kent West | Pressure washing of returned hire equipment. Washing of non-mechanical equipment trench sheets,mats etc.producing silt and clay | Tool Hire | Consent | WHITEWALL ROAD FRINDSBURY WPS
17580 | 1 | Low Risk Consent | Mabey Hire Limited | Scout Hill | Ravensthorpe | Dewsbury |  |  | WF13 3EJ | Mabey Hire Limited | Commissioners Road | Strood |  | KE | ME2 4EQ | 2020-06-26 | 5 | 0.25 | 07:00 To 17:30 | WHITEWALL CREEK WTW | Commissioner Road | pH Limit | 6 | 10 |  | 31.3 | Vehicle and plant washing (Low Impact) | Kent West | Pressure washing of returned hire equipment. Washing of non-mechanical equipment trench sheets,mats etc.producing silt and clay | Tool Hire | Consent | WHITEWALL ROAD FRINDSBURY WPS
17580 | 1 | Low Risk Consent | Mabey Hire Limited | Scout Hill | Ravensthorpe | Dewsbury |  |  | WF13 3EJ | Mabey Hire Limited | Commissioners Road | Strood |  | KE | ME2 4EQ | 2020-06-26 | 5 | 0.25 | 07:00 To 17:30 | WHITEWALL CREEK WTW | Commissioner Road | Solids Suspended 105 Degrees C | - | 400 | mg/l | 31.3 | Vehicle and plant washing (Low Impact) | Kent West | Pressure washing of returned hire equipment. Washing of non-mechanical equipment trench sheets,mats etc.producing silt and clay | Tool Hire | Consent | WHITEWALL ROAD FRINDSBURY WPS
17581 | 3 | Tier 2 Consent | Veolia ES Landfill Ltd | 210 | PENTONVILLE ROAD |  | LONDON |  | N1 9PY | LANDFILL SITE | CHAMBERS GREEN |  | ASHFORD | KE | TN27 0RH | 2021-04-29 | 30 | 0.6 | At all times | ASHFORD WTW | Station Road, Pluckley, Kent TN27 0RH | Arsenic Total | - | 25 | ug/l | 37.2 | Tip leachates and land remediation Closed | Kent East | Landfill leachate from a closed landfill site | Closed Landfill site | Consent | HENWOOD INDUSTRIAL ESTATE ASHFORD WPS
17581 | 3 | Tier 2 Consent | Veolia ES Landfill Ltd | 210 | PENTONVILLE ROAD |  | LONDON |  | N1 9PY | LANDFILL SITE | CHAMBERS GREEN |  | ASHFORD | KE | TN27 0RH | 2021-04-29 | 30 | 0.6 | At all times | ASHFORD WTW | Station Road, Pluckley, Kent TN27 0RH | Benzene Total | - | 5 | ug/l | 37.2 | Tip leachates and land remediation Closed | Kent East | Landfill leachate from a closed landfill site | Closed Landfill site | Consent | HENWOOD INDUSTRIAL ESTATE ASHFORD WPS
17581 | 3 | Tier 2 Consent | Veolia ES Landfill Ltd | 210 | PENTONVILLE ROAD |  | LONDON |  | N1 9PY | LANDFILL SITE | CHAMBERS GREEN |  | ASHFORD | KE | TN27 0RH | 2021-04-29 | 30 | 0.6 | At all times | ASHFORD WTW | Station Road, Pluckley, Kent TN27 0RH | Biochemical Oxygen Demand 5 day+ATU as 0 | - | 100 | mg/l | 37.2 | Tip leachates and land remediation Closed | Kent East | Landfill leachate from a closed landfill site | Closed Landfill site | Consent | HENWOOD INDUSTRIAL ESTATE ASHFORD WPS
17581 | 3 | Tier 2 Consent | Veolia ES Landfill Ltd | 210 | PENTONVILLE ROAD |  | LONDON |  | N1 9PY | LANDFILL SITE | CHAMBERS GREEN |  | ASHFORD | KE | TN27 0RH | 2021-04-29 | 30 | 0.6 | At all times | ASHFORD WTW | Station Road, Pluckley, Kent TN27 0RH | Chemical Oxygen Demand Shaken as 0 | - | 1100 | mg/l | 37.2 | Tip leachates and land remediation Closed | Kent East | Landfill leachate from a closed landfill site | Closed Landfill site | Consent | HENWOOD INDUSTRIAL ESTATE ASHFORD WPS
17581 | 3 | Tier 2 Consent | Veolia ES Landfill Ltd | 210 | PENTONVILLE ROAD |  | LONDON |  | N1 9PY | LANDFILL SITE | CHAMBERS GREEN |  | ASHFORD | KE | TN27 0RH | 2021-04-29 | 30 | 0.6 | At all times | ASHFORD WTW | Station Road, Pluckley, Kent TN27 0RH | Chloride | - | 2500 | mg/l | 37.2 | Tip leachates and land remediation Closed | Kent East | Landfill leachate from a closed landfill site | Closed Landfill site | Consent | HENWOOD INDUSTRIAL ESTATE ASHFORD WPS
17581 | 3 | Tier 2 Consent | Veolia ES Landfill Ltd | 210 | PENTONVILLE ROAD |  | LONDON |  | N1 9PY | LANDFILL SITE | CHAMBERS GREEN |  | ASHFORD | KE | TN27 0RH | 2021-04-29 | 30 | 0.6 | At all times | ASHFORD WTW | Station Road, Pluckley, Kent TN27 0RH | Chromium Total mg/l | - | 0.05 | ug/l | 37.2 | Tip leachates and land remediation Closed | Kent East | Landfill leachate from a closed landfill site | Closed Landfill site | Consent | HENWOOD INDUSTRIAL ESTATE ASHFORD WPS
17581 | 3 | Tier 2 Consent | Veolia ES Landfill Ltd | 210 | PENTONVILLE ROAD |  | LONDON |  | N1 9PY | LANDFILL SITE | CHAMBERS GREEN |  | ASHFORD | KE | TN27 0RH | 2021-04-29 | 30 | 0.6 | At all times | ASHFORD WTW | Station Road, Pluckley, Kent TN27 0RH | Lead Total | - | 0.05 | ug/l | 37.2 | Tip leachates and land remediation Closed | Kent East | Landfill leachate from a closed landfill site | Closed Landfill site | Consent | HENWOOD INDUSTRIAL ESTATE ASHFORD WPS
17581 | 3 | Tier 2 Consent | Veolia ES Landfill Ltd | 210 | PENTONVILLE ROAD |  | LONDON |  | N1 9PY | LANDFILL SITE | CHAMBERS GREEN |  | ASHFORD | KE | TN27 0RH | 2021-04-29 | 30 | 0.6 | At all times | ASHFORD WTW | Station Road, Pluckley, Kent TN27 0RH | Manganese Total | - | 1 | ug/l | 37.2 | Tip leachates and land remediation Closed | Kent East | Landfill leachate from a closed landfill site | Closed Landfill site | Consent | HENWOOD INDUSTRIAL ESTATE ASHFORD WPS
17581 | 3 | Tier 2 Consent | Veolia ES Landfill Ltd | 210 | PENTONVILLE ROAD |  | LONDON |  | N1 9PY | LANDFILL SITE | CHAMBERS GREEN |  | ASHFORD | KE | TN27 0RH | 2021-04-29 | 30 | 0.6 | At all times | ASHFORD WTW | Station Road, Pluckley, Kent TN27 0RH | Mecoprop | - | 70000 | ug/l | 37.2 | Tip leachates and land remediation Closed | Kent East | Landfill leachate from a closed landfill site | Closed Landfill site | Consent | HENWOOD INDUSTRIAL ESTATE ASHFORD WPS
17581 | 3 | Tier 2 Consent | Veolia ES Landfill Ltd | 210 | PENTONVILLE ROAD |  | LONDON |  | N1 9PY | LANDFILL SITE | CHAMBERS GREEN |  | ASHFORD | KE | TN27 0RH | 2021-04-29 | 30 | 0.6 | At all times | ASHFORD WTW | Station Road, Pluckley, Kent TN27 0RH | Methane Dissolved | - | 0.14 | ug/l | 37.2 | Tip leachates and land remediation Closed | Kent East | Landfill leachate from a closed landfill site | Closed Landfill site | Consent | HENWOOD INDUSTRIAL ESTATE ASHFORD WPS
17581 | 3 | Tier 2 Consent | Veolia ES Landfill Ltd | 210 | PENTONVILLE ROAD |  | LONDON |  | N1 9PY | LANDFILL SITE | CHAMBERS GREEN |  | ASHFORD | KE | TN27 0RH | 2021-04-29 | 30 | 0.6 | At all times | ASHFORD WTW | Station Road, Pluckley, Kent TN27 0RH | Naphthalene | - | 5 | ug/l | 37.2 | Tip leachates and land remediation Closed | Kent East | Landfill leachate from a closed landfill site | Closed Landfill site | Consent | HENWOOD INDUSTRIAL ESTATE ASHFORD WPS
17581 | 3 | Tier 2 Consent | Veolia ES Landfill Ltd | 210 | PENTONVILLE ROAD |  | LONDON |  | N1 9PY | LANDFILL SITE | CHAMBERS GREEN |  | ASHFORD | KE | TN27 0RH | 2021-04-29 | 30 | 0.6 | At all times | ASHFORD WTW | Station Road, Pluckley, Kent TN27 0RH | Nickel Total | - | 0.1 | ug/l | 37.2 | Tip leachates and land remediation Closed | Kent East | Landfill leachate from a closed landfill site | Closed Landfill site | Consent | HENWOOD INDUSTRIAL ESTATE ASHFORD WPS
17581 | 3 | Tier 2 Consent | Veolia ES Landfill Ltd | 210 | PENTONVILLE ROAD |  | LONDON |  | N1 9PY | LANDFILL SITE | CHAMBERS GREEN |  | ASHFORD | KE | TN27 0RH | 2021-04-29 | 30 | 0.6 | At all times | ASHFORD WTW | Station Road, Pluckley, Kent TN27 0RH | Nitrogen Ammoniacal as N | - | 750 | mg/l | 37.2 | Tip leachates and land remediation Closed | Kent East | Landfill leachate from a closed landfill site | Closed Landfill site | Consent | HENWOOD INDUSTRIAL ESTATE ASHFORD WPS
17581 | 3 | Tier 2 Consent | Veolia ES Landfill Ltd | 210 | PENTONVILLE ROAD |  | LONDON |  | N1 9PY | LANDFILL SITE | CHAMBERS GREEN |  | ASHFORD | KE | TN27 0RH | 2021-04-29 | 30 | 0.6 | At all times | ASHFORD WTW | Station Road, Pluckley, Kent TN27 0RH | pH | 6 | 9 | pH Units | 37.2 | Tip leachates and land remediation Closed | Kent East | Landfill leachate from a closed landfill site | Closed Landfill site | Consent | HENWOOD INDUSTRIAL ESTATE ASHFORD WPS
17581 | 3 | Tier 2 Consent | Veolia ES Landfill Ltd | 210 | PENTONVILLE ROAD |  | LONDON |  | N1 9PY | LANDFILL SITE | CHAMBERS GREEN |  | ASHFORD | KE | TN27 0RH | 2021-04-29 | 30 | 0.6 | At all times | ASHFORD WTW | Station Road, Pluckley, Kent TN27 0RH | Phosphorus Total | - | 2 | ug/l | 37.2 | Tip leachates and land remediation Closed | Kent East | Landfill leachate from a closed landfill site | Closed Landfill site | Consent | HENWOOD INDUSTRIAL ESTATE ASHFORD WPS
17581 | 3 | Tier 2 Consent | Veolia ES Landfill Ltd | 210 | PENTONVILLE ROAD |  | LONDON |  | N1 9PY | LANDFILL SITE | CHAMBERS GREEN |  | ASHFORD | KE | TN27 0RH | 2021-04-29 | 30 | 0.6 | At all times | ASHFORD WTW | Station Road, Pluckley, Kent TN27 0RH | Solids Suspended 105 Degrees C | - | 200 | mg/l | 37.2 | Tip leachates and land remediation Closed | Kent East | Landfill leachate from a closed landfill site | Closed Landfill site | Consent | HENWOOD INDUSTRIAL ESTATE ASHFORD WPS
17581 | 3 | Tier 2 Consent | Veolia ES Landfill Ltd | 210 | PENTONVILLE ROAD |  | LONDON |  | N1 9PY | LANDFILL SITE | CHAMBERS GREEN |  | ASHFORD | KE | TN27 0RH | 2021-04-29 | 30 | 0.6 | At all times | ASHFORD WTW | Station Road, Pluckley, Kent TN27 0RH | Sulphate as S04 | - | 100 | mg/l | 37.2 | Tip leachates and land remediation Closed | Kent East | Landfill leachate from a closed landfill site | Closed Landfill site | Consent | HENWOOD INDUSTRIAL ESTATE ASHFORD WPS
17581 | 3 | Tier 2 Consent | Veolia ES Landfill Ltd | 210 | PENTONVILLE ROAD |  | LONDON |  | N1 9PY | LANDFILL SITE | CHAMBERS GREEN |  | ASHFORD | KE | TN27 0RH | 2021-04-29 | 30 | 0.6 | At all times | ASHFORD WTW | Station Road, Pluckley, Kent TN27 0RH | Xylene Total | - | 0.01 | ug/l | 37.2 | Tip leachates and land remediation Closed | Kent East | Landfill leachate from a closed landfill site | Closed Landfill site | Consent | HENWOOD INDUSTRIAL ESTATE ASHFORD WPS
17581 | 3 | Tier 2 Consent | Veolia ES Landfill Ltd | 210 | PENTONVILLE ROAD |  | LONDON |  | N1 9PY | LANDFILL SITE | CHAMBERS GREEN |  | ASHFORD | KE | TN27 0RH | 2021-04-29 | 30 | 0.6 | At all times | ASHFORD WTW | Station Road, Pluckley, Kent TN27 0RH | Zinc Total mg/l | - | 0.15 | ug/l | 37.2 | Tip leachates and land remediation Closed | Kent East | Landfill leachate from a closed landfill site | Closed Landfill site | Consent | HENWOOD INDUSTRIAL ESTATE ASHFORD WPS
17588 | 5 | Tier 1 Consent | Valencia Waste Management Limited | Oil Depot | 242 London Road |  | Stretton-on-Dunsmore |  | CV23 9JA | SHELFORD LANDFILL | SHALLOAK ROAD |  | CANTERBURY | KE | CT2 0PU | 2020-07-16 | 100 | 2 | At all times | CANTERBURY WTW | MH 6503 Kemsing Gardens | Biochemical Oxygen Demand 5 day+ATU as 0 | - | 1400 | mg/l | 37.1 | Tip leachates and land remediation Active | Kent East | Treated leachate effluent from landfill | Open landfill site | Consent | DIRECT TO WTW
17588 | 5 | Tier 1 Consent | Valencia Waste Management Limited | Oil Depot | 242 London Road |  | Stretton-on-Dunsmore |  | CV23 9JA | SHELFORD LANDFILL | SHALLOAK ROAD |  | CANTERBURY | KE | CT2 0PU | 2020-07-16 | 100 | 2 | At all times | CANTERBURY WTW | MH 6503 Kemsing Gardens | Chemical Oxygen Demand Shaken as 0 | - | 3250 | mg/l | 37.1 | Tip leachates and land remediation Active | Kent East | Treated leachate effluent from landfill | Open landfill site | Consent | DIRECT TO WTW
17588 | 5 | Tier 1 Consent | Valencia Waste Management Limited | Oil Depot | 242 London Road |  | Stretton-on-Dunsmore |  | CV23 9JA | SHELFORD LANDFILL | SHALLOAK ROAD |  | CANTERBURY | KE | CT2 0PU | 2020-07-16 | 100 | 2 | At all times | CANTERBURY WTW | MH 6503 Kemsing Gardens | Chromium Total mg/l | - | 1 | ug/l | 37.1 | Tip leachates and land remediation Active | Kent East | Treated leachate effluent from landfill | Open landfill site | Consent | DIRECT TO WTW
17588 | 5 | Tier 1 Consent | Valencia Waste Management Limited | Oil Depot | 242 London Road |  | Stretton-on-Dunsmore |  | CV23 9JA | SHELFORD LANDFILL | SHALLOAK ROAD |  | CANTERBURY | KE | CT2 0PU | 2020-07-16 | 100 | 2 | At all times | CANTERBURY WTW | MH 6503 Kemsing Gardens | Copper Total | - | 1 | ug/l | 37.1 | Tip leachates and land remediation Active | Kent East | Treated leachate effluent from landfill | Open landfill site | Consent | DIRECT TO WTW
17588 | 5 | Tier 1 Consent | Valencia Waste Management Limited | Oil Depot | 242 London Road |  | Stretton-on-Dunsmore |  | CV23 9JA | SHELFORD LANDFILL | SHALLOAK ROAD |  | CANTERBURY | KE | CT2 0PU | 2020-07-16 | 100 | 2 | At all times | CANTERBURY WTW | MH 6503 Kemsing Gardens | Lead Total | - | 1 | ug/l | 37.1 | Tip leachates and land remediation Active | Kent East | Treated leachate effluent from landfill | Open landfill site | Consent | DIRECT TO WTW
17588 | 5 | Tier 1 Consent | Valencia Waste Management Limited | Oil Depot | 242 London Road |  | Stretton-on-Dunsmore |  | CV23 9JA | SHELFORD LANDFILL | SHALLOAK ROAD |  | CANTERBURY | KE | CT2 0PU | 2020-07-16 | 100 | 2 | At all times | CANTERBURY WTW | MH 6503 Kemsing Gardens | Manganese Total | - | 2 | ug/l | 37.1 | Tip leachates and land remediation Active | Kent East | Treated leachate effluent from landfill | Open landfill site | Consent | DIRECT TO WTW
17588 | 5 | Tier 1 Consent | Valencia Waste Management Limited | Oil Depot | 242 London Road |  | Stretton-on-Dunsmore |  | CV23 9JA | SHELFORD LANDFILL | SHALLOAK ROAD |  | CANTERBURY | KE | CT2 0PU | 2020-07-16 | 100 | 2 | At all times | CANTERBURY WTW | MH 6503 Kemsing Gardens | Methane Dissolved | - | 0.14 | ug/l | 37.1 | Tip leachates and land remediation Active | Kent East | Treated leachate effluent from landfill | Open landfill site | Consent | DIRECT TO WTW
17588 | 5 | Tier 1 Consent | Valencia Waste Management Limited | Oil Depot | 242 London Road |  | Stretton-on-Dunsmore |  | CV23 9JA | SHELFORD LANDFILL | SHALLOAK ROAD |  | CANTERBURY | KE | CT2 0PU | 2020-07-16 | 100 | 2 | At all times | CANTERBURY WTW | MH 6503 Kemsing Gardens | Nickel Total | - | 1 | ug/l | 37.1 | Tip leachates and land remediation Active | Kent East | Treated leachate effluent from landfill | Open landfill site | Consent | DIRECT TO WTW
17588 | 5 | Tier 1 Consent | Valencia Waste Management Limited | Oil Depot | 242 London Road |  | Stretton-on-Dunsmore |  | CV23 9JA | SHELFORD LANDFILL | SHALLOAK ROAD |  | CANTERBURY | KE | CT2 0PU | 2020-07-16 | 100 | 2 | At all times | CANTERBURY WTW | MH 6503 Kemsing Gardens | Nitrogen Ammoniacal as N | - | 90 | mg/l | 37.1 | Tip leachates and land remediation Active | Kent East | Treated leachate effluent from landfill | Open landfill site | Consent | DIRECT TO WTW
17588 | 5 | Tier 1 Consent | Valencia Waste Management Limited | Oil Depot | 242 London Road |  | Stretton-on-Dunsmore |  | CV23 9JA | SHELFORD LANDFILL | SHALLOAK ROAD |  | CANTERBURY | KE | CT2 0PU | 2020-07-16 | 100 | 2 | At all times | CANTERBURY WTW | MH 6503 Kemsing Gardens | pH | 6 | 9 | pH Units | 37.1 | Tip leachates and land remediation Active | Kent East | Treated leachate effluent from landfill | Open landfill site | Consent | DIRECT TO WTW
17588 | 5 | Tier 1 Consent | Valencia Waste Management Limited | Oil Depot | 242 London Road |  | Stretton-on-Dunsmore |  | CV23 9JA | SHELFORD LANDFILL | SHALLOAK ROAD |  | CANTERBURY | KE | CT2 0PU | 2020-07-16 | 100 | 2 | At all times | CANTERBURY WTW | MH 6503 Kemsing Gardens | Solids Suspended 105 Degrees C | - | 1730 | mg/l | 37.1 | Tip leachates and land remediation Active | Kent East | Treated leachate effluent from landfill | Open landfill site | Consent | DIRECT TO WTW
17588 | 5 | Tier 1 Consent | Valencia Waste Management Limited | Oil Depot | 242 London Road |  | Stretton-on-Dunsmore |  | CV23 9JA | SHELFORD LANDFILL | SHALLOAK ROAD |  | CANTERBURY | KE | CT2 0PU | 2020-07-16 | 100 | 2 | At all times | CANTERBURY WTW | MH 6503 Kemsing Gardens | Sulphate as S04 | - | 1730 | mg/l | 37.1 | Tip leachates and land remediation Active | Kent East | Treated leachate effluent from landfill | Open landfill site | Consent | DIRECT TO WTW
17588 | 5 | Tier 1 Consent | Valencia Waste Management Limited | Oil Depot | 242 London Road |  | Stretton-on-Dunsmore |  | CV23 9JA | SHELFORD LANDFILL | SHALLOAK ROAD |  | CANTERBURY | KE | CT2 0PU | 2020-07-16 | 100 | 2 | At all times | CANTERBURY WTW | MH 6503 Kemsing Gardens | Zinc Total mg/l | - | 2 | ug/l | 37.1 | Tip leachates and land remediation Active | Kent East | Treated leachate effluent from landfill | Open landfill site | Consent | DIRECT TO WTW
17590 | 1 | Tier 2 Consent | J & K Sheetmetal Limited | Westgate House | 87 St Dunstans Street | - | Canterbury | Kent | CT2 8AE | UNIT 38-40 | MILLSTROOD ROAD | - | WHITSTABLE | KE | CT5 3PS | 2020-06-01 | 1.33 | 0.06 | 07:00 To 17:00 | SWALECLIFFE WTW | Joseph Wilson Industrial Estate | Chemical Oxygen Demand Shaken as 0 | - | 800 | mg/l | 8.1 | Engineering (High risk) | Kent East | Waterjet cutting of various metals,including stainless steel (304 & 316), aluminium (1050 & 6082), brass (CZ108), gilding metal (CZ101), mild steel | Sheetmetal fabrication, general engineering | Consent | BROOK ROAD SWALECLIFFE NEW WPS
17590 | 1 | Tier 2 Consent | J & K Sheetmetal Limited | Westgate House | 87 St Dunstans Street | - | Canterbury | Kent | CT2 8AE | UNIT 38-40 | MILLSTROOD ROAD | - | WHITSTABLE | KE | CT5 3PS | 2020-06-01 | 1.33 | 0.06 | 07:00 To 17:00 | SWALECLIFFE WTW | Joseph Wilson Industrial Estate | Chromium Total mg/l | - | 0.5 | ug/l | 8.1 | Engineering (High risk) | Kent East | Waterjet cutting of various metals,including stainless steel (304 & 316), aluminium (1050 & 6082), brass (CZ108), gilding metal (CZ101), mild steel | Sheetmetal fabrication, general engineering | Consent | BROOK ROAD SWALECLIFFE NEW WPS
17590 | 1 | Tier 2 Consent | J & K Sheetmetal Limited | Westgate House | 87 St Dunstans Street | - | Canterbury | Kent | CT2 8AE | UNIT 38-40 | MILLSTROOD ROAD | - | WHITSTABLE | KE | CT5 3PS | 2020-06-01 | 1.33 | 0.06 | 07:00 To 17:00 | SWALECLIFFE WTW | Joseph Wilson Industrial Estate | Iron Total | - | 30 | ug/l | 8.1 | Engineering (High risk) | Kent East | Waterjet cutting of various metals,including stainless steel (304 & 316), aluminium (1050 & 6082), brass (CZ108), gilding metal (CZ101), mild steel | Sheetmetal fabrication, general engineering | Consent | BROOK ROAD SWALECLIFFE NEW WPS
17590 | 1 | Tier 2 Consent | J & K Sheetmetal Limited | Westgate House | 87 St Dunstans Street | - | Canterbury | Kent | CT2 8AE | UNIT 38-40 | MILLSTROOD ROAD | - | WHITSTABLE | KE | CT5 3PS | 2020-06-01 | 1.33 | 0.06 | 07:00 To 17:00 | SWALECLIFFE WTW | Joseph Wilson Industrial Estate | Nitrogen Ammoniacal as N | - | 35 | mg/l | 8.1 | Engineering (High risk) | Kent East | Waterjet cutting of various metals,including stainless steel (304 & 316), aluminium (1050 & 6082), brass (CZ108), gilding metal (CZ101), mild steel | Sheetmetal fabrication, general engineering | Consent | BROOK ROAD SWALECLIFFE NEW WPS
17590 | 1 | Tier 2 Consent | J & K Sheetmetal Limited | Westgate House | 87 St Dunstans Street | - | Canterbury | Kent | CT2 8AE | UNIT 38-40 | MILLSTROOD ROAD | - | WHITSTABLE | KE | CT5 3PS | 2020-06-01 | 1.33 | 0.06 | 07:00 To 17:00 | SWALECLIFFE WTW | Joseph Wilson Industrial Estate | pH Limit | 6 | 10 |  | 8.1 | Engineering (High risk) | Kent East | Waterjet cutting of various metals,including stainless steel (304 & 316), aluminium (1050 & 6082), brass (CZ108), gilding metal (CZ101), mild steel | Sheetmetal fabrication, general engineering | Consent | BROOK ROAD SWALECLIFFE NEW WPS
17590 | 1 | Tier 2 Consent | J & K Sheetmetal Limited | Westgate House | 87 St Dunstans Street | - | Canterbury | Kent | CT2 8AE | UNIT 38-40 | MILLSTROOD ROAD | - | WHITSTABLE | KE | CT5 3PS | 2020-06-01 | 1.33 | 0.06 | 07:00 To 17:00 | SWALECLIFFE WTW | Joseph Wilson Industrial Estate | Solids Suspended 105 Degrees C | - | 400 | mg/l | 8.1 | Engineering (High risk) | Kent East | Waterjet cutting of various metals,including stainless steel (304 & 316), aluminium (1050 & 6082), brass (CZ108), gilding metal (CZ101), mild steel | Sheetmetal fabrication, general engineering | Consent | BROOK ROAD SWALECLIFFE NEW WPS
17590 | 1 | Tier 2 Consent | J & K Sheetmetal Limited | Westgate House | 87 St Dunstans Street | - | Canterbury | Kent | CT2 8AE | UNIT 38-40 | MILLSTROOD ROAD | - | WHITSTABLE | KE | CT5 3PS | 2020-06-01 | 1.33 | 0.06 | 07:00 To 17:00 | SWALECLIFFE WTW | Joseph Wilson Industrial Estate | Sulphate as S04 | - | 500 | mg/l | 8.1 | Engineering (High risk) | Kent East | Waterjet cutting of various metals,including stainless steel (304 & 316), aluminium (1050 & 6082), brass (CZ108), gilding metal (CZ101), mild steel | Sheetmetal fabrication, general engineering | Consent | BROOK ROAD SWALECLIFFE NEW WPS
17590 | 1 | Tier 2 Consent | J & K Sheetmetal Limited | Westgate House | 87 St Dunstans Street | - | Canterbury | Kent | CT2 8AE | UNIT 38-40 | MILLSTROOD ROAD | - | WHITSTABLE | KE | CT5 3PS | 2020-06-01 | 1.33 | 0.06 | 07:00 To 17:00 | SWALECLIFFE WTW | Joseph Wilson Industrial Estate | Zinc Total mg/l | - | 0.5 | ug/l | 8.1 | Engineering (High risk) | Kent East | Waterjet cutting of various metals,including stainless steel (304 & 316), aluminium (1050 & 6082), brass (CZ108), gilding metal (CZ101), mild steel | Sheetmetal fabrication, general engineering | Consent | BROOK ROAD SWALECLIFFE NEW WPS
17600 | 4 | Tier 2 Consent | Hamble Aerostructures Limited | - | Kings Avenue | - | Hamble-Le-Rice | Southampton | SO31 4NF | GE AVIATION | KINGS AVENUE | - | HAMBLE-LE-RICE |  | SO31 4NF | 2020-08-14 | 300 | 5 | 00:00 To 23:59 | PEEL COMMON WTW | W1 Kings Avenue | Chemical Oxygen Demand Settled as 0 | - | 1000 | mg/l | 22.2 | Plating and metal finishing (Medium Impact) | Hampshire East | Wastewater from metal and composite finishing treatment and RO Water | Aeroplane particles construction | Consent | HAMBLE LANE BURSLEDON WPS
17600 | 4 | Tier 2 Consent | Hamble Aerostructures Limited | - | Kings Avenue | - | Hamble-Le-Rice | Southampton | SO31 4NF | GE AVIATION | KINGS AVENUE | - | HAMBLE-LE-RICE |  | SO31 4NF | 2020-08-14 | 300 | 5 | 00:00 To 23:59 | PEEL COMMON WTW | W1 Kings Avenue | Chemical Oxygen Demand Shaken as 0 | - | 1000 | mg/l | 22.2 | Plating and metal finishing (Medium Impact) | Hampshire East | Wastewater from metal and composite finishing treatment and RO Water | Aeroplane particles construction | Consent | HAMBLE LANE BURSLEDON WPS
17600 | 4 | Tier 2 Consent | Hamble Aerostructures Limited | - | Kings Avenue | - | Hamble-Le-Rice | Southampton | SO31 4NF | GE AVIATION | KINGS AVENUE | - | HAMBLE-LE-RICE |  | SO31 4NF | 2020-08-14 | 300 | 5 | 00:00 To 23:59 | PEEL COMMON WTW | W1 Kings Avenue | Chromium Total mg/l | - | 2 | ug/l | 22.2 | Plating and metal finishing (Medium Impact) | Hampshire East | Wastewater from metal and composite finishing treatment and RO Water | Aeroplane particles construction | Consent | HAMBLE LANE BURSLEDON WPS
17600 | 4 | Tier 2 Consent | Hamble Aerostructures Limited | - | Kings Avenue | - | Hamble-Le-Rice | Southampton | SO31 4NF | GE AVIATION | KINGS AVENUE | - | HAMBLE-LE-RICE |  | SO31 4NF | 2020-08-14 | 300 | 5 | 00:00 To 23:59 | PEEL COMMON WTW | W1 Kings Avenue | Copper Total | - | 0.5 | ug/l | 22.2 | Plating and metal finishing (Medium Impact) | Hampshire East | Wastewater from metal and composite finishing treatment and RO Water | Aeroplane particles construction | Consent | HAMBLE LANE BURSLEDON WPS
17600 | 4 | Tier 2 Consent | Hamble Aerostructures Limited | - | Kings Avenue | - | Hamble-Le-Rice | Southampton | SO31 4NF | GE AVIATION | KINGS AVENUE | - | HAMBLE-LE-RICE |  | SO31 4NF | 2020-08-14 | 300 | 5 | 00:00 To 23:59 | PEEL COMMON WTW | W1 Kings Avenue | Nitrogen Ammoniacal as N | - | 10 | mg/l | 22.2 | Plating and metal finishing (Medium Impact) | Hampshire East | Wastewater from metal and composite finishing treatment and RO Water | Aeroplane particles construction | Consent | HAMBLE LANE BURSLEDON WPS
17600 | 4 | Tier 2 Consent | Hamble Aerostructures Limited | - | Kings Avenue | - | Hamble-Le-Rice | Southampton | SO31 4NF | GE AVIATION | KINGS AVENUE | - | HAMBLE-LE-RICE |  | SO31 4NF | 2020-08-14 | 300 | 5 | 00:00 To 23:59 | PEEL COMMON WTW | W1 Kings Avenue | pH Limit | 5 | 11 |  | 22.2 | Plating and metal finishing (Medium Impact) | Hampshire East | Wastewater from metal and composite finishing treatment and RO Water | Aeroplane particles construction | Consent | HAMBLE LANE BURSLEDON WPS
17600 | 4 | Tier 2 Consent | Hamble Aerostructures Limited | - | Kings Avenue | - | Hamble-Le-Rice | Southampton | SO31 4NF | GE AVIATION | KINGS AVENUE | - | HAMBLE-LE-RICE |  | SO31 4NF | 2020-08-14 | 300 | 5 | 00:00 To 23:59 | PEEL COMMON WTW | W1 Kings Avenue | Solids Suspended 105 Degrees C | - | 400 | mg/l | 22.2 | Plating and metal finishing (Medium Impact) | Hampshire East | Wastewater from metal and composite finishing treatment and RO Water | Aeroplane particles construction | Consent | HAMBLE LANE BURSLEDON WPS
17604 | 1 | Low Risk Consent | Hamble Aerostructures Limited | - | Kings Avenue | - | Hamble-Le-Rice | Southampton | SO31 4NF | GE AVIATION | KINGS AVENUE | - | HAMBLE-LE-RICE |  | SO31 4NF | 2020-08-17 | 5 | 1 | 00:00 To 23:59 | PEEL COMMON WTW | W1 Kings Avenue | Chemical Oxygen Demand Shaken as 0 | - | 800 | mg/l | 22.3 | Plating and metal finishing (Low Impact) | Hampshire East | discharge of wastewater from the CSCAN water discharge NDT | Aeroplane particles construction company | Consent | HAMBLE LANE BURSLEDON WPS
17604 | 1 | Low Risk Consent | Hamble Aerostructures Limited | - | Kings Avenue | - | Hamble-Le-Rice | Southampton | SO31 4NF | GE AVIATION | KINGS AVENUE | - | HAMBLE-LE-RICE |  | SO31 4NF | 2020-08-17 | 5 | 1 | 00:00 To 23:59 | PEEL COMMON WTW | W1 Kings Avenue | Nitrogen Ammoniacal as N | - | 10 | mg/l | 22.3 | Plating and metal finishing (Low Impact) | Hampshire East | discharge of wastewater from the CSCAN water discharge NDT | Aeroplane particles construction company | Consent | HAMBLE LANE BURSLEDON WPS
17604 | 1 | Low Risk Consent | Hamble Aerostructures Limited | - | Kings Avenue | - | Hamble-Le-Rice | Southampton | SO31 4NF | GE AVIATION | KINGS AVENUE | - | HAMBLE-LE-RICE |  | SO31 4NF | 2020-08-17 | 5 | 1 | 00:00 To 23:59 | PEEL COMMON WTW | W1 Kings Avenue | pH Limit | 6 | 10 |  | 22.3 | Plating and metal finishing (Low Impact) | Hampshire East | discharge of wastewater from the CSCAN water discharge NDT | Aeroplane particles construction company | Consent | HAMBLE LANE BURSLEDON WPS
17604 | 1 | Low Risk Consent | Hamble Aerostructures Limited | - | Kings Avenue | - | Hamble-Le-Rice | Southampton | SO31 4NF | GE AVIATION | KINGS AVENUE | - | HAMBLE-LE-RICE |  | SO31 4NF | 2020-08-17 | 5 | 1 | 00:00 To 23:59 | PEEL COMMON WTW | W1 Kings Avenue | Solids Suspended 105 Degrees C | - | 400 | mg/l | 22.3 | Plating and metal finishing (Low Impact) | Hampshire East | discharge of wastewater from the CSCAN water discharge NDT | Aeroplane particles construction company | Consent | HAMBLE LANE BURSLEDON WPS
17609 | 1 | Low Risk Consent | CPI Group (UK) Ltd | 110 | Beddington Lane | - | Croydon | - | CR0 4TD | WHITELINE 48-50 BIRCH CLOSE | BIRCH CLOSE | - | EASTBOURNE | SE | BN23 6PE | 2020-09-02 | 0.01 | 0.01 | 00:00 To 23:59 | EASTBOURNE WTW | Birch Close | Chemical Oxygen Demand Shaken as 0 | - | 1400 | mg/l | 24.2 | Printing and related activities (Low impact) | Sussex East | 1. Rollers from case-in machines immersed in a 2 litre bucket of water to clean off PVA glue. 2. Dirty water emptied ina sink situated at factory | Book printing and finishing | Consent | Pre Market Reform
17609 | 1 | Low Risk Consent | CPI Group (UK) Ltd | 110 | Beddington Lane | - | Croydon | - | CR0 4TD | WHITELINE 48-50 BIRCH CLOSE | BIRCH CLOSE | - | EASTBOURNE | SE | BN23 6PE | 2020-09-02 | 0.01 | 0.01 | 00:00 To 23:59 | EASTBOURNE WTW | Birch Close | pH | 6 | 10 | pH Units | 24.2 | Printing and related activities (Low impact) | Sussex East | 1. Rollers from case-in machines immersed in a 2 litre bucket of water to clean off PVA glue. 2. Dirty water emptied ina sink situated at factory | Book printing and finishing | Consent | Pre Market Reform
17609 | 1 | Low Risk Consent | CPI Group (UK) Ltd | 110 | Beddington Lane | - | Croydon | - | CR0 4TD | WHITELINE 48-50 BIRCH CLOSE | BIRCH CLOSE | - | EASTBOURNE | SE | BN23 6PE | 2020-09-02 | 0.01 | 0.01 | 00:00 To 23:59 | EASTBOURNE WTW | Birch Close | Solids Suspended 105 Degrees C | - | 400 | mg/l | 24.2 | Printing and related activities (Low impact) | Sussex East | 1. Rollers from case-in machines immersed in a 2 litre bucket of water to clean off PVA glue. 2. Dirty water emptied ina sink situated at factory | Book printing and finishing | Consent | Pre Market Reform
17615 | 1 | Low Risk Consent | Scania (Great Britain) Limited |  | Delaware Drive | Tongwell | Milton Keynes | Buckinghamshire | MK15 8HB | 9 | WHITTLE AVENUE | Segensworth West | FAREHAM | HA | PO15 5SH | 2020-09-10 | 1 | 0.5 | 24 hours | PEEL COMMON WTW | Gloster Court | Chemical Oxygen Demand Shaken as 0 | - | 800 | mg/l | 31.2 | Vehicle and plant washing (Low Impact) | Hampshire East | Vehicle servicing and MOT preparation, including vehicle washing activities.Vehicle washing is undertaken which gives rise to the trade effluent. Detergents are used in the vehicle washing process. Approximately 1 vehicle is washed per day. | Tractor / Car Dealer | Consent | SEGENSWORTH EAST FAREHAM WPS
17615 | 1 | Low Risk Consent | Scania (Great Britain) Limited |  | Delaware Drive | Tongwell | Milton Keynes | Buckinghamshire | MK15 8HB | 9 | WHITTLE AVENUE | Segensworth West | FAREHAM | HA | PO15 5SH | 2020-09-10 | 1 | 0.5 | 24 hours | PEEL COMMON WTW | Gloster Court | Nitrogen Ammoniacal as N | - | 20 | mg/l | 31.2 | Vehicle and plant washing (Low Impact) | Hampshire East | Vehicle servicing and MOT preparation, including vehicle washing activities.Vehicle washing is undertaken which gives rise to the trade effluent. Detergents are used in the vehicle washing process. Approximately 1 vehicle is washed per day. | Tractor / Car Dealer | Consent | SEGENSWORTH EAST FAREHAM WPS
17615 | 1 | Low Risk Consent | Scania (Great Britain) Limited |  | Delaware Drive | Tongwell | Milton Keynes | Buckinghamshire | MK15 8HB | 9 | WHITTLE AVENUE | Segensworth West | FAREHAM | HA | PO15 5SH | 2020-09-10 | 1 | 0.5 | 24 hours | PEEL COMMON WTW | Gloster Court | pH Limit | 6 | 10 |  | 31.2 | Vehicle and plant washing (Low Impact) | Hampshire East | Vehicle servicing and MOT preparation, including vehicle washing activities.Vehicle washing is undertaken which gives rise to the trade effluent. Detergents are used in the vehicle washing process. Approximately 1 vehicle is washed per day. | Tractor / Car Dealer | Consent | SEGENSWORTH EAST FAREHAM WPS
17615 | 1 | Low Risk Consent | Scania (Great Britain) Limited |  | Delaware Drive | Tongwell | Milton Keynes | Buckinghamshire | MK15 8HB | 9 | WHITTLE AVENUE | Segensworth West | FAREHAM | HA | PO15 5SH | 2020-09-10 | 1 | 0.5 | 24 hours | PEEL COMMON WTW | Gloster Court | Solids Suspended 105 Degrees C | - | 400 | mg/l | 31.2 | Vehicle and plant washing (Low Impact) | Hampshire East | Vehicle servicing and MOT preparation, including vehicle washing activities.Vehicle washing is undertaken which gives rise to the trade effluent. Detergents are used in the vehicle washing process. Approximately 1 vehicle is washed per day. | Tractor / Car Dealer | Consent | SEGENSWORTH EAST FAREHAM WPS
17618 | 1 | Low Risk Consent | Jewson Limited | Saint-Gobain House | East Leake | - | Loughborough | Leicestershire | LE12 6JU |  | GORE ROAD | - | NEW MILTON | HA | BH25 6SJ | 2020-09-15 | 1 | 0.01 | 07:00 To 18:00 | FLEXFORD LANE SWAY WTW | Gore Road | Chemical Oxygen Demand Shaken as 0 | - | 800 | mg/l | 8.2 | Engineering (Low risk) | Hampshire West | Tool hire wash down facility.... Washing of tools and Vehicles | Tools Hire and Washing of tools and Vehicles | Consent | STEM LANE NEW MILTON WPS
17618 | 1 | Low Risk Consent | Jewson Limited | Saint-Gobain House | East Leake | - | Loughborough | Leicestershire | LE12 6JU |  | GORE ROAD | - | NEW MILTON | HA | BH25 6SJ | 2020-09-15 | 1 | 0.01 | 07:00 To 18:00 | FLEXFORD LANE SWAY WTW | Gore Road | Nitrogen Ammoniacal as N | - | 20 | mg/l | 8.2 | Engineering (Low risk) | Hampshire West | Tool hire wash down facility.... Washing of tools and Vehicles | Tools Hire and Washing of tools and Vehicles | Consent | STEM LANE NEW MILTON WPS
17618 | 1 | Low Risk Consent | Jewson Limited | Saint-Gobain House | East Leake | - | Loughborough | Leicestershire | LE12 6JU |  | GORE ROAD | - | NEW MILTON | HA | BH25 6SJ | 2020-09-15 | 1 | 0.01 | 07:00 To 18:00 | FLEXFORD LANE SWAY WTW | Gore Road | pH Limit | 6 | 10 |  | 8.2 | Engineering (Low risk) | Hampshire West | Tool hire wash down facility.... Washing of tools and Vehicles | Tools Hire and Washing of tools and Vehicles | Consent | STEM LANE NEW MILTON WPS
17618 | 1 | Low Risk Consent | Jewson Limited | Saint-Gobain House | East Leake | - | Loughborough | Leicestershire | LE12 6JU |  | GORE ROAD | - | NEW MILTON | HA | BH25 6SJ | 2020-09-15 | 1 | 0.01 | 07:00 To 18:00 | FLEXFORD LANE SWAY WTW | Gore Road | Solids Suspended 105 Degrees C | - | 400 | mg/l | 8.2 | Engineering (Low risk) | Hampshire West | Tool hire wash down facility.... Washing of tools and Vehicles | Tools Hire and Washing of tools and Vehicles | Consent | STEM LANE NEW MILTON WPS
17626 | 2 | Tier 2 Consent | Fonthill Limited | 10 | Upper Grosvenor Road |  | Tunbridge Wells |  | TN1 2EP | STABLE BLOCK THE GEORGE | MOUNT EPHRAIM | - | TUNBRIDGE WELLS | KE | TN4 8AA | 2020-10-19 | 1 | 1 | 09:00 To 18:00 | TUNBRIDGE WELLS NORTH WTW | Boundary 29m carpark the depository rock Villard | Chemical Oxygen Demand Shaken as 0 | - | 7000 | mg/l | 1.3 | Alcoholic beverages (Low Impact) | Sussex East | Microbrewery | Microbrewery | Consent | Pre Market Reform
17626 | 2 | Tier 2 Consent | Fonthill Limited | 10 | Upper Grosvenor Road |  | Tunbridge Wells |  | TN1 2EP | STABLE BLOCK THE GEORGE | MOUNT EPHRAIM | - | TUNBRIDGE WELLS | KE | TN4 8AA | 2020-10-19 | 1 | 1 | 09:00 To 18:00 | TUNBRIDGE WELLS NORTH WTW | Boundary 29m carpark the depository rock Villard | pH | 6 | 10 | pH Units | 1.3 | Alcoholic beverages (Low Impact) | Sussex East | Microbrewery | Microbrewery | Consent | Pre Market Reform
17626 | 2 | Tier 2 Consent | Fonthill Limited | 10 | Upper Grosvenor Road |  | Tunbridge Wells |  | TN1 2EP | STABLE BLOCK THE GEORGE | MOUNT EPHRAIM | - | TUNBRIDGE WELLS | KE | TN4 8AA | 2020-10-19 | 1 | 1 | 09:00 To 18:00 | TUNBRIDGE WELLS NORTH WTW | Boundary 29m carpark the depository rock Villard | Solids Suspended 105 Degrees C | - | 1400 | mg/l | 1.3 | Alcoholic beverages (Low Impact) | Sussex East | Microbrewery | Microbrewery | Consent | Pre Market Reform
17626 | 2 | Tier 2 Consent | Fonthill Limited | 10 | Upper Grosvenor Road |  | Tunbridge Wells |  | TN1 2EP | STABLE BLOCK THE GEORGE | MOUNT EPHRAIM | - | TUNBRIDGE WELLS | KE | TN4 8AA | 2020-10-19 | 1 | 1 | 09:00 To 18:00 | TUNBRIDGE WELLS NORTH WTW | Boundary 29m carpark the depository rock Villard | Sulphate as S04 | - | 500 | mg/l | 1.3 | Alcoholic beverages (Low Impact) | Sussex East | Microbrewery | Microbrewery | Consent | Pre Market Reform
17627 | 1 | Low Risk Consent | Car Park Valeting Limited | Simpson Wreford & Partners, Suffolk House | George Street | Croydon | Surrey |  | CR0 0YN | Car Park Valeting Car Wash | Customer Car Park, Asda Supermarket | Bridge Road Shopping Centre | Portsmouth |  | PO1 1SL | 2020-10-01 | 1 | 0.08 | 08:00 To 18:00 | BUDDS FARM HAVANT WTW | Somers Road North | Chemical Oxygen Demand Shaken as 0 | - | 800 | mg/l | 31.2 | Vehicle and plant washing (Low Impact) | Hampshire East | Cleaning of customers cars, no underbody or underbonet cleaning | car valeting | Consent | TAMWORTH ROAD PORTSMOUTH WPS
17627 | 1 | Low Risk Consent | Car Park Valeting Limited | Simpson Wreford & Partners, Suffolk House | George Street | Croydon | Surrey |  | CR0 0YN | Car Park Valeting Car Wash | Customer Car Park, Asda Supermarket | Bridge Road Shopping Centre | Portsmouth |  | PO1 1SL | 2020-10-01 | 1 | 0.08 | 08:00 To 18:00 | BUDDS FARM HAVANT WTW | Somers Road North | Nitrogen Ammoniacal as N | - | 10 | mg/l | 31.2 | Vehicle and plant washing (Low Impact) | Hampshire East | Cleaning of customers cars, no underbody or underbonet cleaning | car valeting | Consent | TAMWORTH ROAD PORTSMOUTH WPS
17627 | 1 | Low Risk Consent | Car Park Valeting Limited | Simpson Wreford & Partners, Suffolk House | George Street | Croydon | Surrey |  | CR0 0YN | Car Park Valeting Car Wash | Customer Car Park, Asda Supermarket | Bridge Road Shopping Centre | Portsmouth |  | PO1 1SL | 2020-10-01 | 1 | 0.08 | 08:00 To 18:00 | BUDDS FARM HAVANT WTW | Somers Road North | pH Limit | 6 | 10 |  | 31.2 | Vehicle and plant washing (Low Impact) | Hampshire East | Cleaning of customers cars, no underbody or underbonet cleaning | car valeting | Consent | TAMWORTH ROAD PORTSMOUTH WPS
17627 | 1 | Low Risk Consent | Car Park Valeting Limited | Simpson Wreford & Partners, Suffolk House | George Street | Croydon | Surrey |  | CR0 0YN | Car Park Valeting Car Wash | Customer Car Park, Asda Supermarket | Bridge Road Shopping Centre | Portsmouth |  | PO1 1SL | 2020-10-01 | 1 | 0.08 | 08:00 To 18:00 | BUDDS FARM HAVANT WTW | Somers Road North | Solids Suspended 105 Degrees C | - | 400 | mg/l | 31.2 | Vehicle and plant washing (Low Impact) | Hampshire East | Cleaning of customers cars, no underbody or underbonet cleaning | car valeting | Consent | TAMWORTH ROAD PORTSMOUTH WPS
17628 | 1 | Tier 2 Consent | Ancala Water Services (Estates) Limited | Unit 1B, Redbrook Business Park | Wilthorpe Road |  | BARNSLEY |  | S75 1JN | HMS COLLINGWOOD TRNG ESTABMNT | NEWGATE LANE | - | FAREHAM | HA | PO14 1AS | 2020-10-21 | 12 | 5 | 08:00 To 16:00 | PEEL COMMON WTW | Newgate Lane | Chemical Oxygen Demand Settled as 0 | - | 800 | mg/l | 39.2 | Boiler blowdown | Hampshire East | The flushing of boiler,central heating pipework and associated pumps and valves. | MOD | Consent | SPEEDFIELDS PARK FAREHAM WPS
17628 | 1 | Tier 2 Consent | Ancala Water Services (Estates) Limited | Unit 1B, Redbrook Business Park | Wilthorpe Road |  | BARNSLEY |  | S75 1JN | HMS COLLINGWOOD TRNG ESTABMNT | NEWGATE LANE | - | FAREHAM | HA | PO14 1AS | 2020-10-21 | 12 | 5 | 08:00 To 16:00 | PEEL COMMON WTW | Newgate Lane | Chloride | - | 100 | mg/l | 39.2 | Boiler blowdown | Hampshire East | The flushing of boiler,central heating pipework and associated pumps and valves. | MOD | Consent | SPEEDFIELDS PARK FAREHAM WPS
17628 | 1 | Tier 2 Consent | Ancala Water Services (Estates) Limited | Unit 1B, Redbrook Business Park | Wilthorpe Road |  | BARNSLEY |  | S75 1JN | HMS COLLINGWOOD TRNG ESTABMNT | NEWGATE LANE | - | FAREHAM | HA | PO14 1AS | 2020-10-21 | 12 | 5 | 08:00 To 16:00 | PEEL COMMON WTW | Newgate Lane | Nitrogen Ammoniacal as N | - | 35 | mg/l | 39.2 | Boiler blowdown | Hampshire East | The flushing of boiler,central heating pipework and associated pumps and valves. | MOD | Consent | SPEEDFIELDS PARK FAREHAM WPS
17628 | 1 | Tier 2 Consent | Ancala Water Services (Estates) Limited | Unit 1B, Redbrook Business Park | Wilthorpe Road |  | BARNSLEY |  | S75 1JN | HMS COLLINGWOOD TRNG ESTABMNT | NEWGATE LANE | - | FAREHAM | HA | PO14 1AS | 2020-10-21 | 12 | 5 | 08:00 To 16:00 | PEEL COMMON WTW | Newgate Lane | Solids Suspended 105C at pH7 | - | 400 | mg/l | 39.2 | Boiler blowdown | Hampshire East | The flushing of boiler,central heating pipework and associated pumps and valves. | MOD | Consent | SPEEDFIELDS PARK FAREHAM WPS
17628 | 1 | Tier 2 Consent | Ancala Water Services (Estates) Limited | Unit 1B, Redbrook Business Park | Wilthorpe Road |  | BARNSLEY |  | S75 1JN | HMS COLLINGWOOD TRNG ESTABMNT | NEWGATE LANE | - | FAREHAM | HA | PO14 1AS | 2020-10-21 | 12 | 5 | 08:00 To 16:00 | PEEL COMMON WTW | Newgate Lane | Sulphate as S04 | - | 100 | mg/l | 39.2 | Boiler blowdown | Hampshire East | The flushing of boiler,central heating pipework and associated pumps and valves. | MOD | Consent | SPEEDFIELDS PARK FAREHAM WPS
17640 | 1 | Tier 2 Consent | GAP Group Limited | Gap Group | Blenheim Place | Dunston Industrial Estate | Gateshead | Tyne And Wear | NE11 9HF | Unit 3 Hermitage Park | Harts Farm Way |  | Havant | HA | PO9 1FA | 2020-11-26 | 3 | 0.5 | 07:30 To 17:30 | BUDDS FARM HAVANT WTW | Estate Road, Hermitage Park | Chemical Oxygen Demand Shaken as 0 | - | 5000 | mg/l | 31.3 | Vehicle and plant washing (Low Impact) | Hampshire East | Vehicle, plant and equipment washing and cleaning of toilets & welfare units | Hire & servicing of portable toilets & welfare units. | Consent | PENNER ROAD HAVANT WPS
17640 | 1 | Tier 2 Consent | GAP Group Limited | Gap Group | Blenheim Place | Dunston Industrial Estate | Gateshead | Tyne And Wear | NE11 9HF | Unit 3 Hermitage Park | Harts Farm Way |  | Havant | HA | PO9 1FA | 2020-11-26 | 3 | 0.5 | 07:30 To 17:30 | BUDDS FARM HAVANT WTW | Estate Road, Hermitage Park | Nitrogen Ammoniacal as N | - | 100 | mg/l | 31.3 | Vehicle and plant washing (Low Impact) | Hampshire East | Vehicle, plant and equipment washing and cleaning of toilets & welfare units | Hire & servicing of portable toilets & welfare units. | Consent | PENNER ROAD HAVANT WPS
17640 | 1 | Tier 2 Consent | GAP Group Limited | Gap Group | Blenheim Place | Dunston Industrial Estate | Gateshead | Tyne And Wear | NE11 9HF | Unit 3 Hermitage Park | Harts Farm Way |  | Havant | HA | PO9 1FA | 2020-11-26 | 3 | 0.5 | 07:30 To 17:30 | BUDDS FARM HAVANT WTW | Estate Road, Hermitage Park | Oil and Grease | - | 200 | mg/l | 31.3 | Vehicle and plant washing (Low Impact) | Hampshire East | Vehicle, plant and equipment washing and cleaning of toilets & welfare units | Hire & servicing of portable toilets & welfare units. | Consent | PENNER ROAD HAVANT WPS
17640 | 1 | Tier 2 Consent | GAP Group Limited | Gap Group | Blenheim Place | Dunston Industrial Estate | Gateshead | Tyne And Wear | NE11 9HF | Unit 3 Hermitage Park | Harts Farm Way |  | Havant | HA | PO9 1FA | 2020-11-26 | 3 | 0.5 | 07:30 To 17:30 | BUDDS FARM HAVANT WTW | Estate Road, Hermitage Park | pH Limit | 6 | 10 |  | 31.3 | Vehicle and plant washing (Low Impact) | Hampshire East | Vehicle, plant and equipment washing and cleaning of toilets & welfare units | Hire & servicing of portable toilets & welfare units. | Consent | PENNER ROAD HAVANT WPS
17640 | 1 | Tier 2 Consent | GAP Group Limited | Gap Group | Blenheim Place | Dunston Industrial Estate | Gateshead | Tyne And Wear | NE11 9HF | Unit 3 Hermitage Park | Harts Farm Way |  | Havant | HA | PO9 1FA | 2020-11-26 | 3 | 0.5 | 07:30 To 17:30 | BUDDS FARM HAVANT WTW | Estate Road, Hermitage Park | Phosphorus Total | - | 100 | ug/l | 31.3 | Vehicle and plant washing (Low Impact) | Hampshire East | Vehicle, plant and equipment washing and cleaning of toilets & welfare units | Hire & servicing of portable toilets & welfare units. | Consent | PENNER ROAD HAVANT WPS
17640 | 1 | Tier 2 Consent | GAP Group Limited | Gap Group | Blenheim Place | Dunston Industrial Estate | Gateshead | Tyne And Wear | NE11 9HF | Unit 3 Hermitage Park | Harts Farm Way |  | Havant | HA | PO9 1FA | 2020-11-26 | 3 | 0.5 | 07:30 To 17:30 | BUDDS FARM HAVANT WTW | Estate Road, Hermitage Park | Solids Suspended 105 Degrees C | - | 500 | mg/l | 31.3 | Vehicle and plant washing (Low Impact) | Hampshire East | Vehicle, plant and equipment washing and cleaning of toilets & welfare units | Hire & servicing of portable toilets & welfare units. | Consent | PENNER ROAD HAVANT WPS
17640 | 1 | Tier 2 Consent | GAP Group Limited | Gap Group | Blenheim Place | Dunston Industrial Estate | Gateshead | Tyne And Wear | NE11 9HF | Unit 3 Hermitage Park | Harts Farm Way |  | Havant | HA | PO9 1FA | 2020-11-26 | 3 | 0.5 | 07:30 To 17:30 | BUDDS FARM HAVANT WTW | Estate Road, Hermitage Park | Solids Suspended 105C at pH7 | - | 500 | mg/l | 31.3 | Vehicle and plant washing (Low Impact) | Hampshire East | Vehicle, plant and equipment washing and cleaning of toilets & welfare units | Hire & servicing of portable toilets & welfare units. | Consent | PENNER ROAD HAVANT WPS
17655 | 1 | Low Risk Consent | Saint-Gobain Building Distribution Limited | Saint-Gobain House | - | East Leake | Loughborough | Leicestershire | LE12 6JU | 47 | THE MALL | - | FAVERSHAM | KE | ME13 8JP | 2020-12-01 | 1 | 0.02 | 07:00 To 17:00 | FAVERSHAM WTW | The Mall | Chemical Oxygen Demand Shaken as 0 | - | 800 | mg/l | 31.3 | Vehicle and plant washing (Low Impact) | Kent West | Jet washing hire equipment, plant and machinery | Washing of equipment | Consent | ABBEYFIELDS FAVERSHAM WPS
17655 | 1 | Low Risk Consent | Saint-Gobain Building Distribution Limited | Saint-Gobain House | - | East Leake | Loughborough | Leicestershire | LE12 6JU | 47 | THE MALL | - | FAVERSHAM | KE | ME13 8JP | 2020-12-01 | 1 | 0.02 | 07:00 To 17:00 | FAVERSHAM WTW | The Mall | Nitrogen Ammoniacal as N | - | 35 | mg/l | 31.3 | Vehicle and plant washing (Low Impact) | Kent West | Jet washing hire equipment, plant and machinery | Washing of equipment | Consent | ABBEYFIELDS FAVERSHAM WPS
17655 | 1 | Low Risk Consent | Saint-Gobain Building Distribution Limited | Saint-Gobain House | - | East Leake | Loughborough | Leicestershire | LE12 6JU | 47 | THE MALL | - | FAVERSHAM | KE | ME13 8JP | 2020-12-01 | 1 | 0.02 | 07:00 To 17:00 | FAVERSHAM WTW | The Mall | pH Limit | 6 | 10 |  | 31.3 | Vehicle and plant washing (Low Impact) | Kent West | Jet washing hire equipment, plant and machinery | Washing of equipment | Consent | ABBEYFIELDS FAVERSHAM WPS
17655 | 1 | Low Risk Consent | Saint-Gobain Building Distribution Limited | Saint-Gobain House | - | East Leake | Loughborough | Leicestershire | LE12 6JU | 47 | THE MALL | - | FAVERSHAM | KE | ME13 8JP | 2020-12-01 | 1 | 0.02 | 07:00 To 17:00 | FAVERSHAM WTW | The Mall | Solids Suspended 105 Degrees C | - | 400 | mg/l | 31.3 | Vehicle and plant washing (Low Impact) | Kent West | Jet washing hire equipment, plant and machinery | Washing of equipment | Consent | ABBEYFIELDS FAVERSHAM WPS
17658 | 1 | Low Risk Consent | Saint-Gobain Building Distribution Limited | Saint-Gobain House | - | East Leake | Loughborough | Leicestershire | LE12 6JU | JEWSON | RIVERDALE ROAD | - | CANTERBURY | KE | CT1 1TG | 2020-12-10 | 1 | 0.02 | 07:00 To 17:00 | CANTERBURY WTW | A28 Sturry Road | Chemical Oxygen Demand Shaken as 0 | - | 800 | mg/l | 31.3 | Vehicle and plant washing (Low Impact) | Kent East | Jet washing hire equipment and plant and machinery | Plant Hire | Consent | Low Risk Consent - Unknown
17658 | 1 | Low Risk Consent | Saint-Gobain Building Distribution Limited | Saint-Gobain House | - | East Leake | Loughborough | Leicestershire | LE12 6JU | JEWSON | RIVERDALE ROAD | - | CANTERBURY | KE | CT1 1TG | 2020-12-10 | 1 | 0.02 | 07:00 To 17:00 | CANTERBURY WTW | A28 Sturry Road | Nitrogen Ammoniacal as N | - | 35 | mg/l | 31.3 | Vehicle and plant washing (Low Impact) | Kent East | Jet washing hire equipment and plant and machinery | Plant Hire | Consent | Low Risk Consent - Unknown
17658 | 1 | Low Risk Consent | Saint-Gobain Building Distribution Limited | Saint-Gobain House | - | East Leake | Loughborough | Leicestershire | LE12 6JU | JEWSON | RIVERDALE ROAD | - | CANTERBURY | KE | CT1 1TG | 2020-12-10 | 1 | 0.02 | 07:00 To 17:00 | CANTERBURY WTW | A28 Sturry Road | pH Limit | 6 | 10 |  | 31.3 | Vehicle and plant washing (Low Impact) | Kent East | Jet washing hire equipment and plant and machinery | Plant Hire | Consent | Low Risk Consent - Unknown
17658 | 1 | Low Risk Consent | Saint-Gobain Building Distribution Limited | Saint-Gobain House | - | East Leake | Loughborough | Leicestershire | LE12 6JU | JEWSON | RIVERDALE ROAD | - | CANTERBURY | KE | CT1 1TG | 2020-12-10 | 1 | 0.02 | 07:00 To 17:00 | CANTERBURY WTW | A28 Sturry Road | Solids Suspended 105 Degrees C | - | 400 | mg/l | 31.3 | Vehicle and plant washing (Low Impact) | Kent East | Jet washing hire equipment and plant and machinery | Plant Hire | Consent | Low Risk Consent - Unknown
17660 | 1 | Low Risk Consent | Brewhouse & Kitchen Limited | Office Above The Brewpub | 2a Corsica Street | - | London | - | N5 1JJ | BEECHWOOD HALL | WYKEHAM ROAD | - | WORTHING | SW | BN11 4JD | 2021-01-01 | 2 | 0.25 | 10:00 To 12:00 | EAST WORTHING WTW | Wykeham Road | Chemical Oxygen Demand Shaken as 0 | - | 7000 | mg/l | 1.3 | Alcoholic beverages (Low Impact) | Sussex West | Cleaning of the micro brewery before brewing, typically 3 times a week | Microbrewery | Consent | Pre Market Reform
17660 | 1 | Low Risk Consent | Brewhouse & Kitchen Limited | Office Above The Brewpub | 2a Corsica Street | - | London | - | N5 1JJ | BEECHWOOD HALL | WYKEHAM ROAD | - | WORTHING | SW | BN11 4JD | 2021-01-01 | 2 | 0.25 | 10:00 To 12:00 | EAST WORTHING WTW | Wykeham Road | pH | 6 | 10 | pH Units | 1.3 | Alcoholic beverages (Low Impact) | Sussex West | Cleaning of the micro brewery before brewing, typically 3 times a week | Microbrewery | Consent | Pre Market Reform
17660 | 1 | Low Risk Consent | Brewhouse & Kitchen Limited | Office Above The Brewpub | 2a Corsica Street | - | London | - | N5 1JJ | BEECHWOOD HALL | WYKEHAM ROAD | - | WORTHING | SW | BN11 4JD | 2021-01-01 | 2 | 0.25 | 10:00 To 12:00 | EAST WORTHING WTW | Wykeham Road | Solids Suspended 105 Degrees C | - | 1400 | mg/l | 1.3 | Alcoholic beverages (Low Impact) | Sussex West | Cleaning of the micro brewery before brewing, typically 3 times a week | Microbrewery | Consent | Pre Market Reform
17660 | 1 | Low Risk Consent | Brewhouse & Kitchen Limited | Office Above The Brewpub | 2a Corsica Street | - | London | - | N5 1JJ | BEECHWOOD HALL | WYKEHAM ROAD | - | WORTHING | SW | BN11 4JD | 2021-01-01 | 2 | 0.25 | 10:00 To 12:00 | EAST WORTHING WTW | Wykeham Road | Sulphate as S04 | - | 500 | mg/l | 1.3 | Alcoholic beverages (Low Impact) | Sussex West | Cleaning of the micro brewery before brewing, typically 3 times a week | Microbrewery | Consent | Pre Market Reform
17672 | 1 | Tier 2 Consent | University of Portsmouth | University House | Winston Churchill Avenue |  | Portsmouth | Hampshire | PO1 2UP | Spinnaker Sports Science | CAMBRIDGE ROAD | - | PORTSMOUTH |  | PO1 2ER | 2021-01-29 | 12 | 0.46 | 08:00 To 18:00 | BUDDS FARM HAVANT WTW | Discharge point is connected to the sewer which then runs towards the adjacent Nuffield Building and runs parallel to Cambridge Road | Chemical Oxygen Demand Settled as 0 | - | 800 | mg/l | 38.2 | Laboratory and research activities (Low Impact) | Hampshire East | 12000 litre research pool to be used for sport science research and teaching located in the building and emptied and refilled 4 - 5 times a year. 4000 litre research pool to be used for sport science research and teaching located in the building and emptied and refilled 4 - 5 times a year. | University of Portsmouth-Education | Consent | ST ANDREWS ROAD SOUTHSEA WPS
17672 | 1 | Tier 2 Consent | University of Portsmouth | University House | Winston Churchill Avenue |  | Portsmouth | Hampshire | PO1 2UP | Spinnaker Sports Science | CAMBRIDGE ROAD | - | PORTSMOUTH |  | PO1 2ER | 2021-01-29 | 12 | 0.46 | 08:00 To 18:00 | BUDDS FARM HAVANT WTW | Discharge point is connected to the sewer which then runs towards the adjacent Nuffield Building and runs parallel to Cambridge Road | Chloride | - | 500 | mg/l | 38.2 | Laboratory and research activities (Low Impact) | Hampshire East | 12000 litre research pool to be used for sport science research and teaching located in the building and emptied and refilled 4 - 5 times a year. 4000 litre research pool to be used for sport science research and teaching located in the building and emptied and refilled 4 - 5 times a year. | University of Portsmouth-Education | Consent | ST ANDREWS ROAD SOUTHSEA WPS
17672 | 1 | Tier 2 Consent | University of Portsmouth | University House | Winston Churchill Avenue |  | Portsmouth | Hampshire | PO1 2UP | Spinnaker Sports Science | CAMBRIDGE ROAD | - | PORTSMOUTH |  | PO1 2ER | 2021-01-29 | 12 | 0.46 | 08:00 To 18:00 | BUDDS FARM HAVANT WTW | Discharge point is connected to the sewer which then runs towards the adjacent Nuffield Building and runs parallel to Cambridge Road | Nitrogen Ammoniacal as N | - | 20 | mg/l | 38.2 | Laboratory and research activities (Low Impact) | Hampshire East | 12000 litre research pool to be used for sport science research and teaching located in the building and emptied and refilled 4 - 5 times a year. 4000 litre research pool to be used for sport science research and teaching located in the building and emptied and refilled 4 - 5 times a year. | University of Portsmouth-Education | Consent | ST ANDREWS ROAD SOUTHSEA WPS
17672 | 1 | Tier 2 Consent | University of Portsmouth | University House | Winston Churchill Avenue |  | Portsmouth | Hampshire | PO1 2UP | Spinnaker Sports Science | CAMBRIDGE ROAD | - | PORTSMOUTH |  | PO1 2ER | 2021-01-29 | 12 | 0.46 | 08:00 To 18:00 | BUDDS FARM HAVANT WTW | Discharge point is connected to the sewer which then runs towards the adjacent Nuffield Building and runs parallel to Cambridge Road | pH Limit | 6 | 10 |  | 38.2 | Laboratory and research activities (Low Impact) | Hampshire East | 12000 litre research pool to be used for sport science research and teaching located in the building and emptied and refilled 4 - 5 times a year. 4000 litre research pool to be used for sport science research and teaching located in the building and emptied and refilled 4 - 5 times a year. | University of Portsmouth-Education | Consent | ST ANDREWS ROAD SOUTHSEA WPS
17672 | 1 | Tier 2 Consent | University of Portsmouth | University House | Winston Churchill Avenue |  | Portsmouth | Hampshire | PO1 2UP | Spinnaker Sports Science | CAMBRIDGE ROAD | - | PORTSMOUTH |  | PO1 2ER | 2021-01-29 | 12 | 0.46 | 08:00 To 18:00 | BUDDS FARM HAVANT WTW | Discharge point is connected to the sewer which then runs towards the adjacent Nuffield Building and runs parallel to Cambridge Road | Solids Suspended 105C at pH7 | - | 400 | mg/l | 38.2 | Laboratory and research activities (Low Impact) | Hampshire East | 12000 litre research pool to be used for sport science research and teaching located in the building and emptied and refilled 4 - 5 times a year. 4000 litre research pool to be used for sport science research and teaching located in the building and emptied and refilled 4 - 5 times a year. | University of Portsmouth-Education | Consent | ST ANDREWS ROAD SOUTHSEA WPS
17674 | 2 | Tier 2 Consent | Monkey Brewhouse Limited | 167 | Southampton Road | - | Lymington | Hampshire | SO41 9HA | 167 The Monkey House | SOUTHAMPTON ROAD | - | LYMINGTON |  | SO41 9HA | 2021-02-02 | 2 | 0.14 | 08:00 To 23:00 | MILFORD ROAD PENNINGTON WTW | Stratford Place | Chemical Oxygen Demand Shaken as 0 | - | 7000 | mg/l | 1.3 | Alcoholic beverages (Low Impact) | Hampshire West | Waste liquids arising from the processes involved in the brewing of beer and washing of associated plant and vessels. Brewing of beer produces waste liquid arising from boiling wort, fermentation byproducts & the cleaning of various vessels following brewing, fermentation or the washing of container | Public house with microbrewery attached. | Consent | 3 HURST ROAD LYMINGTON WPS
17674 | 2 | Tier 2 Consent | Monkey Brewhouse Limited | 167 | Southampton Road | - | Lymington | Hampshire | SO41 9HA | 167 The Monkey House | SOUTHAMPTON ROAD | - | LYMINGTON |  | SO41 9HA | 2021-02-02 | 2 | 0.14 | 08:00 To 23:00 | MILFORD ROAD PENNINGTON WTW | Stratford Place | Nitrogen Ammoniacal as N | - | 35 | mg/l | 1.3 | Alcoholic beverages (Low Impact) | Hampshire West | Waste liquids arising from the processes involved in the brewing of beer and washing of associated plant and vessels. Brewing of beer produces waste liquid arising from boiling wort, fermentation byproducts & the cleaning of various vessels following brewing, fermentation or the washing of container | Public house with microbrewery attached. | Consent | 3 HURST ROAD LYMINGTON WPS
17674 | 2 | Tier 2 Consent | Monkey Brewhouse Limited | 167 | Southampton Road | - | Lymington | Hampshire | SO41 9HA | 167 The Monkey House | SOUTHAMPTON ROAD | - | LYMINGTON |  | SO41 9HA | 2021-02-02 | 2 | 0.14 | 08:00 To 23:00 | MILFORD ROAD PENNINGTON WTW | Stratford Place | pH | 6 | 10 | pH Units | 1.3 | Alcoholic beverages (Low Impact) | Hampshire West | Waste liquids arising from the processes involved in the brewing of beer and washing of associated plant and vessels. Brewing of beer produces waste liquid arising from boiling wort, fermentation byproducts & the cleaning of various vessels following brewing, fermentation or the washing of container | Public house with microbrewery attached. | Consent | 3 HURST ROAD LYMINGTON WPS
17674 | 2 | Tier 2 Consent | Monkey Brewhouse Limited | 167 | Southampton Road | - | Lymington | Hampshire | SO41 9HA | 167 The Monkey House | SOUTHAMPTON ROAD | - | LYMINGTON |  | SO41 9HA | 2021-02-02 | 2 | 0.14 | 08:00 To 23:00 | MILFORD ROAD PENNINGTON WTW | Stratford Place | Solids Suspended 105 Degrees C | - | 1400 | mg/l | 1.3 | Alcoholic beverages (Low Impact) | Hampshire West | Waste liquids arising from the processes involved in the brewing of beer and washing of associated plant and vessels. Brewing of beer produces waste liquid arising from boiling wort, fermentation byproducts & the cleaning of various vessels following brewing, fermentation or the washing of container | Public house with microbrewery attached. | Consent | 3 HURST ROAD LYMINGTON WPS
17674 | 2 | Tier 2 Consent | Monkey Brewhouse Limited | 167 | Southampton Road | - | Lymington | Hampshire | SO41 9HA | 167 The Monkey House | SOUTHAMPTON ROAD | - | LYMINGTON |  | SO41 9HA | 2021-02-02 | 2 | 0.14 | 08:00 To 23:00 | MILFORD ROAD PENNINGTON WTW | Stratford Place | Sulphate as S04 | - | 500 | mg/l | 1.3 | Alcoholic beverages (Low Impact) | Hampshire West | Waste liquids arising from the processes involved in the brewing of beer and washing of associated plant and vessels. Brewing of beer produces waste liquid arising from boiling wort, fermentation byproducts & the cleaning of various vessels following brewing, fermentation or the washing of container | Public house with microbrewery attached. | Consent | 3 HURST ROAD LYMINGTON WPS
17677 | 1 | Low Risk Consent | Hampshire County Council | Strategic Police Headquarters | Leigh Road | - | Eastleigh | Hampshire | SO50 9SJ | POLICE STATION | DANCES LANE |  | WHITCHURCH | HA | RG28 7EG | 2021-02-01 | 0.95 | 0.22 | 00:00 To 23:59 | WHITCHURCH WTW | Dance's Lane | Chemical Oxygen Demand Shaken as 0 | - | 800 | mg/l | 31.2 | Vehicle and plant washing (Low Impact) | Hampshire West | vehicle jet washing area, to wash police vehicles. | Hampshire constabulary police station | Consent | GREAT TOWN BRIDGE WHITCHURCH WPS
17677 | 1 | Low Risk Consent | Hampshire County Council | Strategic Police Headquarters | Leigh Road | - | Eastleigh | Hampshire | SO50 9SJ | POLICE STATION | DANCES LANE |  | WHITCHURCH | HA | RG28 7EG | 2021-02-01 | 0.95 | 0.22 | 00:00 To 23:59 | WHITCHURCH WTW | Dance's Lane | Nitrogen Ammoniacal as N | - | 35 | mg/l | 31.2 | Vehicle and plant washing (Low Impact) | Hampshire West | vehicle jet washing area, to wash police vehicles. | Hampshire constabulary police station | Consent | GREAT TOWN BRIDGE WHITCHURCH WPS
17677 | 1 | Low Risk Consent | Hampshire County Council | Strategic Police Headquarters | Leigh Road | - | Eastleigh | Hampshire | SO50 9SJ | POLICE STATION | DANCES LANE |  | WHITCHURCH | HA | RG28 7EG | 2021-02-01 | 0.95 | 0.22 | 00:00 To 23:59 | WHITCHURCH WTW | Dance's Lane | pH Limit | 6 | 10 |  | 31.2 | Vehicle and plant washing (Low Impact) | Hampshire West | vehicle jet washing area, to wash police vehicles. | Hampshire constabulary police station | Consent | GREAT TOWN BRIDGE WHITCHURCH WPS
17677 | 1 | Low Risk Consent | Hampshire County Council | Strategic Police Headquarters | Leigh Road | - | Eastleigh | Hampshire | SO50 9SJ | POLICE STATION | DANCES LANE |  | WHITCHURCH | HA | RG28 7EG | 2021-02-01 | 0.95 | 0.22 | 00:00 To 23:59 | WHITCHURCH WTW | Dance's Lane | Solids Suspended 105 Degrees C | - | 400 | mg/l | 31.2 | Vehicle and plant washing (Low Impact) | Hampshire West | vehicle jet washing area, to wash police vehicles. | Hampshire constabulary police station | Consent | GREAT TOWN BRIDGE WHITCHURCH WPS
17679 | 1 | Low Risk Consent | Hampshire County Council | Strategic Police Headquarters | Leigh Road | - | Eastleigh | Hampshire | SO50 9SJ | POLICE STATION | TESTWOOD LANE | - | SOUTHAMPTON | HA | SO40 3ZE | 2021-02-01 | 0.95 | 0.22 | 00:00 To 23:59 | SLOWHILL COPSE MARCHWOOD WTW | Testwood Lane | Chemical Oxygen Demand Shaken as 0 | - | 800 | mg/l | 31.2 | Vehicle and plant washing (Low Impact) | Hampshire West | vehicle jet washing area, for police vehicles. Additional information: The vehicle washing detergents are drawn from the container into the jet washer unit and sprayed diluted onto the vehicle. We use about 25 ltrs every 56 days | Hampshire constabulary police station | Consent | DOWNES PARK TOTTON WPS
17679 | 1 | Low Risk Consent | Hampshire County Council | Strategic Police Headquarters | Leigh Road | - | Eastleigh | Hampshire | SO50 9SJ | POLICE STATION | TESTWOOD LANE | - | SOUTHAMPTON | HA | SO40 3ZE | 2021-02-01 | 0.95 | 0.22 | 00:00 To 23:59 | SLOWHILL COPSE MARCHWOOD WTW | Testwood Lane | Nitrogen Ammoniacal as N | - | 35 | mg/l | 31.2 | Vehicle and plant washing (Low Impact) | Hampshire West | vehicle jet washing area, for police vehicles. Additional information: The vehicle washing detergents are drawn from the container into the jet washer unit and sprayed diluted onto the vehicle. We use about 25 ltrs every 56 days | Hampshire constabulary police station | Consent | DOWNES PARK TOTTON WPS
17679 | 1 | Low Risk Consent | Hampshire County Council | Strategic Police Headquarters | Leigh Road | - | Eastleigh | Hampshire | SO50 9SJ | POLICE STATION | TESTWOOD LANE | - | SOUTHAMPTON | HA | SO40 3ZE | 2021-02-01 | 0.95 | 0.22 | 00:00 To 23:59 | SLOWHILL COPSE MARCHWOOD WTW | Testwood Lane | pH | 6 | 10 | pH Units | 31.2 | Vehicle and plant washing (Low Impact) | Hampshire West | vehicle jet washing area, for police vehicles. Additional information: The vehicle washing detergents are drawn from the container into the jet washer unit and sprayed diluted onto the vehicle. We use about 25 ltrs every 56 days | Hampshire constabulary police station | Consent | DOWNES PARK TOTTON WPS
17679 | 1 | Low Risk Consent | Hampshire County Council | Strategic Police Headquarters | Leigh Road | - | Eastleigh | Hampshire | SO50 9SJ | POLICE STATION | TESTWOOD LANE | - | SOUTHAMPTON | HA | SO40 3ZE | 2021-02-01 | 0.95 | 0.22 | 00:00 To 23:59 | SLOWHILL COPSE MARCHWOOD WTW | Testwood Lane | Solids Suspended 105 Degrees C | - | 400 | mg/l | 31.2 | Vehicle and plant washing (Low Impact) | Hampshire West | vehicle jet washing area, for police vehicles. Additional information: The vehicle washing detergents are drawn from the container into the jet washer unit and sprayed diluted onto the vehicle. We use about 25 ltrs every 56 days | Hampshire constabulary police station | Consent | DOWNES PARK TOTTON WPS
17690 | 1 | Low Risk Consent | Veolia ES (UK) Limited |  | 210 Pentonville Road |  | London |  | N1 9JY | VEOLIA COMMERCIAL DEPOT | NEW ROAD | - | NEWHAVEN | SE | BN9 0HE | 2021-02-11 | 5 | 0.38 | 08:00 to 18:00 | NEWHAVEN MAIN WTW | New Road | Chemical Oxygen Demand Shaken as 0 | - | 800 | mg/l | 36.2 | Refuse Containers (Industrial) | Sussex East | Effluent from wash down of refuse vehicles including underside Effluent derived from petrol filling operation spillage | Transport Depot and vehicle wash | Consent | Pre Market Reform
17690 | 1 | Low Risk Consent | Veolia ES (UK) Limited |  | 210 Pentonville Road |  | London |  | N1 9JY | VEOLIA COMMERCIAL DEPOT | NEW ROAD | - | NEWHAVEN | SE | BN9 0HE | 2021-02-11 | 5 | 0.38 | 08:00 to 18:00 | NEWHAVEN MAIN WTW | New Road | Detergents Anionic | - | 50 | mg/l | 36.2 | Refuse Containers (Industrial) | Sussex East | Effluent from wash down of refuse vehicles including underside Effluent derived from petrol filling operation spillage | Transport Depot and vehicle wash | Consent | Pre Market Reform
17690 | 1 | Low Risk Consent | Veolia ES (UK) Limited |  | 210 Pentonville Road |  | London |  | N1 9JY | VEOLIA COMMERCIAL DEPOT | NEW ROAD | - | NEWHAVEN | SE | BN9 0HE | 2021-02-11 | 5 | 0.38 | 08:00 to 18:00 | NEWHAVEN MAIN WTW | New Road | Detergents Cationic | - | 50 | - | 36.2 | Refuse Containers (Industrial) | Sussex East | Effluent from wash down of refuse vehicles including underside Effluent derived from petrol filling operation spillage | Transport Depot and vehicle wash | Consent | Pre Market Reform
17690 | 1 | Low Risk Consent | Veolia ES (UK) Limited |  | 210 Pentonville Road |  | London |  | N1 9JY | VEOLIA COMMERCIAL DEPOT | NEW ROAD | - | NEWHAVEN | SE | BN9 0HE | 2021-02-11 | 5 | 0.38 | 08:00 to 18:00 | NEWHAVEN MAIN WTW | New Road | Detergents Non-Ionic | - | 50 | mg/l | 36.2 | Refuse Containers (Industrial) | Sussex East | Effluent from wash down of refuse vehicles including underside Effluent derived from petrol filling operation spillage | Transport Depot and vehicle wash | Consent | Pre Market Reform
17690 | 1 | Low Risk Consent | Veolia ES (UK) Limited |  | 210 Pentonville Road |  | London |  | N1 9JY | VEOLIA COMMERCIAL DEPOT | NEW ROAD | - | NEWHAVEN | SE | BN9 0HE | 2021-02-11 | 5 | 0.38 | 08:00 to 18:00 | NEWHAVEN MAIN WTW | New Road | Nitrogen Ammoniacal as N | - | 35 | mg/l | 36.2 | Refuse Containers (Industrial) | Sussex East | Effluent from wash down of refuse vehicles including underside Effluent derived from petrol filling operation spillage | Transport Depot and vehicle wash | Consent | Pre Market Reform
17690 | 1 | Low Risk Consent | Veolia ES (UK) Limited |  | 210 Pentonville Road |  | London |  | N1 9JY | VEOLIA COMMERCIAL DEPOT | NEW ROAD | - | NEWHAVEN | SE | BN9 0HE | 2021-02-11 | 5 | 0.38 | 08:00 to 18:00 | NEWHAVEN MAIN WTW | New Road | Oil and Grease | - | 200 | mg/l | 36.2 | Refuse Containers (Industrial) | Sussex East | Effluent from wash down of refuse vehicles including underside Effluent derived from petrol filling operation spillage | Transport Depot and vehicle wash | Consent | Pre Market Reform
17690 | 1 | Low Risk Consent | Veolia ES (UK) Limited |  | 210 Pentonville Road |  | London |  | N1 9JY | VEOLIA COMMERCIAL DEPOT | NEW ROAD | - | NEWHAVEN | SE | BN9 0HE | 2021-02-11 | 5 | 0.38 | 08:00 to 18:00 | NEWHAVEN MAIN WTW | New Road | pH | 6 | 10 | pH Units | 36.2 | Refuse Containers (Industrial) | Sussex East | Effluent from wash down of refuse vehicles including underside Effluent derived from petrol filling operation spillage | Transport Depot and vehicle wash | Consent | Pre Market Reform
17690 | 1 | Low Risk Consent | Veolia ES (UK) Limited |  | 210 Pentonville Road |  | London |  | N1 9JY | VEOLIA COMMERCIAL DEPOT | NEW ROAD | - | NEWHAVEN | SE | BN9 0HE | 2021-02-11 | 5 | 0.38 | 08:00 to 18:00 | NEWHAVEN MAIN WTW | New Road | Solids Suspended 105 Degrees C | - | 400 | mg/l | 36.2 | Refuse Containers (Industrial) | Sussex East | Effluent from wash down of refuse vehicles including underside Effluent derived from petrol filling operation spillage | Transport Depot and vehicle wash | Consent | Pre Market Reform
17690 | 1 | Low Risk Consent | Veolia ES (UK) Limited |  | 210 Pentonville Road |  | London |  | N1 9JY | VEOLIA COMMERCIAL DEPOT | NEW ROAD | - | NEWHAVEN | SE | BN9 0HE | 2021-02-11 | 5 | 0.38 | 08:00 to 18:00 | NEWHAVEN MAIN WTW | New Road | Sulphate as S04 | - | 500 | mg/l | 36.2 | Refuse Containers (Industrial) | Sussex East | Effluent from wash down of refuse vehicles including underside Effluent derived from petrol filling operation spillage | Transport Depot and vehicle wash | Consent | Pre Market Reform
17700 | 1 | Low Risk Consent | Car Park Valeting Limited | Simpson Wreford & Partners, Suffolk House | George Street | Croydon | Surrey |  | CR0 0YN | SAINSBURYS CAR PARK | WESTHAMPNETT ROAD | - | CHICHESTER | SW | PO19 7YR | 2021-03-02 | 4 | 0.25 | 08:00 To 18:00 | CHICHESTER WTW | Customer Car Park, Sainsbury's Supermarket, Westhampnett Road, Chichester, PO19 7YR | Chemical Oxygen Demand Shaken as 0 | 0 | 800 | mg/l | 31.2 | Vehicle and plant washing (Low Impact) | Sussex West | Hand car wash service for users of the customer car park - cars and light vans only - no under-body and/or engine bay cleaning | Hand Car Wash | Consent | Low Risk Consent - Unknown
17700 | 1 | Low Risk Consent | Car Park Valeting Limited | Simpson Wreford & Partners, Suffolk House | George Street | Croydon | Surrey |  | CR0 0YN | SAINSBURYS CAR PARK | WESTHAMPNETT ROAD | - | CHICHESTER | SW | PO19 7YR | 2021-03-02 | 4 | 0.25 | 08:00 To 18:00 | CHICHESTER WTW | Customer Car Park, Sainsbury's Supermarket, Westhampnett Road, Chichester, PO19 7YR | Nitrogen Ammoniacal as N | 0 | 35 | mg/l | 31.2 | Vehicle and plant washing (Low Impact) | Sussex West | Hand car wash service for users of the customer car park - cars and light vans only - no under-body and/or engine bay cleaning | Hand Car Wash | Consent | Low Risk Consent - Unknown
17700 | 1 | Low Risk Consent | Car Park Valeting Limited | Simpson Wreford & Partners, Suffolk House | George Street | Croydon | Surrey |  | CR0 0YN | SAINSBURYS CAR PARK | WESTHAMPNETT ROAD | - | CHICHESTER | SW | PO19 7YR | 2021-03-02 | 4 | 0.25 | 08:00 To 18:00 | CHICHESTER WTW | Customer Car Park, Sainsbury's Supermarket, Westhampnett Road, Chichester, PO19 7YR | pH | 6 | 10 | pH Units | 31.2 | Vehicle and plant washing (Low Impact) | Sussex West | Hand car wash service for users of the customer car park - cars and light vans only - no under-body and/or engine bay cleaning | Hand Car Wash | Consent | Low Risk Consent - Unknown
17700 | 1 | Low Risk Consent | Car Park Valeting Limited | Simpson Wreford & Partners, Suffolk House | George Street | Croydon | Surrey |  | CR0 0YN | SAINSBURYS CAR PARK | WESTHAMPNETT ROAD | - | CHICHESTER | SW | PO19 7YR | 2021-03-02 | 4 | 0.25 | 08:00 To 18:00 | CHICHESTER WTW | Customer Car Park, Sainsbury's Supermarket, Westhampnett Road, Chichester, PO19 7YR | Solids Suspended 105 Degrees C | 0 | 400 | mg/l | 31.2 | Vehicle and plant washing (Low Impact) | Sussex West | Hand car wash service for users of the customer car park - cars and light vans only - no under-body and/or engine bay cleaning | Hand Car Wash | Consent | Low Risk Consent - Unknown
17701 | 1 | Low Risk Consent | Car Park Valeting Limited | Simpson Wreford & Partners, Suffolk House | George Street | Croydon | Surrey |  | CR0 0YN | SAINSBURYS CAR PARK | BROADCUT | - | FAREHAM | HA | PO16 8SU | 2021-03-15 | 4 | 0.25 | 08:00 To 18:00 | PEEL COMMON WTW | Customer Car Park, Sainsbury's Supermarket, Broadcut, Fareham,PO16 8SU | Chemical Oxygen Demand Shaken as 0 | - | 800 | mg/l | 31.3 | Vehicle and plant washing (Low Impact) | Hampshire East | Hand car wash service for users of the customer car park - cars and light vans only - no under-body and/or engine bay cleaning | Hand car wash | Consent | WICKHAM ROAD FAREHAM WPS
17701 | 1 | Low Risk Consent | Car Park Valeting Limited | Simpson Wreford & Partners, Suffolk House | George Street | Croydon | Surrey |  | CR0 0YN | SAINSBURYS CAR PARK | BROADCUT | - | FAREHAM | HA | PO16 8SU | 2021-03-15 | 4 | 0.25 | 08:00 To 18:00 | PEEL COMMON WTW | Customer Car Park, Sainsbury's Supermarket, Broadcut, Fareham,PO16 8SU | Nitrogen Ammoniacal as N | - | 5 | mg/l | 31.3 | Vehicle and plant washing (Low Impact) | Hampshire East | Hand car wash service for users of the customer car park - cars and light vans only - no under-body and/or engine bay cleaning | Hand car wash | Consent | WICKHAM ROAD FAREHAM WPS
17701 | 1 | Low Risk Consent | Car Park Valeting Limited | Simpson Wreford & Partners, Suffolk House | George Street | Croydon | Surrey |  | CR0 0YN | SAINSBURYS CAR PARK | BROADCUT | - | FAREHAM | HA | PO16 8SU | 2021-03-15 | 4 | 0.25 | 08:00 To 18:00 | PEEL COMMON WTW | Customer Car Park, Sainsbury's Supermarket, Broadcut, Fareham,PO16 8SU | Solids Suspended 105C at pH7 | - | 400 | mg/l | 31.3 | Vehicle and plant washing (Low Impact) | Hampshire East | Hand car wash service for users of the customer car park - cars and light vans only - no under-body and/or engine bay cleaning | Hand car wash | Consent | WICKHAM ROAD FAREHAM WPS
17709 | 1 | Low Risk Consent | DPD Group UK Ltd | - | Roebuck Lane | - | Smethwick | West Midlands | B66 1BY | GOTHARD GREEN WAY | GODDARDS GREEN | - | HASSOCKS |  | BN6 9ZJ | 2021-03-16 | 1 | 0.2 | 00:00 to 23:59 | GODDARDS GREEN WTW | The industrial estate pumping station | Chemical Oxygen Demand Shaken as 0 | 0 | 800 | mg/l | 31.2 | Vehicle and plant washing (Low Impact) | Sussex West | Washing of road dirt off delivery vans | Parcel Delivery | Consent | Low Risk Consent - Unknown
17709 | 1 | Low Risk Consent | DPD Group UK Ltd | - | Roebuck Lane | - | Smethwick | West Midlands | B66 1BY | GOTHARD GREEN WAY | GODDARDS GREEN | - | HASSOCKS |  | BN6 9ZJ | 2021-03-16 | 1 | 0.2 | 00:00 to 23:59 | GODDARDS GREEN WTW | The industrial estate pumping station | Nitrogen Ammoniacal as N | 0 | 35 | mg/l | 31.2 | Vehicle and plant washing (Low Impact) | Sussex West | Washing of road dirt off delivery vans | Parcel Delivery | Consent | Low Risk Consent - Unknown
17709 | 1 | Low Risk Consent | DPD Group UK Ltd | - | Roebuck Lane | - | Smethwick | West Midlands | B66 1BY | GOTHARD GREEN WAY | GODDARDS GREEN | - | HASSOCKS |  | BN6 9ZJ | 2021-03-16 | 1 | 0.2 | 00:00 to 23:59 | GODDARDS GREEN WTW | The industrial estate pumping station | Oil and Grease | 0 | 200 | mg/l | 31.2 | Vehicle and plant washing (Low Impact) | Sussex West | Washing of road dirt off delivery vans | Parcel Delivery | Consent | Low Risk Consent - Unknown
17709 | 1 | Low Risk Consent | DPD Group UK Ltd | - | Roebuck Lane | - | Smethwick | West Midlands | B66 1BY | GOTHARD GREEN WAY | GODDARDS GREEN | - | HASSOCKS |  | BN6 9ZJ | 2021-03-16 | 1 | 0.2 | 00:00 to 23:59 | GODDARDS GREEN WTW | The industrial estate pumping station | pH | 6 | 10 | pH Units | 31.2 | Vehicle and plant washing (Low Impact) | Sussex West | Washing of road dirt off delivery vans | Parcel Delivery | Consent | Low Risk Consent - Unknown
17709 | 1 | Low Risk Consent | DPD Group UK Ltd | - | Roebuck Lane | - | Smethwick | West Midlands | B66 1BY | GOTHARD GREEN WAY | GODDARDS GREEN | - | HASSOCKS |  | BN6 9ZJ | 2021-03-16 | 1 | 0.2 | 00:00 to 23:59 | GODDARDS GREEN WTW | The industrial estate pumping station | Solids Suspended 105 Degrees C | 0 | 400 | mg/l | 31.2 | Vehicle and plant washing (Low Impact) | Sussex West | Washing of road dirt off delivery vans | Parcel Delivery | Consent | Low Risk Consent - Unknown
17710 | 3 | Tier 2 Consent | Doka UK Formwork Technologies Limited | Doka Uk Formwork Technolgies Ltd | Unit 4 Swale Way | Eurolink V | Sittingbourne | Kent | ME10 3NH | UNIT 4 DOKA (UK) LTD | SWALE WAY |  | SITTINGBOURNE | KE | ME10 3NH | 2021-05-06 | 12.5 | 0.5 | At all times | SITTINGBOURNE WTW | Swale Way, Sittingbourne, Kent ME10 3NH | Chemical Oxygen Demand Shaken as 0 | - | 2000 | mg/l | 31.1 | Vehicle and plant washing (Medium Impact) | Kent West | Formwork equipment is hired to the UK construction industry. Returned equipment is cleaned before hiring to the next customer. Cleaning involves removing concrete and other construction debris from the equipment. | Cleaning/washing down of construction equipment | Consent | EAST HALL FARM SITTINGBOURNE WPS
17710 | 3 | Tier 2 Consent | Doka UK Formwork Technologies Limited | Doka Uk Formwork Technolgies Ltd | Unit 4 Swale Way | Eurolink V | Sittingbourne | Kent | ME10 3NH | UNIT 4 DOKA (UK) LTD | SWALE WAY |  | SITTINGBOURNE | KE | ME10 3NH | 2021-05-06 | 12.5 | 0.5 | At all times | SITTINGBOURNE WTW | Swale Way, Sittingbourne, Kent ME10 3NH | Chloride | - | 200 | mg/l | 31.1 | Vehicle and plant washing (Medium Impact) | Kent West | Formwork equipment is hired to the UK construction industry. Returned equipment is cleaned before hiring to the next customer. Cleaning involves removing concrete and other construction debris from the equipment. | Cleaning/washing down of construction equipment | Consent | EAST HALL FARM SITTINGBOURNE WPS
17710 | 3 | Tier 2 Consent | Doka UK Formwork Technologies Limited | Doka Uk Formwork Technolgies Ltd | Unit 4 Swale Way | Eurolink V | Sittingbourne | Kent | ME10 3NH | UNIT 4 DOKA (UK) LTD | SWALE WAY |  | SITTINGBOURNE | KE | ME10 3NH | 2021-05-06 | 12.5 | 0.5 | At all times | SITTINGBOURNE WTW | Swale Way, Sittingbourne, Kent ME10 3NH | Nitrogen Ammoniacal as N | - | 35 | mg/l | 31.1 | Vehicle and plant washing (Medium Impact) | Kent West | Formwork equipment is hired to the UK construction industry. Returned equipment is cleaned before hiring to the next customer. Cleaning involves removing concrete and other construction debris from the equipment. | Cleaning/washing down of construction equipment | Consent | EAST HALL FARM SITTINGBOURNE WPS
17710 | 3 | Tier 2 Consent | Doka UK Formwork Technologies Limited | Doka Uk Formwork Technolgies Ltd | Unit 4 Swale Way | Eurolink V | Sittingbourne | Kent | ME10 3NH | UNIT 4 DOKA (UK) LTD | SWALE WAY |  | SITTINGBOURNE | KE | ME10 3NH | 2021-05-06 | 12.5 | 0.5 | At all times | SITTINGBOURNE WTW | Swale Way, Sittingbourne, Kent ME10 3NH | Oil and Grease | - | 200 | mg/l | 31.1 | Vehicle and plant washing (Medium Impact) | Kent West | Formwork equipment is hired to the UK construction industry. Returned equipment is cleaned before hiring to the next customer. Cleaning involves removing concrete and other construction debris from the equipment. | Cleaning/washing down of construction equipment | Consent | EAST HALL FARM SITTINGBOURNE WPS
17710 | 3 | Tier 2 Consent | Doka UK Formwork Technologies Limited | Doka Uk Formwork Technolgies Ltd | Unit 4 Swale Way | Eurolink V | Sittingbourne | Kent | ME10 3NH | UNIT 4 DOKA (UK) LTD | SWALE WAY |  | SITTINGBOURNE | KE | ME10 3NH | 2021-05-06 | 12.5 | 0.5 | At all times | SITTINGBOURNE WTW | Swale Way, Sittingbourne, Kent ME10 3NH | pH Limit | 6 | 10 |  | 31.1 | Vehicle and plant washing (Medium Impact) | Kent West | Formwork equipment is hired to the UK construction industry. Returned equipment is cleaned before hiring to the next customer. Cleaning involves removing concrete and other construction debris from the equipment. | Cleaning/washing down of construction equipment | Consent | EAST HALL FARM SITTINGBOURNE WPS
17710 | 3 | Tier 2 Consent | Doka UK Formwork Technologies Limited | Doka Uk Formwork Technolgies Ltd | Unit 4 Swale Way | Eurolink V | Sittingbourne | Kent | ME10 3NH | UNIT 4 DOKA (UK) LTD | SWALE WAY |  | SITTINGBOURNE | KE | ME10 3NH | 2021-05-06 | 12.5 | 0.5 | At all times | SITTINGBOURNE WTW | Swale Way, Sittingbourne, Kent ME10 3NH | Solids Suspended 105 Degrees C | - | 1000 | mg/l | 31.1 | Vehicle and plant washing (Medium Impact) | Kent West | Formwork equipment is hired to the UK construction industry. Returned equipment is cleaned before hiring to the next customer. Cleaning involves removing concrete and other construction debris from the equipment. | Cleaning/washing down of construction equipment | Consent | EAST HALL FARM SITTINGBOURNE WPS
17710 | 3 | Tier 2 Consent | Doka UK Formwork Technologies Limited | Doka Uk Formwork Technolgies Ltd | Unit 4 Swale Way | Eurolink V | Sittingbourne | Kent | ME10 3NH | UNIT 4 DOKA (UK) LTD | SWALE WAY |  | SITTINGBOURNE | KE | ME10 3NH | 2021-05-06 | 12.5 | 0.5 | At all times | SITTINGBOURNE WTW | Swale Way, Sittingbourne, Kent ME10 3NH | Sulphate as S04 | - | 500 | mg/l | 31.1 | Vehicle and plant washing (Medium Impact) | Kent West | Formwork equipment is hired to the UK construction industry. Returned equipment is cleaned before hiring to the next customer. Cleaning involves removing concrete and other construction debris from the equipment. | Cleaning/washing down of construction equipment | Consent | EAST HALL FARM SITTINGBOURNE WPS
17713 | 1 | Tier 2 Consent | Milestone Infrastructure Limited | Abel Smith House | Gunnels Wood Road |  | Stevenage | Hertfordshire | SG1 2ST | Hampshire County Council Petersfield Highways Depot | BOROUGH ROAD | - | PETERSFIELD | HA | GU32 3ND | 2021-05-01 | 12 | 1.4 | 06:00 To 17:00 | PETERSFIELD WTW | Borough Road | Chemical Oxygen Demand Settled as 0 | - | 800 | mg/l | 31.2 | Vehicle and plant washing (Low Impact) | Hampshire East | Vehicle washing, rain runoff from storage areas, discharge likely to have suspended solids | Hampshire County Council Depot | Consent | LANDPITS LANE PETERSFIELD WPS
17713 | 1 | Tier 2 Consent | Milestone Infrastructure Limited | Abel Smith House | Gunnels Wood Road |  | Stevenage | Hertfordshire | SG1 2ST | Hampshire County Council Petersfield Highways Depot | BOROUGH ROAD | - | PETERSFIELD | HA | GU32 3ND | 2021-05-01 | 12 | 1.4 | 06:00 To 17:00 | PETERSFIELD WTW | Borough Road | Chemical Oxygen Demand Shaken as 0 | - | 800 | mg/l | 31.2 | Vehicle and plant washing (Low Impact) | Hampshire East | Vehicle washing, rain runoff from storage areas, discharge likely to have suspended solids | Hampshire County Council Depot | Consent | LANDPITS LANE PETERSFIELD WPS
17713 | 1 | Tier 2 Consent | Milestone Infrastructure Limited | Abel Smith House | Gunnels Wood Road |  | Stevenage | Hertfordshire | SG1 2ST | Hampshire County Council Petersfield Highways Depot | BOROUGH ROAD | - | PETERSFIELD | HA | GU32 3ND | 2021-05-01 | 12 | 1.4 | 06:00 To 17:00 | PETERSFIELD WTW | Borough Road | Nitrogen Ammoniacal as N | - | 5 | mg/l | 31.2 | Vehicle and plant washing (Low Impact) | Hampshire East | Vehicle washing, rain runoff from storage areas, discharge likely to have suspended solids | Hampshire County Council Depot | Consent | LANDPITS LANE PETERSFIELD WPS
17713 | 1 | Tier 2 Consent | Milestone Infrastructure Limited | Abel Smith House | Gunnels Wood Road |  | Stevenage | Hertfordshire | SG1 2ST | Hampshire County Council Petersfield Highways Depot | BOROUGH ROAD | - | PETERSFIELD | HA | GU32 3ND | 2021-05-01 | 12 | 1.4 | 06:00 To 17:00 | PETERSFIELD WTW | Borough Road | Oil and Grease | - | 200 | mg/l | 31.2 | Vehicle and plant washing (Low Impact) | Hampshire East | Vehicle washing, rain runoff from storage areas, discharge likely to have suspended solids | Hampshire County Council Depot | Consent | LANDPITS LANE PETERSFIELD WPS
17713 | 1 | Tier 2 Consent | Milestone Infrastructure Limited | Abel Smith House | Gunnels Wood Road |  | Stevenage | Hertfordshire | SG1 2ST | Hampshire County Council Petersfield Highways Depot | BOROUGH ROAD | - | PETERSFIELD | HA | GU32 3ND | 2021-05-01 | 12 | 1.4 | 06:00 To 17:00 | PETERSFIELD WTW | Borough Road | pH | 6 | 10 | pH Units | 31.2 | Vehicle and plant washing (Low Impact) | Hampshire East | Vehicle washing, rain runoff from storage areas, discharge likely to have suspended solids | Hampshire County Council Depot | Consent | LANDPITS LANE PETERSFIELD WPS
17713 | 1 | Tier 2 Consent | Milestone Infrastructure Limited | Abel Smith House | Gunnels Wood Road |  | Stevenage | Hertfordshire | SG1 2ST | Hampshire County Council Petersfield Highways Depot | BOROUGH ROAD | - | PETERSFIELD | HA | GU32 3ND | 2021-05-01 | 12 | 1.4 | 06:00 To 17:00 | PETERSFIELD WTW | Borough Road | Solids Suspended 105 Degrees C | - | 400 | mg/l | 31.2 | Vehicle and plant washing (Low Impact) | Hampshire East | Vehicle washing, rain runoff from storage areas, discharge likely to have suspended solids | Hampshire County Council Depot | Consent | LANDPITS LANE PETERSFIELD WPS
17713 | 1 | Tier 2 Consent | Milestone Infrastructure Limited | Abel Smith House | Gunnels Wood Road |  | Stevenage | Hertfordshire | SG1 2ST | Hampshire County Council Petersfield Highways Depot | BOROUGH ROAD | - | PETERSFIELD | HA | GU32 3ND | 2021-05-01 | 12 | 1.4 | 06:00 To 17:00 | PETERSFIELD WTW | Borough Road | Solids Suspended 105C at pH7 | - | 400 | mg/l | 31.2 | Vehicle and plant washing (Low Impact) | Hampshire East | Vehicle washing, rain runoff from storage areas, discharge likely to have suspended solids | Hampshire County Council Depot | Consent | LANDPITS LANE PETERSFIELD WPS
17715 | 3 | Tier 2 Consent | FCC Recycling (UK) Limited | 3 Sidings Court | White Rose Way |  | Doncaster |  | DN4 5NU | RECYCLING PLANT | LAVERSTOCK ROAD |  | MAIDSTONE | KE | ME16 0LE | 2021-05-21 | 86.4 | 1 | At all times | AYLESFORD WTW | Manhole 0001: Southern Water Drawing No. 356231 (Allington landfill) shown on attached drainage plan in NE corner of site. | Chemical Oxygen Demand Shaken as 0 | - | 800 | mg/l | 40.1 | Rainwater and surface water run-off (Medium Impact). Fire fighting foam training | Kent West | Contaminated surface water run-off from the areas which have open top and uncontained waste containers. | Household waste recycling | Consent | DIRECT TO WTW
17715 | 3 | Tier 2 Consent | FCC Recycling (UK) Limited | 3 Sidings Court | White Rose Way |  | Doncaster |  | DN4 5NU | RECYCLING PLANT | LAVERSTOCK ROAD |  | MAIDSTONE | KE | ME16 0LE | 2021-05-21 | 86.4 | 1 | At all times | AYLESFORD WTW | Manhole 0001: Southern Water Drawing No. 356231 (Allington landfill) shown on attached drainage plan in NE corner of site. | Nitrogen Ammoniacal as N | - | 25 | mg/l | 40.1 | Rainwater and surface water run-off (Medium Impact). Fire fighting foam training | Kent West | Contaminated surface water run-off from the areas which have open top and uncontained waste containers. | Household waste recycling | Consent | DIRECT TO WTW
17715 | 3 | Tier 2 Consent | FCC Recycling (UK) Limited | 3 Sidings Court | White Rose Way |  | Doncaster |  | DN4 5NU | RECYCLING PLANT | LAVERSTOCK ROAD |  | MAIDSTONE | KE | ME16 0LE | 2021-05-21 | 86.4 | 1 | At all times | AYLESFORD WTW | Manhole 0001: Southern Water Drawing No. 356231 (Allington landfill) shown on attached drainage plan in NE corner of site. | Oil and Grease | - | 200 | mg/l | 40.1 | Rainwater and surface water run-off (Medium Impact). Fire fighting foam training | Kent West | Contaminated surface water run-off from the areas which have open top and uncontained waste containers. | Household waste recycling | Consent | DIRECT TO WTW
17715 | 3 | Tier 2 Consent | FCC Recycling (UK) Limited | 3 Sidings Court | White Rose Way |  | Doncaster |  | DN4 5NU | RECYCLING PLANT | LAVERSTOCK ROAD |  | MAIDSTONE | KE | ME16 0LE | 2021-05-21 | 86.4 | 1 | At all times | AYLESFORD WTW | Manhole 0001: Southern Water Drawing No. 356231 (Allington landfill) shown on attached drainage plan in NE corner of site. | pH | 6 | 10 | pH Units | 40.1 | Rainwater and surface water run-off (Medium Impact). Fire fighting foam training | Kent West | Contaminated surface water run-off from the areas which have open top and uncontained waste containers. | Household waste recycling | Consent | DIRECT TO WTW
17715 | 3 | Tier 2 Consent | FCC Recycling (UK) Limited | 3 Sidings Court | White Rose Way |  | Doncaster |  | DN4 5NU | RECYCLING PLANT | LAVERSTOCK ROAD |  | MAIDSTONE | KE | ME16 0LE | 2021-05-21 | 86.4 | 1 | At all times | AYLESFORD WTW | Manhole 0001: Southern Water Drawing No. 356231 (Allington landfill) shown on attached drainage plan in NE corner of site. | Solids Suspended 105 Degrees C | - | 400 | mg/l | 40.1 | Rainwater and surface water run-off (Medium Impact). Fire fighting foam training | Kent West | Contaminated surface water run-off from the areas which have open top and uncontained waste containers. | Household waste recycling | Consent | DIRECT TO WTW
17715 | 3 | Tier 2 Consent | FCC Recycling (UK) Limited | 3 Sidings Court | White Rose Way |  | Doncaster |  | DN4 5NU | RECYCLING PLANT | LAVERSTOCK ROAD |  | MAIDSTONE | KE | ME16 0LE | 2021-05-21 | 86.4 | 1 | At all times | AYLESFORD WTW | Manhole 0001: Southern Water Drawing No. 356231 (Allington landfill) shown on attached drainage plan in NE corner of site. | Sulphate as S04 | - | 500 | mg/l | 40.1 | Rainwater and surface water run-off (Medium Impact). Fire fighting foam training | Kent West | Contaminated surface water run-off from the areas which have open top and uncontained waste containers. | Household waste recycling | Consent | DIRECT TO WTW
17715 | 3 | Tier 2 Consent | FCC Recycling (UK) Limited | 3 Sidings Court | White Rose Way |  | Doncaster |  | DN4 5NU | RECYCLING PLANT | LAVERSTOCK ROAD |  | MAIDSTONE | KE | ME16 0LE | 2021-05-21 | 86.4 | 1 | At all times | AYLESFORD WTW | Manhole 0001: Southern Water Drawing No. 356231 (Allington landfill) shown on attached drainage plan in NE corner of site. | Sulphide as S | - | 1 | mg/l | 40.1 | Rainwater and surface water run-off (Medium Impact). Fire fighting foam training | Kent West | Contaminated surface water run-off from the areas which have open top and uncontained waste containers. | Household waste recycling | Consent | DIRECT TO WTW
17735 | 2 | Tier 2 Consent | Amphenol Limited | - | Thanet Way | Tankerton | Whitstable | Kent | CT5 3JF | AMPHENOL COMPLEX | THANET WAY | - | WHITSTABLE | KE | CT5 3JF | 2021-06-24 | 3 | 0.1 | At all times | SWALECLIFFE WTW | Old Thanet Way, CT5 3JF | Chemical Oxygen Demand Shaken as 0 | - | 2000 | mg/l | 8.1 | Engineering (High risk) | Kent East | Deburring of metal components | Manufacture of electrical connectors. | Consent | BROOK ROAD SWALECLIFFE NEW WPS
17735 | 2 | Tier 2 Consent | Amphenol Limited | - | Thanet Way | Tankerton | Whitstable | Kent | CT5 3JF | AMPHENOL COMPLEX | THANET WAY | - | WHITSTABLE | KE | CT5 3JF | 2021-06-24 | 3 | 0.1 | At all times | SWALECLIFFE WTW | Old Thanet Way, CT5 3JF | Chromium Total mg/l | - | 0.5 | ug/l | 8.1 | Engineering (High risk) | Kent East | Deburring of metal components | Manufacture of electrical connectors. | Consent | BROOK ROAD SWALECLIFFE NEW WPS
17735 | 2 | Tier 2 Consent | Amphenol Limited | - | Thanet Way | Tankerton | Whitstable | Kent | CT5 3JF | AMPHENOL COMPLEX | THANET WAY | - | WHITSTABLE | KE | CT5 3JF | 2021-06-24 | 3 | 0.1 | At all times | SWALECLIFFE WTW | Old Thanet Way, CT5 3JF | Copper Total | - | 0.5 | ug/l | 8.1 | Engineering (High risk) | Kent East | Deburring of metal components | Manufacture of electrical connectors. | Consent | BROOK ROAD SWALECLIFFE NEW WPS
17735 | 2 | Tier 2 Consent | Amphenol Limited | - | Thanet Way | Tankerton | Whitstable | Kent | CT5 3JF | AMPHENOL COMPLEX | THANET WAY | - | WHITSTABLE | KE | CT5 3JF | 2021-06-24 | 3 | 0.1 | At all times | SWALECLIFFE WTW | Old Thanet Way, CT5 3JF | Lead Total | - | 0.5 | ug/l | 8.1 | Engineering (High risk) | Kent East | Deburring of metal components | Manufacture of electrical connectors. | Consent | BROOK ROAD SWALECLIFFE NEW WPS
17735 | 2 | Tier 2 Consent | Amphenol Limited | - | Thanet Way | Tankerton | Whitstable | Kent | CT5 3JF | AMPHENOL COMPLEX | THANET WAY | - | WHITSTABLE | KE | CT5 3JF | 2021-06-24 | 3 | 0.1 | At all times | SWALECLIFFE WTW | Old Thanet Way, CT5 3JF | Nickel Total | - | 0.5 | ug/l | 8.1 | Engineering (High risk) | Kent East | Deburring of metal components | Manufacture of electrical connectors. | Consent | BROOK ROAD SWALECLIFFE NEW WPS
17735 | 2 | Tier 2 Consent | Amphenol Limited | - | Thanet Way | Tankerton | Whitstable | Kent | CT5 3JF | AMPHENOL COMPLEX | THANET WAY | - | WHITSTABLE | KE | CT5 3JF | 2021-06-24 | 3 | 0.1 | At all times | SWALECLIFFE WTW | Old Thanet Way, CT5 3JF | Nitrogen Ammoniacal as N | - | 35 | mg/l | 8.1 | Engineering (High risk) | Kent East | Deburring of metal components | Manufacture of electrical connectors. | Consent | BROOK ROAD SWALECLIFFE NEW WPS
17735 | 2 | Tier 2 Consent | Amphenol Limited | - | Thanet Way | Tankerton | Whitstable | Kent | CT5 3JF | AMPHENOL COMPLEX | THANET WAY | - | WHITSTABLE | KE | CT5 3JF | 2021-06-24 | 3 | 0.1 | At all times | SWALECLIFFE WTW | Old Thanet Way, CT5 3JF | Oil and Grease | - | 200 | mg/l | 8.1 | Engineering (High risk) | Kent East | Deburring of metal components | Manufacture of electrical connectors. | Consent | BROOK ROAD SWALECLIFFE NEW WPS
17735 | 2 | Tier 2 Consent | Amphenol Limited | - | Thanet Way | Tankerton | Whitstable | Kent | CT5 3JF | AMPHENOL COMPLEX | THANET WAY | - | WHITSTABLE | KE | CT5 3JF | 2021-06-24 | 3 | 0.1 | At all times | SWALECLIFFE WTW | Old Thanet Way, CT5 3JF | pH | 6 | 10 | pH Units | 8.1 | Engineering (High risk) | Kent East | Deburring of metal components | Manufacture of electrical connectors. | Consent | BROOK ROAD SWALECLIFFE NEW WPS
17735 | 2 | Tier 2 Consent | Amphenol Limited | - | Thanet Way | Tankerton | Whitstable | Kent | CT5 3JF | AMPHENOL COMPLEX | THANET WAY | - | WHITSTABLE | KE | CT5 3JF | 2021-06-24 | 3 | 0.1 | At all times | SWALECLIFFE WTW | Old Thanet Way, CT5 3JF | Solids Suspended 105 Degrees C | - | 200 | mg/l | 8.1 | Engineering (High risk) | Kent East | Deburring of metal components | Manufacture of electrical connectors. | Consent | BROOK ROAD SWALECLIFFE NEW WPS
17735 | 2 | Tier 2 Consent | Amphenol Limited | - | Thanet Way | Tankerton | Whitstable | Kent | CT5 3JF | AMPHENOL COMPLEX | THANET WAY | - | WHITSTABLE | KE | CT5 3JF | 2021-06-24 | 3 | 0.1 | At all times | SWALECLIFFE WTW | Old Thanet Way, CT5 3JF | Sulphate as S04 | - | 500 | mg/l | 8.1 | Engineering (High risk) | Kent East | Deburring of metal components | Manufacture of electrical connectors. | Consent | BROOK ROAD SWALECLIFFE NEW WPS
17735 | 2 | Tier 2 Consent | Amphenol Limited | - | Thanet Way | Tankerton | Whitstable | Kent | CT5 3JF | AMPHENOL COMPLEX | THANET WAY | - | WHITSTABLE | KE | CT5 3JF | 2021-06-24 | 3 | 0.1 | At all times | SWALECLIFFE WTW | Old Thanet Way, CT5 3JF | Zinc Total mg/l | - | 0.5 | ug/l | 8.1 | Engineering (High risk) | Kent East | Deburring of metal components | Manufacture of electrical connectors. | Consent | BROOK ROAD SWALECLIFFE NEW WPS
17737 | 1 | Low Risk Consent | Sekisui Diagnostics (UK) Limited | Sekisui Diagnostics (UK) Ltd | Liphook Way | Allington | Maidstone | Kent | ME16 0LQ | UNIT 3 NIMBUS ENTERPRISE PARK 20/20 | LIPHOOK WAY | - | MAIDSTONE | KE | ME16 0FZ | 2021-05-10 | 2 | 1 | At all times | AYLESFORD WTW | Nimbis Enterprise Park, Liphook Way | Chemical Oxygen Demand Shaken as 0 | - | 800 | mg/l | 38.2 | Laboratory and research activities (Low Impact) | Kent West | Microbial fermentation, extraction and purification of proteins | Manufacture of Enzymes and Substrates for Clinical Diagnostics test kit market | Consent | Low Risk Consent - Unknown
17737 | 1 | Low Risk Consent | Sekisui Diagnostics (UK) Limited | Sekisui Diagnostics (UK) Ltd | Liphook Way | Allington | Maidstone | Kent | ME16 0LQ | UNIT 3 NIMBUS ENTERPRISE PARK 20/20 | LIPHOOK WAY | - | MAIDSTONE | KE | ME16 0FZ | 2021-05-10 | 2 | 1 | At all times | AYLESFORD WTW | Nimbis Enterprise Park, Liphook Way | Nitrogen Ammoniacal as N | - | 35 | mg/l | 38.2 | Laboratory and research activities (Low Impact) | Kent West | Microbial fermentation, extraction and purification of proteins | Manufacture of Enzymes and Substrates for Clinical Diagnostics test kit market | Consent | Low Risk Consent - Unknown
17737 | 1 | Low Risk Consent | Sekisui Diagnostics (UK) Limited | Sekisui Diagnostics (UK) Ltd | Liphook Way | Allington | Maidstone | Kent | ME16 0LQ | UNIT 3 NIMBUS ENTERPRISE PARK 20/20 | LIPHOOK WAY | - | MAIDSTONE | KE | ME16 0FZ | 2021-05-10 | 2 | 1 | At all times | AYLESFORD WTW | Nimbis Enterprise Park, Liphook Way | pH Limit | 6 | 10 |  | 38.2 | Laboratory and research activities (Low Impact) | Kent West | Microbial fermentation, extraction and purification of proteins | Manufacture of Enzymes and Substrates for Clinical Diagnostics test kit market | Consent | Low Risk Consent - Unknown
17737 | 1 | Low Risk Consent | Sekisui Diagnostics (UK) Limited | Sekisui Diagnostics (UK) Ltd | Liphook Way | Allington | Maidstone | Kent | ME16 0LQ | UNIT 3 NIMBUS ENTERPRISE PARK 20/20 | LIPHOOK WAY | - | MAIDSTONE | KE | ME16 0FZ | 2021-05-10 | 2 | 1 | At all times | AYLESFORD WTW | Nimbis Enterprise Park, Liphook Way | Solids Suspended 105 Degrees C | - | 400 | mg/l | 38.2 | Laboratory and research activities (Low Impact) | Kent West | Microbial fermentation, extraction and purification of proteins | Manufacture of Enzymes and Substrates for Clinical Diagnostics test kit market | Consent | Low Risk Consent - Unknown
17738 | 2 | Tier 2 Consent | English Wines Plc | Chapel Down Winery | Small Hythe Road |  | Tenterden | Kent | TN30 7NG | 1 | VICTORIA ROAD |  | ASHFORD | KE | TN23 7HH | 2021-04-20 | 2.5 | 0.5 | At all times | ASHFORD WTW | Victoria Road | Chemical Oxygen Demand Shaken as 0 | - | 10000 | mg/l | 1.2 | Alcoholic beverages (Medium Impact) | Kent East | Disgorging of wines, effluent from bottling plant and associated cleaning. | Disgorging of traditional method wines & dispatch of finished goods. | Consent | HENWOOD INDUSTRIAL ESTATE ASHFORD WPS
17738 | 2 | Tier 2 Consent | English Wines Plc | Chapel Down Winery | Small Hythe Road |  | Tenterden | Kent | TN30 7NG | 1 | VICTORIA ROAD |  | ASHFORD | KE | TN23 7HH | 2021-04-20 | 2.5 | 0.5 | At all times | ASHFORD WTW | Victoria Road | Nitrogen Ammoniacal as N | - | 35 | mg/l | 1.2 | Alcoholic beverages (Medium Impact) | Kent East | Disgorging of wines, effluent from bottling plant and associated cleaning. | Disgorging of traditional method wines & dispatch of finished goods. | Consent | HENWOOD INDUSTRIAL ESTATE ASHFORD WPS
17738 | 2 | Tier 2 Consent | English Wines Plc | Chapel Down Winery | Small Hythe Road |  | Tenterden | Kent | TN30 7NG | 1 | VICTORIA ROAD |  | ASHFORD | KE | TN23 7HH | 2021-04-20 | 2.5 | 0.5 | At all times | ASHFORD WTW | Victoria Road | pH | 6 | 10 | pH Units | 1.2 | Alcoholic beverages (Medium Impact) | Kent East | Disgorging of wines, effluent from bottling plant and associated cleaning. | Disgorging of traditional method wines & dispatch of finished goods. | Consent | HENWOOD INDUSTRIAL ESTATE ASHFORD WPS
17738 | 2 | Tier 2 Consent | English Wines Plc | Chapel Down Winery | Small Hythe Road |  | Tenterden | Kent | TN30 7NG | 1 | VICTORIA ROAD |  | ASHFORD | KE | TN23 7HH | 2021-04-20 | 2.5 | 0.5 | At all times | ASHFORD WTW | Victoria Road | Solids Suspended 105 Degrees C | - | 400 | mg/l | 1.2 | Alcoholic beverages (Medium Impact) | Kent East | Disgorging of wines, effluent from bottling plant and associated cleaning. | Disgorging of traditional method wines & dispatch of finished goods. | Consent | HENWOOD INDUSTRIAL ESTATE ASHFORD WPS
17738 | 2 | Tier 2 Consent | English Wines Plc | Chapel Down Winery | Small Hythe Road |  | Tenterden | Kent | TN30 7NG | 1 | VICTORIA ROAD |  | ASHFORD | KE | TN23 7HH | 2021-04-20 | 2.5 | 0.5 | At all times | ASHFORD WTW | Victoria Road | Sulphate as S04 | - | 500 | mg/l | 1.2 | Alcoholic beverages (Medium Impact) | Kent East | Disgorging of wines, effluent from bottling plant and associated cleaning. | Disgorging of traditional method wines & dispatch of finished goods. | Consent | HENWOOD INDUSTRIAL ESTATE ASHFORD WPS
17744 | 1 | Low Risk Consent | Enterprise Rent-A-Car UK Limited | Enterprise House | Vicarage Road |  | Egham | Surrey | TW20 9FB | Enterprise Rent-A-Car | Rodney Road | - | Southsea | HA | PO4 8DF | 2021-04-27 | 1 | 1 | 08:00 To 18:00 | BUDDS FARM HAVANT WTW | Rodney Road | Chemical Oxygen Demand Shaken as 0 | - | 800 | mg/l | 31.2 | Vehicle and plant washing (Low Impact) | Hampshire East | Vehicle washing with the use of Autosmart vehicle products (product sheet attached) | Car Rental | Consent | EMPSHOTT ROAD WPS
17744 | 1 | Low Risk Consent | Enterprise Rent-A-Car UK Limited | Enterprise House | Vicarage Road |  | Egham | Surrey | TW20 9FB | Enterprise Rent-A-Car | Rodney Road | - | Southsea | HA | PO4 8DF | 2021-04-27 | 1 | 1 | 08:00 To 18:00 | BUDDS FARM HAVANT WTW | Rodney Road | Nitrogen Ammoniacal as N | - | 5 | mg/l | 31.2 | Vehicle and plant washing (Low Impact) | Hampshire East | Vehicle washing with the use of Autosmart vehicle products (product sheet attached) | Car Rental | Consent | EMPSHOTT ROAD WPS
17744 | 1 | Low Risk Consent | Enterprise Rent-A-Car UK Limited | Enterprise House | Vicarage Road |  | Egham | Surrey | TW20 9FB | Enterprise Rent-A-Car | Rodney Road | - | Southsea | HA | PO4 8DF | 2021-04-27 | 1 | 1 | 08:00 To 18:00 | BUDDS FARM HAVANT WTW | Rodney Road | Solids Suspended 105 Degrees C | - | 400 | mg/l | 31.2 | Vehicle and plant washing (Low Impact) | Hampshire East | Vehicle washing with the use of Autosmart vehicle products (product sheet attached) | Car Rental | Consent | EMPSHOTT ROAD WPS
17744 | 1 | Low Risk Consent | Enterprise Rent-A-Car UK Limited | Enterprise House | Vicarage Road |  | Egham | Surrey | TW20 9FB | Enterprise Rent-A-Car | Rodney Road | - | Southsea | HA | PO4 8DF | 2021-04-27 | 1 | 1 | 08:00 To 18:00 | BUDDS FARM HAVANT WTW | Rodney Road | Solids Suspended 105C at pH7 | - | 400 | mg/l | 31.2 | Vehicle and plant washing (Low Impact) | Hampshire East | Vehicle washing with the use of Autosmart vehicle products (product sheet attached) | Car Rental | Consent | EMPSHOTT ROAD WPS
17745 | 1 | Low Risk Consent | Phoenix Systems UK Limited | 48 | STANDARD WAY | Fareham Industrial Park | Fareham | Hants | PO16 8XQ | 48 | STANDARD WAY | - | FAREHAM | HA | PO16 8XQ | 2021-04-29 | 1 | 1 | 06:00 To 22:00 | PEEL COMMON WTW | Standard Way | Chemical Oxygen Demand Settled as 0 | - | 800 | mg/l | 34.1 | Electrical, electronic and instrument manufacture | Hampshire East | Our business is light industrial, manufacturing electronic assemblies. As part of our process, we clean these assemblies using water based detergents and we currently collect the effluent from these detergent cleaning processes in plastic containers, which are then sent off site for disposal. | Manufacture of electronic printed circuit boards and assemblies | Consent | STANDARD WAY FAREHAM WPS
17745 | 1 | Low Risk Consent | Phoenix Systems UK Limited | 48 | STANDARD WAY | Fareham Industrial Park | Fareham | Hants | PO16 8XQ | 48 | STANDARD WAY | - | FAREHAM | HA | PO16 8XQ | 2021-04-29 | 1 | 1 | 06:00 To 22:00 | PEEL COMMON WTW | Standard Way | Chemical Oxygen Demand Shaken as 0 | - | 800 | mg/l | 34.1 | Electrical, electronic and instrument manufacture | Hampshire East | Our business is light industrial, manufacturing electronic assemblies. As part of our process, we clean these assemblies using water based detergents and we currently collect the effluent from these detergent cleaning processes in plastic containers, which are then sent off site for disposal. | Manufacture of electronic printed circuit boards and assemblies | Consent | STANDARD WAY FAREHAM WPS
17745 | 1 | Low Risk Consent | Phoenix Systems UK Limited | 48 | STANDARD WAY | Fareham Industrial Park | Fareham | Hants | PO16 8XQ | 48 | STANDARD WAY | - | FAREHAM | HA | PO16 8XQ | 2021-04-29 | 1 | 1 | 06:00 To 22:00 | PEEL COMMON WTW | Standard Way | Nitrogen Ammoniacal as N | - | 5 | mg/l | 34.1 | Electrical, electronic and instrument manufacture | Hampshire East | Our business is light industrial, manufacturing electronic assemblies. As part of our process, we clean these assemblies using water based detergents and we currently collect the effluent from these detergent cleaning processes in plastic containers, which are then sent off site for disposal. | Manufacture of electronic printed circuit boards and assemblies | Consent | STANDARD WAY FAREHAM WPS
17745 | 1 | Low Risk Consent | Phoenix Systems UK Limited | 48 | STANDARD WAY | Fareham Industrial Park | Fareham | Hants | PO16 8XQ | 48 | STANDARD WAY | - | FAREHAM | HA | PO16 8XQ | 2021-04-29 | 1 | 1 | 06:00 To 22:00 | PEEL COMMON WTW | Standard Way | Solids Suspended 105 Degrees C | - | 400 | mg/l | 34.1 | Electrical, electronic and instrument manufacture | Hampshire East | Our business is light industrial, manufacturing electronic assemblies. As part of our process, we clean these assemblies using water based detergents and we currently collect the effluent from these detergent cleaning processes in plastic containers, which are then sent off site for disposal. | Manufacture of electronic printed circuit boards and assemblies | Consent | STANDARD WAY FAREHAM WPS
17746 | 1 | Low Risk Consent | Rockwell Collins UK Limited | 730 | Wharfedale Road | Winnersh | Wokingham | Berkshire | RG41 5TP | Rockwell Collins UK Limited Collins Aerospace | EDWARD WAY | - | BURGESS HILL | SW | RH15 9UE | 2021-04-28 | 0.005 | 1 | 08:00 To 17:50 | GODDARDS GREEN WTW | Edward Way, Burgees Hill, RH15 9UE | Chemical Oxygen Demand Shaken as 0 | - | 2000 | mg/l | 24.2 | Printing and related activities (Low impact) | Sussex West | Wash water from 3D printed items | Manufacturing and engineering | Consent | Pre Market Reform
17746 | 1 | Low Risk Consent | Rockwell Collins UK Limited | 730 | Wharfedale Road | Winnersh | Wokingham | Berkshire | RG41 5TP | Rockwell Collins UK Limited Collins Aerospace | EDWARD WAY | - | BURGESS HILL | SW | RH15 9UE | 2021-04-28 | 0.005 | 1 | 08:00 To 17:50 | GODDARDS GREEN WTW | Edward Way, Burgees Hill, RH15 9UE | Oil and Grease | - | 200 | mg/l | 24.2 | Printing and related activities (Low impact) | Sussex West | Wash water from 3D printed items | Manufacturing and engineering | Consent | Pre Market Reform
17746 | 1 | Low Risk Consent | Rockwell Collins UK Limited | 730 | Wharfedale Road | Winnersh | Wokingham | Berkshire | RG41 5TP | Rockwell Collins UK Limited Collins Aerospace | EDWARD WAY | - | BURGESS HILL | SW | RH15 9UE | 2021-04-28 | 0.005 | 1 | 08:00 To 17:50 | GODDARDS GREEN WTW | Edward Way, Burgees Hill, RH15 9UE | pH | 6 | 10 | pH Units | 24.2 | Printing and related activities (Low impact) | Sussex West | Wash water from 3D printed items | Manufacturing and engineering | Consent | Pre Market Reform
17746 | 1 | Low Risk Consent | Rockwell Collins UK Limited | 730 | Wharfedale Road | Winnersh | Wokingham | Berkshire | RG41 5TP | Rockwell Collins UK Limited Collins Aerospace | EDWARD WAY | - | BURGESS HILL | SW | RH15 9UE | 2021-04-28 | 0.005 | 1 | 08:00 To 17:50 | GODDARDS GREEN WTW | Edward Way, Burgees Hill, RH15 9UE | Solids Suspended 105 Degrees C | - | 400 | mg/l | 24.2 | Printing and related activities (Low impact) | Sussex West | Wash water from 3D printed items | Manufacturing and engineering | Consent | Pre Market Reform
17746 | 1 | Low Risk Consent | Rockwell Collins UK Limited | 730 | Wharfedale Road | Winnersh | Wokingham | Berkshire | RG41 5TP | Rockwell Collins UK Limited Collins Aerospace | EDWARD WAY | - | BURGESS HILL | SW | RH15 9UE | 2021-04-28 | 0.005 | 1 | 08:00 To 17:50 | GODDARDS GREEN WTW | Edward Way, Burgees Hill, RH15 9UE | Sulphate as S04 | - | 500 | mg/l | 24.2 | Printing and related activities (Low impact) | Sussex West | Wash water from 3D printed items | Manufacturing and engineering | Consent | Pre Market Reform
17749 | 1 | Low Risk Consent | Enterprise Rent-A-Car UK Limited | Enterprise House | Vicarage Road |  | Egham | Surrey | TW20 9FB | 50 | CROCKER STREET | - | NEWPORT | IW | PO30 5DB | 2021-04-29 | 1 | 0.2 | All times | SANDOWN NEW WTW | St James Street | Chemical Oxygen Demand Shaken as 0 | - | 800 | mg/l | 31.2 | Vehicle and plant washing (Low Impact) | Hampshire East | Vehicle washing with the use of Autosmart vehicle products (product sheet attached) | Car Rental | Consent | MAPLE DRIVE NEWPORT WPS
17749 | 1 | Low Risk Consent | Enterprise Rent-A-Car UK Limited | Enterprise House | Vicarage Road |  | Egham | Surrey | TW20 9FB | 50 | CROCKER STREET | - | NEWPORT | IW | PO30 5DB | 2021-04-29 | 1 | 0.2 | All times | SANDOWN NEW WTW | St James Street | Nitrogen Ammoniacal as N | - | 5 | mg/l | 31.2 | Vehicle and plant washing (Low Impact) | Hampshire East | Vehicle washing with the use of Autosmart vehicle products (product sheet attached) | Car Rental | Consent | MAPLE DRIVE NEWPORT WPS
17749 | 1 | Low Risk Consent | Enterprise Rent-A-Car UK Limited | Enterprise House | Vicarage Road |  | Egham | Surrey | TW20 9FB | 50 | CROCKER STREET | - | NEWPORT | IW | PO30 5DB | 2021-04-29 | 1 | 0.2 | All times | SANDOWN NEW WTW | St James Street | Solids Suspended 105 Degrees C | - | 400 | mg/l | 31.2 | Vehicle and plant washing (Low Impact) | Hampshire East | Vehicle washing with the use of Autosmart vehicle products (product sheet attached) | Car Rental | Consent | MAPLE DRIVE NEWPORT WPS
17752 | 1 | Low Risk Consent | Dazzle Pristine Car Wash Limited | Unit 2.02 High Weald House | Glovers End | - | Bexhill On Sea | East Sussex | TN39 5ES | 339 | LONDON ROAD | - | BEXHILL-ON-SEA | SE | TN39 4AJ | 2021-05-10 | 1.8 | 0.02 | At any time | BEXHILL & HASTINGS WTW | London Road | Chemical Oxygen Demand Shaken as 0 | - | 800 | mg/l | 31.3 | Vehicle and plant washing (Low Impact) | Sussex East | Spray and residue in water from cleaning vehicles | Hand car wash and valeting | Consent | Pre Market Reform
17752 | 1 | Low Risk Consent | Dazzle Pristine Car Wash Limited | Unit 2.02 High Weald House | Glovers End | - | Bexhill On Sea | East Sussex | TN39 5ES | 339 | LONDON ROAD | - | BEXHILL-ON-SEA | SE | TN39 4AJ | 2021-05-10 | 1.8 | 0.02 | At any time | BEXHILL & HASTINGS WTW | London Road | Detergents Anionic | - | 50 | mg/l | 31.3 | Vehicle and plant washing (Low Impact) | Sussex East | Spray and residue in water from cleaning vehicles | Hand car wash and valeting | Consent | Pre Market Reform
17752 | 1 | Low Risk Consent | Dazzle Pristine Car Wash Limited | Unit 2.02 High Weald House | Glovers End | - | Bexhill On Sea | East Sussex | TN39 5ES | 339 | LONDON ROAD | - | BEXHILL-ON-SEA | SE | TN39 4AJ | 2021-05-10 | 1.8 | 0.02 | At any time | BEXHILL & HASTINGS WTW | London Road | Detergents Cationic | - | 50 | - | 31.3 | Vehicle and plant washing (Low Impact) | Sussex East | Spray and residue in water from cleaning vehicles | Hand car wash and valeting | Consent | Pre Market Reform
17752 | 1 | Low Risk Consent | Dazzle Pristine Car Wash Limited | Unit 2.02 High Weald House | Glovers End | - | Bexhill On Sea | East Sussex | TN39 5ES | 339 | LONDON ROAD | - | BEXHILL-ON-SEA | SE | TN39 4AJ | 2021-05-10 | 1.8 | 0.02 | At any time | BEXHILL & HASTINGS WTW | London Road | Detergents Non-Ionic | - | 50 | mg/l | 31.3 | Vehicle and plant washing (Low Impact) | Sussex East | Spray and residue in water from cleaning vehicles | Hand car wash and valeting | Consent | Pre Market Reform
17752 | 1 | Low Risk Consent | Dazzle Pristine Car Wash Limited | Unit 2.02 High Weald House | Glovers End | - | Bexhill On Sea | East Sussex | TN39 5ES | 339 | LONDON ROAD | - | BEXHILL-ON-SEA | SE | TN39 4AJ | 2021-05-10 | 1.8 | 0.02 | At any time | BEXHILL & HASTINGS WTW | London Road | Nitrogen Ammoniacal as N | - | 35 | mg/l | 31.3 | Vehicle and plant washing (Low Impact) | Sussex East | Spray and residue in water from cleaning vehicles | Hand car wash and valeting | Consent | Pre Market Reform
17752 | 1 | Low Risk Consent | Dazzle Pristine Car Wash Limited | Unit 2.02 High Weald House | Glovers End | - | Bexhill On Sea | East Sussex | TN39 5ES | 339 | LONDON ROAD | - | BEXHILL-ON-SEA | SE | TN39 4AJ | 2021-05-10 | 1.8 | 0.02 | At any time | BEXHILL & HASTINGS WTW | London Road | Oil and Grease | - | 200 | mg/l | 31.3 | Vehicle and plant washing (Low Impact) | Sussex East | Spray and residue in water from cleaning vehicles | Hand car wash and valeting | Consent | Pre Market Reform
17752 | 1 | Low Risk Consent | Dazzle Pristine Car Wash Limited | Unit 2.02 High Weald House | Glovers End | - | Bexhill On Sea | East Sussex | TN39 5ES | 339 | LONDON ROAD | - | BEXHILL-ON-SEA | SE | TN39 4AJ | 2021-05-10 | 1.8 | 0.02 | At any time | BEXHILL & HASTINGS WTW | London Road | pH | 6 | 10 | pH Units | 31.3 | Vehicle and plant washing (Low Impact) | Sussex East | Spray and residue in water from cleaning vehicles | Hand car wash and valeting | Consent | Pre Market Reform
17752 | 1 | Low Risk Consent | Dazzle Pristine Car Wash Limited | Unit 2.02 High Weald House | Glovers End | - | Bexhill On Sea | East Sussex | TN39 5ES | 339 | LONDON ROAD | - | BEXHILL-ON-SEA | SE | TN39 4AJ | 2021-05-10 | 1.8 | 0.02 | At any time | BEXHILL & HASTINGS WTW | London Road | Solids Suspended 105 Degrees C | - | 400 | mg/l | 31.3 | Vehicle and plant washing (Low Impact) | Sussex East | Spray and residue in water from cleaning vehicles | Hand car wash and valeting | Consent | Pre Market Reform
17752 | 1 | Low Risk Consent | Dazzle Pristine Car Wash Limited | Unit 2.02 High Weald House | Glovers End | - | Bexhill On Sea | East Sussex | TN39 5ES | 339 | LONDON ROAD | - | BEXHILL-ON-SEA | SE | TN39 4AJ | 2021-05-10 | 1.8 | 0.02 | At any time | BEXHILL & HASTINGS WTW | London Road | Sulphate as S04 | - | 500 | mg/l | 31.3 | Vehicle and plant washing (Low Impact) | Sussex East | Spray and residue in water from cleaning vehicles | Hand car wash and valeting | Consent | Pre Market Reform
17753 | 1 | Low Risk Consent | JCB Medway Tps (2015) Limited | - | Bailey Drive | Gillingham Business Park | Gillingham | Kent | ME8 0PZ | UNIT 7 | NEPTUNE CLOSE | - | ROCHESTER | KE | ME2 4LT | 2021-06-15 | 0.01 | 0.01 | At all times | WHITEWALL CREEK WTW | Neptune Close Medway City Estate ME2LT | Chemical Oxygen Demand Shaken as 0 | - | 800 | mg/l | 31.3 | Vehicle and plant washing (Low Impact) | Kent West | Delivery vehicles with normal road dirt being washing outside the premises. | Wholesale of car parts and accessories | Consent | Low Risk Consent - Unknown
17753 | 1 | Low Risk Consent | JCB Medway Tps (2015) Limited | - | Bailey Drive | Gillingham Business Park | Gillingham | Kent | ME8 0PZ | UNIT 7 | NEPTUNE CLOSE | - | ROCHESTER | KE | ME2 4LT | 2021-06-15 | 0.01 | 0.01 | At all times | WHITEWALL CREEK WTW | Neptune Close Medway City Estate ME2LT | Nitrogen Ammoniacal as N | - | 35 | mg/l | 31.3 | Vehicle and plant washing (Low Impact) | Kent West | Delivery vehicles with normal road dirt being washing outside the premises. | Wholesale of car parts and accessories | Consent | Low Risk Consent - Unknown
17753 | 1 | Low Risk Consent | JCB Medway Tps (2015) Limited | - | Bailey Drive | Gillingham Business Park | Gillingham | Kent | ME8 0PZ | UNIT 7 | NEPTUNE CLOSE | - | ROCHESTER | KE | ME2 4LT | 2021-06-15 | 0.01 | 0.01 | At all times | WHITEWALL CREEK WTW | Neptune Close Medway City Estate ME2LT | Oil and Grease | - | 200 | mg/l | 31.3 | Vehicle and plant washing (Low Impact) | Kent West | Delivery vehicles with normal road dirt being washing outside the premises. | Wholesale of car parts and accessories | Consent | Low Risk Consent - Unknown
17753 | 1 | Low Risk Consent | JCB Medway Tps (2015) Limited | - | Bailey Drive | Gillingham Business Park | Gillingham | Kent | ME8 0PZ | UNIT 7 | NEPTUNE CLOSE | - | ROCHESTER | KE | ME2 4LT | 2021-06-15 | 0.01 | 0.01 | At all times | WHITEWALL CREEK WTW | Neptune Close Medway City Estate ME2LT | pH | 6 | 10 | pH Units | 31.3 | Vehicle and plant washing (Low Impact) | Kent West | Delivery vehicles with normal road dirt being washing outside the premises. | Wholesale of car parts and accessories | Consent | Low Risk Consent - Unknown
17753 | 1 | Low Risk Consent | JCB Medway Tps (2015) Limited | - | Bailey Drive | Gillingham Business Park | Gillingham | Kent | ME8 0PZ | UNIT 7 | NEPTUNE CLOSE | - | ROCHESTER | KE | ME2 4LT | 2021-06-15 | 0.01 | 0.01 | At all times | WHITEWALL CREEK WTW | Neptune Close Medway City Estate ME2LT | Solids Suspended 105 Degrees C | - | 400 | mg/l | 31.3 | Vehicle and plant washing (Low Impact) | Kent West | Delivery vehicles with normal road dirt being washing outside the premises. | Wholesale of car parts and accessories | Consent | Low Risk Consent - Unknown
17755 | 1 | Low Risk Consent | Amphenol Limited | - | Thanet Way | Tankerton | Whitstable | Kent | CT5 3JF | AMPHENOL COMPLEX | THANET WAY | - | WHITSTABLE | KE | CT5 3JF | 2021-05-25 | 0.4 | 0.25 | At all times | SWALECLIFFE WTW | Thanet Way, CT5 3JF (As indicated on the drainage plan) | Chemical Oxygen Demand Shaken as 0 | - | 800 | mg/l | 31.2 | Vehicle and plant washing (Low Impact) | Kent East | Waste water from hand washing of vehicles | Veetec carries out car & small van accident repairs. | Consent | Low Risk Consent - Unknown
17755 | 1 | Low Risk Consent | Amphenol Limited | - | Thanet Way | Tankerton | Whitstable | Kent | CT5 3JF | AMPHENOL COMPLEX | THANET WAY | - | WHITSTABLE | KE | CT5 3JF | 2021-05-25 | 0.4 | 0.25 | At all times | SWALECLIFFE WTW | Thanet Way, CT5 3JF (As indicated on the drainage plan) | Nitrogen Ammoniacal as N | - | 35 | mg/l | 31.2 | Vehicle and plant washing (Low Impact) | Kent East | Waste water from hand washing of vehicles | Veetec carries out car & small van accident repairs. | Consent | Low Risk Consent - Unknown
17755 | 1 | Low Risk Consent | Amphenol Limited | - | Thanet Way | Tankerton | Whitstable | Kent | CT5 3JF | AMPHENOL COMPLEX | THANET WAY | - | WHITSTABLE | KE | CT5 3JF | 2021-05-25 | 0.4 | 0.25 | At all times | SWALECLIFFE WTW | Thanet Way, CT5 3JF (As indicated on the drainage plan) | pH | 6 | 10 | pH Units | 31.2 | Vehicle and plant washing (Low Impact) | Kent East | Waste water from hand washing of vehicles | Veetec carries out car & small van accident repairs. | Consent | Low Risk Consent - Unknown
17755 | 1 | Low Risk Consent | Amphenol Limited | - | Thanet Way | Tankerton | Whitstable | Kent | CT5 3JF | AMPHENOL COMPLEX | THANET WAY | - | WHITSTABLE | KE | CT5 3JF | 2021-05-25 | 0.4 | 0.25 | At all times | SWALECLIFFE WTW | Thanet Way, CT5 3JF (As indicated on the drainage plan) | Solids Suspended 105 Degrees C | - | 400 | mg/l | 31.2 | Vehicle and plant washing (Low Impact) | Kent East | Waste water from hand washing of vehicles | Veetec carries out car & small van accident repairs. | Consent | Low Risk Consent - Unknown
17755 | 1 | Low Risk Consent | Amphenol Limited | - | Thanet Way | Tankerton | Whitstable | Kent | CT5 3JF | AMPHENOL COMPLEX | THANET WAY | - | WHITSTABLE | KE | CT5 3JF | 2021-05-25 | 0.4 | 0.25 | At all times | SWALECLIFFE WTW | Thanet Way, CT5 3JF (As indicated on the drainage plan) | Sulphate as S04 | - | 500 | mg/l | 31.2 | Vehicle and plant washing (Low Impact) | Kent East | Waste water from hand washing of vehicles | Veetec carries out car & small van accident repairs. | Consent | Low Risk Consent - Unknown
17760 | 1 | Low Risk Consent | Southern Testing Laboratories Limited | Keeble House | Stuart Way | - | East Grinstead | West Sussex | RH19 4QA | UNIT 11 | CHARLWOODS ROAD | - | EAST GRINSTEAD | SW | RH19 2HU | 2021-07-01 | 1 | 1 | 08:30 To 17:30 | EDEN VALE EAST GRINSTEAD WTW | Charlwood Road | Chemical Oxygen Demand Shaken as 0 | - | 800 | mg/l | 31.3 | Vehicle and plant washing (Low Impact) | Sussex West | Cleaning equipment and vehicles, washing down after site visits. | Site vehicles, maintenance of equipment, cleaning down of vehicles and machinery. | Consent | Low Risk Consent - Unknown
17760 | 1 | Low Risk Consent | Southern Testing Laboratories Limited | Keeble House | Stuart Way | - | East Grinstead | West Sussex | RH19 4QA | UNIT 11 | CHARLWOODS ROAD | - | EAST GRINSTEAD | SW | RH19 2HU | 2021-07-01 | 1 | 1 | 08:30 To 17:30 | EDEN VALE EAST GRINSTEAD WTW | Charlwood Road | Oil and Grease | 0 | 200 | mg/l | 31.3 | Vehicle and plant washing (Low Impact) | Sussex West | Cleaning equipment and vehicles, washing down after site visits. | Site vehicles, maintenance of equipment, cleaning down of vehicles and machinery. | Consent | Low Risk Consent - Unknown
17760 | 1 | Low Risk Consent | Southern Testing Laboratories Limited | Keeble House | Stuart Way | - | East Grinstead | West Sussex | RH19 4QA | UNIT 11 | CHARLWOODS ROAD | - | EAST GRINSTEAD | SW | RH19 2HU | 2021-07-01 | 1 | 1 | 08:30 To 17:30 | EDEN VALE EAST GRINSTEAD WTW | Charlwood Road | pH | 6 | 10 | pH Units | 31.3 | Vehicle and plant washing (Low Impact) | Sussex West | Cleaning equipment and vehicles, washing down after site visits. | Site vehicles, maintenance of equipment, cleaning down of vehicles and machinery. | Consent | Low Risk Consent - Unknown
17760 | 1 | Low Risk Consent | Southern Testing Laboratories Limited | Keeble House | Stuart Way | - | East Grinstead | West Sussex | RH19 4QA | UNIT 11 | CHARLWOODS ROAD | - | EAST GRINSTEAD | SW | RH19 2HU | 2021-07-01 | 1 | 1 | 08:30 To 17:30 | EDEN VALE EAST GRINSTEAD WTW | Charlwood Road | Solids Suspended 105 Degrees C | 0 | 400 | mg/l | 31.3 | Vehicle and plant washing (Low Impact) | Sussex West | Cleaning equipment and vehicles, washing down after site visits. | Site vehicles, maintenance of equipment, cleaning down of vehicles and machinery. | Consent | Low Risk Consent - Unknown
17762 | 1 | Tier 2 Consent | National Oceanography Centre | National Oceanography Centre | European Way |  | Southampton |  | SO14 3ZH | NATIONAL OCEANOGRAPHY CENTRE | EUROPEAN WAY |  | SOUTHAMPTON | SP | SO14 3ZH | 2021-06-28 | 50 | 2.5 | At all times | MILLBROOK WTW | Central Road | Chemical Oxygen Demand Shaken as 0 | 0 | 800 | mg/l | 38.2 | Laboratory and research activities (Low Impact) | Hampshire West | Waste water from laboratories, workshops, vehicle/plant wash down. | Scientific Research | Consent | PLATFORM ROAD SOUTHAMPTON WPS
17762 | 1 | Tier 2 Consent | National Oceanography Centre | National Oceanography Centre | European Way |  | Southampton |  | SO14 3ZH | NATIONAL OCEANOGRAPHY CENTRE | EUROPEAN WAY |  | SOUTHAMPTON | SP | SO14 3ZH | 2021-06-28 | 50 | 2.5 | At all times | MILLBROOK WTW | Central Road | Nitrogen Ammoniacal as N | 0 | 35 | mg/l | 38.2 | Laboratory and research activities (Low Impact) | Hampshire West | Waste water from laboratories, workshops, vehicle/plant wash down. | Scientific Research | Consent | PLATFORM ROAD SOUTHAMPTON WPS
17762 | 1 | Tier 2 Consent | National Oceanography Centre | National Oceanography Centre | European Way |  | Southampton |  | SO14 3ZH | NATIONAL OCEANOGRAPHY CENTRE | EUROPEAN WAY |  | SOUTHAMPTON | SP | SO14 3ZH | 2021-06-28 | 50 | 2.5 | At all times | MILLBROOK WTW | Central Road | pH | 6 | 10 | pH Units | 38.2 | Laboratory and research activities (Low Impact) | Hampshire West | Waste water from laboratories, workshops, vehicle/plant wash down. | Scientific Research | Consent | PLATFORM ROAD SOUTHAMPTON WPS
17762 | 1 | Tier 2 Consent | National Oceanography Centre | National Oceanography Centre | European Way |  | Southampton |  | SO14 3ZH | NATIONAL OCEANOGRAPHY CENTRE | EUROPEAN WAY |  | SOUTHAMPTON | SP | SO14 3ZH | 2021-06-28 | 50 | 2.5 | At all times | MILLBROOK WTW | Central Road | Solids Suspended 105 Degrees C | 0 | 400 | mg/l | 38.2 | Laboratory and research activities (Low Impact) | Hampshire West | Waste water from laboratories, workshops, vehicle/plant wash down. | Scientific Research | Consent | PLATFORM ROAD SOUTHAMPTON WPS
17764 | 1 | Tier 2 Consent | Teemill Tech LTD | Rapanui Clothing | Hooke Hill |  | Freshwater | Isle Of Wight | PO40 9BG | TEEMILL ALBANY BUILDING | ALBANY ROAD |  | EAST COWES | IW | PO32 6AA | 2021-06-24 | 3 | 3 | at all times | SANDOWN NEW WTW | Albany road | Chemical Oxygen Demand Shaken as 0 | - | 800 | mg/l | 24.2 | Printing and related activities (Low impact) | Hampshire East | Rinsing and cleaning of print screens associated with garment manufacture | t-shirt printing | Consent | ALBANY ROAD EAST COWES WPS
17764 | 1 | Tier 2 Consent | Teemill Tech LTD | Rapanui Clothing | Hooke Hill |  | Freshwater | Isle Of Wight | PO40 9BG | TEEMILL ALBANY BUILDING | ALBANY ROAD |  | EAST COWES | IW | PO32 6AA | 2021-06-24 | 3 | 3 | at all times | SANDOWN NEW WTW | Albany road | Nitrogen Ammoniacal as N | - | 35 | mg/l | 24.2 | Printing and related activities (Low impact) | Hampshire East | Rinsing and cleaning of print screens associated with garment manufacture | t-shirt printing | Consent | ALBANY ROAD EAST COWES WPS
17764 | 1 | Tier 2 Consent | Teemill Tech LTD | Rapanui Clothing | Hooke Hill |  | Freshwater | Isle Of Wight | PO40 9BG | TEEMILL ALBANY BUILDING | ALBANY ROAD |  | EAST COWES | IW | PO32 6AA | 2021-06-24 | 3 | 3 | at all times | SANDOWN NEW WTW | Albany road | Oil and Grease | - | 200 | mg/l | 24.2 | Printing and related activities (Low impact) | Hampshire East | Rinsing and cleaning of print screens associated with garment manufacture | t-shirt printing | Consent | ALBANY ROAD EAST COWES WPS
17764 | 1 | Tier 2 Consent | Teemill Tech LTD | Rapanui Clothing | Hooke Hill |  | Freshwater | Isle Of Wight | PO40 9BG | TEEMILL ALBANY BUILDING | ALBANY ROAD |  | EAST COWES | IW | PO32 6AA | 2021-06-24 | 3 | 3 | at all times | SANDOWN NEW WTW | Albany road | pH Limit | 6 | 10 |  | 24.2 | Printing and related activities (Low impact) | Hampshire East | Rinsing and cleaning of print screens associated with garment manufacture | t-shirt printing | Consent | ALBANY ROAD EAST COWES WPS
17764 | 1 | Tier 2 Consent | Teemill Tech LTD | Rapanui Clothing | Hooke Hill |  | Freshwater | Isle Of Wight | PO40 9BG | TEEMILL ALBANY BUILDING | ALBANY ROAD |  | EAST COWES | IW | PO32 6AA | 2021-06-24 | 3 | 3 | at all times | SANDOWN NEW WTW | Albany road | Solids Suspended 105 Degrees C | - | 400 | mg/l | 24.2 | Printing and related activities (Low impact) | Hampshire East | Rinsing and cleaning of print screens associated with garment manufacture | t-shirt printing | Consent | ALBANY ROAD EAST COWES WPS
17764 | 1 | Tier 2 Consent | Teemill Tech LTD | Rapanui Clothing | Hooke Hill |  | Freshwater | Isle Of Wight | PO40 9BG | TEEMILL ALBANY BUILDING | ALBANY ROAD |  | EAST COWES | IW | PO32 6AA | 2021-06-24 | 3 | 3 | at all times | SANDOWN NEW WTW | Albany road | Zinc Total mg/l | - | 0.5 | ug/l | 24.2 | Printing and related activities (Low impact) | Hampshire East | Rinsing and cleaning of print screens associated with garment manufacture | t-shirt printing | Consent | ALBANY ROAD EAST COWES WPS
17765 | 1 | Low Risk Consent | Car Wash Bay Limited | Sleepy Hollow | Green Lane | Chilworth | Southampton | Hampshire | SO16 7JW | 133 | BOTLEY ROAD | - | SOUTHAMPTON | HA | SO52 9EB | 2021-06-15 | 4 | 1 | 08:00 To 19:00 | MILLBROOK WTW | Botley Road | Chemical Oxygen Demand Shaken as 0 | - | 800 | mg/l | 31.2 | Vehicle and plant washing (Low Impact) | Hampshire West | shampoo from vehicle washing and valeting | Hand car wash and valeting | Consent | BOTLEY ROAD NORTH BADDESLEY WPS
17765 | 1 | Low Risk Consent | Car Wash Bay Limited | Sleepy Hollow | Green Lane | Chilworth | Southampton | Hampshire | SO16 7JW | 133 | BOTLEY ROAD | - | SOUTHAMPTON | HA | SO52 9EB | 2021-06-15 | 4 | 1 | 08:00 To 19:00 | MILLBROOK WTW | Botley Road | Nitrogen Ammoniacal as N | - | 35 | mg/l | 31.2 | Vehicle and plant washing (Low Impact) | Hampshire West | shampoo from vehicle washing and valeting | Hand car wash and valeting | Consent | BOTLEY ROAD NORTH BADDESLEY WPS
17765 | 1 | Low Risk Consent | Car Wash Bay Limited | Sleepy Hollow | Green Lane | Chilworth | Southampton | Hampshire | SO16 7JW | 133 | BOTLEY ROAD | - | SOUTHAMPTON | HA | SO52 9EB | 2021-06-15 | 4 | 1 | 08:00 To 19:00 | MILLBROOK WTW | Botley Road | pH | 6 | 10 | pH Units | 31.2 | Vehicle and plant washing (Low Impact) | Hampshire West | shampoo from vehicle washing and valeting | Hand car wash and valeting | Consent | BOTLEY ROAD NORTH BADDESLEY WPS
17765 | 1 | Low Risk Consent | Car Wash Bay Limited | Sleepy Hollow | Green Lane | Chilworth | Southampton | Hampshire | SO16 7JW | 133 | BOTLEY ROAD | - | SOUTHAMPTON | HA | SO52 9EB | 2021-06-15 | 4 | 1 | 08:00 To 19:00 | MILLBROOK WTW | Botley Road | Solids Suspended 105 Degrees C | - | 400 | mg/l | 31.2 | Vehicle and plant washing (Low Impact) | Hampshire West | shampoo from vehicle washing and valeting | Hand car wash and valeting | Consent | BOTLEY ROAD NORTH BADDESLEY WPS
17766 | 4 | Tier 1 Consent | Higgidy Limited | Unit 60 | Dolphin Road |  | Shoreham by Sea | West Sussex | BN43 6PB | 52 UNIT 5 | DOLPHIN ROAD |  | SHOREHAM-BY-SEA | SW | BN43 6PB | 2021-07-05 | 40 | 1 | 00:00 To 23:59 | SHOREHAM WTW | Dolphin Road | Chemical Oxygen Demand Shaken as 0 | 0 | 5000 | mg/l | 9.1 | Food/drink processing - high sugar/prepared meals | Sussex West | Production of sauces, pastries and making of food products. Washing and cleaning equipment and tools. | Food Manufacturing | Consent | Pre Market Reform
17766 | 4 | Tier 1 Consent | Higgidy Limited | Unit 60 | Dolphin Road |  | Shoreham by Sea | West Sussex | BN43 6PB | 52 UNIT 5 | DOLPHIN ROAD |  | SHOREHAM-BY-SEA | SW | BN43 6PB | 2021-07-05 | 40 | 1 | 00:00 To 23:59 | SHOREHAM WTW | Dolphin Road | Nitrogen Ammoniacal as N | 0 | 35 | mg/l | 9.1 | Food/drink processing - high sugar/prepared meals | Sussex West | Production of sauces, pastries and making of food products. Washing and cleaning equipment and tools. | Food Manufacturing | Consent | Pre Market Reform
17766 | 4 | Tier 1 Consent | Higgidy Limited | Unit 60 | Dolphin Road |  | Shoreham by Sea | West Sussex | BN43 6PB | 52 UNIT 5 | DOLPHIN ROAD |  | SHOREHAM-BY-SEA | SW | BN43 6PB | 2021-07-05 | 40 | 1 | 00:00 To 23:59 | SHOREHAM WTW | Dolphin Road | Oil and Grease | 0 | 400 | mg/l | 9.1 | Food/drink processing - high sugar/prepared meals | Sussex West | Production of sauces, pastries and making of food products. Washing and cleaning equipment and tools. | Food Manufacturing | Consent | Pre Market Reform
17766 | 4 | Tier 1 Consent | Higgidy Limited | Unit 60 | Dolphin Road |  | Shoreham by Sea | West Sussex | BN43 6PB | 52 UNIT 5 | DOLPHIN ROAD |  | SHOREHAM-BY-SEA | SW | BN43 6PB | 2021-07-05 | 40 | 1 | 00:00 To 23:59 | SHOREHAM WTW | Dolphin Road | pH Limit | 6 | 10 |  | 9.1 | Food/drink processing - high sugar/prepared meals | Sussex West | Production of sauces, pastries and making of food products. Washing and cleaning equipment and tools. | Food Manufacturing | Consent | Pre Market Reform
17766 | 4 | Tier 1 Consent | Higgidy Limited | Unit 60 | Dolphin Road |  | Shoreham by Sea | West Sussex | BN43 6PB | 52 UNIT 5 | DOLPHIN ROAD |  | SHOREHAM-BY-SEA | SW | BN43 6PB | 2021-07-05 | 40 | 1 | 00:00 To 23:59 | SHOREHAM WTW | Dolphin Road | Solids Suspended 105 Degrees C | 0 | 2500 | mg/l | 9.1 | Food/drink processing - high sugar/prepared meals | Sussex West | Production of sauces, pastries and making of food products. Washing and cleaning equipment and tools. | Food Manufacturing | Consent | Pre Market Reform
17767 | 1 | Low Risk Consent | Tyco Electronics UK Ltd | Company Secretariat | Faraday Road | Dorcan | Swindon | - | SN3 5HH | 2 | STANIER ROAD | - | ST. LEONARDS-ON-SEA | SE | TN38 9RF | 2021-06-14 | 3 | 1 | 06:00 To 22:00 | BEXHILL & HASTINGS WTW | See plan | Chemical Oxygen Demand Shaken as 0 | - | 800 | mg/l | 34.1 | Electrical, electronic and instrument manufacture | Sussex East | Cleaning deflashing of rubber electrical contact insulators. | Manufacturing of electrical connectors for Aerospace, Miltary and general industrial | Consent | Pre Market Reform
17767 | 1 | Low Risk Consent | Tyco Electronics UK Ltd | Company Secretariat | Faraday Road | Dorcan | Swindon | - | SN3 5HH | 2 | STANIER ROAD | - | ST. LEONARDS-ON-SEA | SE | TN38 9RF | 2021-06-14 | 3 | 1 | 06:00 To 22:00 | BEXHILL & HASTINGS WTW | See plan | Detergents Anionic | - | 50 | mg/l | 34.1 | Electrical, electronic and instrument manufacture | Sussex East | Cleaning deflashing of rubber electrical contact insulators. | Manufacturing of electrical connectors for Aerospace, Miltary and general industrial | Consent | Pre Market Reform
17767 | 1 | Low Risk Consent | Tyco Electronics UK Ltd | Company Secretariat | Faraday Road | Dorcan | Swindon | - | SN3 5HH | 2 | STANIER ROAD | - | ST. LEONARDS-ON-SEA | SE | TN38 9RF | 2021-06-14 | 3 | 1 | 06:00 To 22:00 | BEXHILL & HASTINGS WTW | See plan | Detergents Cationic | - | 50 | - | 34.1 | Electrical, electronic and instrument manufacture | Sussex East | Cleaning deflashing of rubber electrical contact insulators. | Manufacturing of electrical connectors for Aerospace, Miltary and general industrial | Consent | Pre Market Reform
17767 | 1 | Low Risk Consent | Tyco Electronics UK Ltd | Company Secretariat | Faraday Road | Dorcan | Swindon | - | SN3 5HH | 2 | STANIER ROAD | - | ST. LEONARDS-ON-SEA | SE | TN38 9RF | 2021-06-14 | 3 | 1 | 06:00 To 22:00 | BEXHILL & HASTINGS WTW | See plan | Detergents Non-Ionic | - | 50 | mg/l | 34.1 | Electrical, electronic and instrument manufacture | Sussex East | Cleaning deflashing of rubber electrical contact insulators. | Manufacturing of electrical connectors for Aerospace, Miltary and general industrial | Consent | Pre Market Reform
17767 | 1 | Low Risk Consent | Tyco Electronics UK Ltd | Company Secretariat | Faraday Road | Dorcan | Swindon | - | SN3 5HH | 2 | STANIER ROAD | - | ST. LEONARDS-ON-SEA | SE | TN38 9RF | 2021-06-14 | 3 | 1 | 06:00 To 22:00 | BEXHILL & HASTINGS WTW | See plan | Oil and Grease | - | 200 | mg/l | 34.1 | Electrical, electronic and instrument manufacture | Sussex East | Cleaning deflashing of rubber electrical contact insulators. | Manufacturing of electrical connectors for Aerospace, Miltary and general industrial | Consent | Pre Market Reform
17767 | 1 | Low Risk Consent | Tyco Electronics UK Ltd | Company Secretariat | Faraday Road | Dorcan | Swindon | - | SN3 5HH | 2 | STANIER ROAD | - | ST. LEONARDS-ON-SEA | SE | TN38 9RF | 2021-06-14 | 3 | 1 | 06:00 To 22:00 | BEXHILL & HASTINGS WTW | See plan | pH | 6 | 10 | pH Units | 34.1 | Electrical, electronic and instrument manufacture | Sussex East | Cleaning deflashing of rubber electrical contact insulators. | Manufacturing of electrical connectors for Aerospace, Miltary and general industrial | Consent | Pre Market Reform
17767 | 1 | Low Risk Consent | Tyco Electronics UK Ltd | Company Secretariat | Faraday Road | Dorcan | Swindon | - | SN3 5HH | 2 | STANIER ROAD | - | ST. LEONARDS-ON-SEA | SE | TN38 9RF | 2021-06-14 | 3 | 1 | 06:00 To 22:00 | BEXHILL & HASTINGS WTW | See plan | Solids Suspended 105 Degrees C | - | 400 | mg/l | 34.1 | Electrical, electronic and instrument manufacture | Sussex East | Cleaning deflashing of rubber electrical contact insulators. | Manufacturing of electrical connectors for Aerospace, Miltary and general industrial | Consent | Pre Market Reform
17767 | 1 | Low Risk Consent | Tyco Electronics UK Ltd | Company Secretariat | Faraday Road | Dorcan | Swindon | - | SN3 5HH | 2 | STANIER ROAD | - | ST. LEONARDS-ON-SEA | SE | TN38 9RF | 2021-06-14 | 3 | 1 | 06:00 To 22:00 | BEXHILL & HASTINGS WTW | See plan | Sulphate as S04 | - | 500 | mg/l | 34.1 | Electrical, electronic and instrument manufacture | Sussex East | Cleaning deflashing of rubber electrical contact insulators. | Manufacturing of electrical connectors for Aerospace, Miltary and general industrial | Consent | Pre Market Reform
17768 | 4 | Tier 1 Consent | Curious Brewery Limited | 31 | North Row |  | London |  | W1k 6DA | UNIT 1 CURIOUS BREWERY | VICTORIA ROAD |  | ASHFORD | KE | TN23 7HQ | 2021-06-11 | 100 | 3 | At all times | ASHFORD WTW | Victoria Road, MH9201 | Chemical Oxygen Demand Shaken as 0 | - | 8500 | mg/l | 1.1 | Alcoholic beverages (High Impact) | Kent East | Wastewater from brewing process, using malt, yeast, water & hops to produce beer. the process uses water and CIP chemicals (caustic based, acid based, and disinfectant) to ensure hygiene. | Brewery | Consent | HENWOOD INDUSTRIAL ESTATE ASHFORD WPS
17768 | 4 | Tier 1 Consent | Curious Brewery Limited | 31 | North Row |  | London |  | W1k 6DA | UNIT 1 CURIOUS BREWERY | VICTORIA ROAD |  | ASHFORD | KE | TN23 7HQ | 2021-06-11 | 100 | 3 | At all times | ASHFORD WTW | Victoria Road, MH9201 | Nitrogen Ammoniacal as N | - | 35 | mg/l | 1.1 | Alcoholic beverages (High Impact) | Kent East | Wastewater from brewing process, using malt, yeast, water & hops to produce beer. the process uses water and CIP chemicals (caustic based, acid based, and disinfectant) to ensure hygiene. | Brewery | Consent | HENWOOD INDUSTRIAL ESTATE ASHFORD WPS
17768 | 4 | Tier 1 Consent | Curious Brewery Limited | 31 | North Row |  | London |  | W1k 6DA | UNIT 1 CURIOUS BREWERY | VICTORIA ROAD |  | ASHFORD | KE | TN23 7HQ | 2021-06-11 | 100 | 3 | At all times | ASHFORD WTW | Victoria Road, MH9201 | pH Limit | 6 | 10 |  | 1.1 | Alcoholic beverages (High Impact) | Kent East | Wastewater from brewing process, using malt, yeast, water & hops to produce beer. the process uses water and CIP chemicals (caustic based, acid based, and disinfectant) to ensure hygiene. | Brewery | Consent | HENWOOD INDUSTRIAL ESTATE ASHFORD WPS
17768 | 4 | Tier 1 Consent | Curious Brewery Limited | 31 | North Row |  | London |  | W1k 6DA | UNIT 1 CURIOUS BREWERY | VICTORIA ROAD |  | ASHFORD | KE | TN23 7HQ | 2021-06-11 | 100 | 3 | At all times | ASHFORD WTW | Victoria Road, MH9201 | Solids Suspended 105 Degrees C | - | 1000 | mg/l | 1.1 | Alcoholic beverages (High Impact) | Kent East | Wastewater from brewing process, using malt, yeast, water & hops to produce beer. the process uses water and CIP chemicals (caustic based, acid based, and disinfectant) to ensure hygiene. | Brewery | Consent | HENWOOD INDUSTRIAL ESTATE ASHFORD WPS
17768 | 4 | Tier 1 Consent | Curious Brewery Limited | 31 | North Row |  | London |  | W1k 6DA | UNIT 1 CURIOUS BREWERY | VICTORIA ROAD |  | ASHFORD | KE | TN23 7HQ | 2021-06-11 | 100 | 3 | At all times | ASHFORD WTW | Victoria Road, MH9201 | Sulphate as S04 | - | 500 | mg/l | 1.1 | Alcoholic beverages (High Impact) | Kent East | Wastewater from brewing process, using malt, yeast, water & hops to produce beer. the process uses water and CIP chemicals (caustic based, acid based, and disinfectant) to ensure hygiene. | Brewery | Consent | HENWOOD INDUSTRIAL ESTATE ASHFORD WPS
17769 | 3 | Tier 2 Consent | Vibrant Forest Brewery Limited | Unit 3 | The Purlieu Centre | Hardley Industrial Estate | Southampton | Hampshire | SO45 3AE | UNIT 6 THE PURLIEU CENTRE | HARDLEY INDUSTRIAL ESTATE | - | HYTHE | HA | SO45 3AE | 2021-06-24 | 1 | 1 | at all times | ASHLETT CREEK FAWLEY WTW | Hardley industrial estate into public foul in Long Lane | Chemical Oxygen Demand Shaken as 0 | - | 7000 | mg/l | 1.3 | Alcoholic beverages (Low Impact) | Hampshire West | Sanitation and sterilisation of brewing equipment and casks Using various chemicals such as bleach, Caustic Soda,Sodium Gluconate and Peracetic Acid. | Waste Water arising from brewing activity, cleaning, cask washing | Consent | WEST COMMON FAWLEY WPS
17769 | 3 | Tier 2 Consent | Vibrant Forest Brewery Limited | Unit 3 | The Purlieu Centre | Hardley Industrial Estate | Southampton | Hampshire | SO45 3AE | UNIT 6 THE PURLIEU CENTRE | HARDLEY INDUSTRIAL ESTATE | - | HYTHE | HA | SO45 3AE | 2021-06-24 | 1 | 1 | at all times | ASHLETT CREEK FAWLEY WTW | Hardley industrial estate into public foul in Long Lane | Nitrogen Ammoniacal as N | - | 35 | mg/l | 1.3 | Alcoholic beverages (Low Impact) | Hampshire West | Sanitation and sterilisation of brewing equipment and casks Using various chemicals such as bleach, Caustic Soda,Sodium Gluconate and Peracetic Acid. | Waste Water arising from brewing activity, cleaning, cask washing | Consent | WEST COMMON FAWLEY WPS
17769 | 3 | Tier 2 Consent | Vibrant Forest Brewery Limited | Unit 3 | The Purlieu Centre | Hardley Industrial Estate | Southampton | Hampshire | SO45 3AE | UNIT 6 THE PURLIEU CENTRE | HARDLEY INDUSTRIAL ESTATE | - | HYTHE | HA | SO45 3AE | 2021-06-24 | 1 | 1 | at all times | ASHLETT CREEK FAWLEY WTW | Hardley industrial estate into public foul in Long Lane | pH | 6 | 10 | pH Units | 1.3 | Alcoholic beverages (Low Impact) | Hampshire West | Sanitation and sterilisation of brewing equipment and casks Using various chemicals such as bleach, Caustic Soda,Sodium Gluconate and Peracetic Acid. | Waste Water arising from brewing activity, cleaning, cask washing | Consent | WEST COMMON FAWLEY WPS
17769 | 3 | Tier 2 Consent | Vibrant Forest Brewery Limited | Unit 3 | The Purlieu Centre | Hardley Industrial Estate | Southampton | Hampshire | SO45 3AE | UNIT 6 THE PURLIEU CENTRE | HARDLEY INDUSTRIAL ESTATE | - | HYTHE | HA | SO45 3AE | 2021-06-24 | 1 | 1 | at all times | ASHLETT CREEK FAWLEY WTW | Hardley industrial estate into public foul in Long Lane | Solids Suspended 105 Degrees C | - | 1400 | mg/l | 1.3 | Alcoholic beverages (Low Impact) | Hampshire West | Sanitation and sterilisation of brewing equipment and casks Using various chemicals such as bleach, Caustic Soda,Sodium Gluconate and Peracetic Acid. | Waste Water arising from brewing activity, cleaning, cask washing | Consent | WEST COMMON FAWLEY WPS
17769 | 3 | Tier 2 Consent | Vibrant Forest Brewery Limited | Unit 3 | The Purlieu Centre | Hardley Industrial Estate | Southampton | Hampshire | SO45 3AE | UNIT 6 THE PURLIEU CENTRE | HARDLEY INDUSTRIAL ESTATE | - | HYTHE | HA | SO45 3AE | 2021-06-24 | 1 | 1 | at all times | ASHLETT CREEK FAWLEY WTW | Hardley industrial estate into public foul in Long Lane | Sulphate as S04 | - | 500 | mg/l | 1.3 | Alcoholic beverages (Low Impact) | Hampshire West | Sanitation and sterilisation of brewing equipment and casks Using various chemicals such as bleach, Caustic Soda,Sodium Gluconate and Peracetic Acid. | Waste Water arising from brewing activity, cleaning, cask washing | Consent | WEST COMMON FAWLEY WPS
17771 | 5 | Tier 1 Consent | Babynov Chichester Limited | Unit 12 | Terminus Road |  | Chichester | West Sussex | PO19 8TX |  | TERMINUS ROAD |  | CHICHESTER | SW | PO19 8TX | 2021-07-01 | 400 | 12 | At All Times | CHICHESTER WTW | Terminus Road | Chemical Oxygen Demand Shaken as 0 | - | 4500 | mg/l | 9.2 | Food processing - General | Sussex West | Food Processing | Pre Market Reform | Consent | Low Risk Consent - Unknown
17771 | 5 | Tier 1 Consent | Babynov Chichester Limited | Unit 12 | Terminus Road |  | Chichester | West Sussex | PO19 8TX |  | TERMINUS ROAD |  | CHICHESTER | SW | PO19 8TX | 2021-07-01 | 400 | 12 | At All Times | CHICHESTER WTW | Terminus Road | Nitrogen Ammoniacal as N | 0 | 35 | mg/l | 9.2 | Food processing - General | Sussex West | Food Processing | Pre Market Reform | Consent | Low Risk Consent - Unknown
17771 | 5 | Tier 1 Consent | Babynov Chichester Limited | Unit 12 | Terminus Road |  | Chichester | West Sussex | PO19 8TX |  | TERMINUS ROAD |  | CHICHESTER | SW | PO19 8TX | 2021-07-01 | 400 | 12 | At All Times | CHICHESTER WTW | Terminus Road | Oil and Grease | - | 300 | mg/l | 9.2 | Food processing - General | Sussex West | Food Processing | Pre Market Reform | Consent | Low Risk Consent - Unknown
17771 | 5 | Tier 1 Consent | Babynov Chichester Limited | Unit 12 | Terminus Road |  | Chichester | West Sussex | PO19 8TX |  | TERMINUS ROAD |  | CHICHESTER | SW | PO19 8TX | 2021-07-01 | 400 | 12 | At All Times | CHICHESTER WTW | Terminus Road | pH | 5 | 11 | pH Units | 9.2 | Food processing - General | Sussex West | Food Processing | Pre Market Reform | Consent | Low Risk Consent - Unknown
17771 | 5 | Tier 1 Consent | Babynov Chichester Limited | Unit 12 | Terminus Road |  | Chichester | West Sussex | PO19 8TX |  | TERMINUS ROAD |  | CHICHESTER | SW | PO19 8TX | 2021-07-01 | 400 | 12 | At All Times | CHICHESTER WTW | Terminus Road | Solids Suspended 105 Degrees C | - | 1300 | mg/l | 9.2 | Food processing - General | Sussex West | Food Processing | Pre Market Reform | Consent | Low Risk Consent - Unknown
17775 | 2 | Tier 1 Consent | RP Products Limited | Planet House | Edward Way | - | Burgess Hill | West Sussex | RH15 9TZ | UNIT B | CONSORT WAY | - | BURGESS HILL | SW | RH15 9TJ | 2021-06-24 | 8 | 0.16 | at all times | GODDARDS GREEN WTW | Consort Way | Aluminium Total | - | 3 | ug/l | 22.3 | Plating and metal finishing (Low Impact) | Sussex West | washing of steel and aluminium prior to powder coating | Powder Coating | Consent | -
17775 | 2 | Tier 1 Consent | RP Products Limited | Planet House | Edward Way | - | Burgess Hill | West Sussex | RH15 9TZ | UNIT B | CONSORT WAY | - | BURGESS HILL | SW | RH15 9TJ | 2021-06-24 | 8 | 0.16 | at all times | GODDARDS GREEN WTW | Consort Way | Chemical Oxygen Demand Shaken as 0 | 0 | 400 | mg/l | 22.3 | Plating and metal finishing (Low Impact) | Sussex West | washing of steel and aluminium prior to powder coating | Powder Coating | Consent | -
17775 | 2 | Tier 1 Consent | RP Products Limited | Planet House | Edward Way | - | Burgess Hill | West Sussex | RH15 9TZ | UNIT B | CONSORT WAY | - | BURGESS HILL | SW | RH15 9TJ | 2021-06-24 | 8 | 0.16 | at all times | GODDARDS GREEN WTW | Consort Way | Iron Total | - | 3 | ug/l | 22.3 | Plating and metal finishing (Low Impact) | Sussex West | washing of steel and aluminium prior to powder coating | Powder Coating | Consent | -
17775 | 2 | Tier 1 Consent | RP Products Limited | Planet House | Edward Way | - | Burgess Hill | West Sussex | RH15 9TZ | UNIT B | CONSORT WAY | - | BURGESS HILL | SW | RH15 9TJ | 2021-06-24 | 8 | 0.16 | at all times | GODDARDS GREEN WTW | Consort Way | Nitrogen Ammoniacal as N | 0 | 15 | mg/l | 22.3 | Plating and metal finishing (Low Impact) | Sussex West | washing of steel and aluminium prior to powder coating | Powder Coating | Consent | -
17775 | 2 | Tier 1 Consent | RP Products Limited | Planet House | Edward Way | - | Burgess Hill | West Sussex | RH15 9TZ | UNIT B | CONSORT WAY | - | BURGESS HILL | SW | RH15 9TJ | 2021-06-24 | 8 | 0.16 | at all times | GODDARDS GREEN WTW | Consort Way | pH | 6 | 10 | pH Units | 22.3 | Plating and metal finishing (Low Impact) | Sussex West | washing of steel and aluminium prior to powder coating | Powder Coating | Consent | -
17775 | 2 | Tier 1 Consent | RP Products Limited | Planet House | Edward Way | - | Burgess Hill | West Sussex | RH15 9TZ | UNIT B | CONSORT WAY | - | BURGESS HILL | SW | RH15 9TJ | 2021-06-24 | 8 | 0.16 | at all times | GODDARDS GREEN WTW | Consort Way | Phosphorus Total | - | 15 | ug/l | 22.3 | Plating and metal finishing (Low Impact) | Sussex West | washing of steel and aluminium prior to powder coating | Powder Coating | Consent | -
17775 | 2 | Tier 1 Consent | RP Products Limited | Planet House | Edward Way | - | Burgess Hill | West Sussex | RH15 9TZ | UNIT B | CONSORT WAY | - | BURGESS HILL | SW | RH15 9TJ | 2021-06-24 | 8 | 0.16 | at all times | GODDARDS GREEN WTW | Consort Way | Solids Suspended 105 Degrees C | 0 | 200 | mg/l | 22.3 | Plating and metal finishing (Low Impact) | Sussex West | washing of steel and aluminium prior to powder coating | Powder Coating | Consent | -
17777 | 1 | Low Risk Consent | Enterprise Rent-A-Car UK Limited | Enterprise House | Vicarage Road |  | Egham | Surrey | TW20 9FB | TERMINUS ROAD UNIT 7 |  | - | CHICHESTER | SW | PO19 8TX | 2021-06-24 | 1 | 1 | 08:00 To 18:00 | CHICHESTER WTW | Terminus Road | Chemical Oxygen Demand Shaken as 0 | 0 | 800 | mg/l | 31.2 | Vehicle and plant washing (Low Impact) | Sussex West | Vehicle washing with the use of Autosmart vehicle products (product sheet attached) | Car Rental | Consent | Low Risk Consent - Unknown
17777 | 1 | Low Risk Consent | Enterprise Rent-A-Car UK Limited | Enterprise House | Vicarage Road |  | Egham | Surrey | TW20 9FB | TERMINUS ROAD UNIT 7 |  | - | CHICHESTER | SW | PO19 8TX | 2021-06-24 | 1 | 1 | 08:00 To 18:00 | CHICHESTER WTW | Terminus Road | Nitrogen Ammoniacal as N | 0 | 35 | mg/l | 31.2 | Vehicle and plant washing (Low Impact) | Sussex West | Vehicle washing with the use of Autosmart vehicle products (product sheet attached) | Car Rental | Consent | Low Risk Consent - Unknown
17777 | 1 | Low Risk Consent | Enterprise Rent-A-Car UK Limited | Enterprise House | Vicarage Road |  | Egham | Surrey | TW20 9FB | TERMINUS ROAD UNIT 7 |  | - | CHICHESTER | SW | PO19 8TX | 2021-06-24 | 1 | 1 | 08:00 To 18:00 | CHICHESTER WTW | Terminus Road | Oil and Grease | 0 | 200 | mg/l | 31.2 | Vehicle and plant washing (Low Impact) | Sussex West | Vehicle washing with the use of Autosmart vehicle products (product sheet attached) | Car Rental | Consent | Low Risk Consent - Unknown
17777 | 1 | Low Risk Consent | Enterprise Rent-A-Car UK Limited | Enterprise House | Vicarage Road |  | Egham | Surrey | TW20 9FB | TERMINUS ROAD UNIT 7 |  | - | CHICHESTER | SW | PO19 8TX | 2021-06-24 | 1 | 1 | 08:00 To 18:00 | CHICHESTER WTW | Terminus Road | pH | 6 | 10 | pH Units | 31.2 | Vehicle and plant washing (Low Impact) | Sussex West | Vehicle washing with the use of Autosmart vehicle products (product sheet attached) | Car Rental | Consent | Low Risk Consent - Unknown
17777 | 1 | Low Risk Consent | Enterprise Rent-A-Car UK Limited | Enterprise House | Vicarage Road |  | Egham | Surrey | TW20 9FB | TERMINUS ROAD UNIT 7 |  | - | CHICHESTER | SW | PO19 8TX | 2021-06-24 | 1 | 1 | 08:00 To 18:00 | CHICHESTER WTW | Terminus Road | Solids Suspended 105 Degrees C | 0 | 400 | mg/l | 31.2 | Vehicle and plant washing (Low Impact) | Sussex West | Vehicle washing with the use of Autosmart vehicle products (product sheet attached) | Car Rental | Consent | Low Risk Consent - Unknown
17779 | 4 | Tier 2 Consent | Swanscombe Development LLP | Bardon Hall | Copt Oak Road | Markfield |  |  | LE67 9PJ | SOUTH PIT PHASE 3 LANDFILL | MANOR WAY |  | SWANSCOMBE | KE | DA10 0LL | 2022-06-22 | 30 | 1 | At all times | NORTHFLEET WTW | Manor Way, adjacent to Manor Way Swanscombe WPS | Arsenic Total | - | 350 | ug/l | 37.2 | Tip leachates and land remediation Closed | Kent West | Leachate discharge from tip | Leachate collection and discharge from tip | Consent | MANOR WAY SWANSCOMBE WPS
17779 | 4 | Tier 2 Consent | Swanscombe Development LLP | Bardon Hall | Copt Oak Road | Markfield |  |  | LE67 9PJ | SOUTH PIT PHASE 3 LANDFILL | MANOR WAY |  | SWANSCOMBE | KE | DA10 0LL | 2022-06-22 | 30 | 1 | At all times | NORTHFLEET WTW | Manor Way, adjacent to Manor Way Swanscombe WPS | Cadmium Total (ug/l) | - | 4 | ug/l | 37.2 | Tip leachates and land remediation Closed | Kent West | Leachate discharge from tip | Leachate collection and discharge from tip | Consent | MANOR WAY SWANSCOMBE WPS
17779 | 4 | Tier 2 Consent | Swanscombe Development LLP | Bardon Hall | Copt Oak Road | Markfield |  |  | LE67 9PJ | SOUTH PIT PHASE 3 LANDFILL | MANOR WAY |  | SWANSCOMBE | KE | DA10 0LL | 2022-06-22 | 30 | 1 | At all times | NORTHFLEET WTW | Manor Way, adjacent to Manor Way Swanscombe WPS | Chemical Oxygen Demand Shaken as 0 | - | 1667 | mg/l | 37.2 | Tip leachates and land remediation Closed | Kent West | Leachate discharge from tip | Leachate collection and discharge from tip | Consent | MANOR WAY SWANSCOMBE WPS
17779 | 4 | Tier 2 Consent | Swanscombe Development LLP | Bardon Hall | Copt Oak Road | Markfield |  |  | LE67 9PJ | SOUTH PIT PHASE 3 LANDFILL | MANOR WAY |  | SWANSCOMBE | KE | DA10 0LL | 2022-06-22 | 30 | 1 | At all times | NORTHFLEET WTW | Manor Way, adjacent to Manor Way Swanscombe WPS | Chromium Total mg/l | - | 3 | ug/l | 37.2 | Tip leachates and land remediation Closed | Kent West | Leachate discharge from tip | Leachate collection and discharge from tip | Consent | MANOR WAY SWANSCOMBE WPS
17779 | 4 | Tier 2 Consent | Swanscombe Development LLP | Bardon Hall | Copt Oak Road | Markfield |  |  | LE67 9PJ | SOUTH PIT PHASE 3 LANDFILL | MANOR WAY |  | SWANSCOMBE | KE | DA10 0LL | 2022-06-22 | 30 | 1 | At all times | NORTHFLEET WTW | Manor Way, adjacent to Manor Way Swanscombe WPS | Copper Total | - | 1 | ug/l | 37.2 | Tip leachates and land remediation Closed | Kent West | Leachate discharge from tip | Leachate collection and discharge from tip | Consent | MANOR WAY SWANSCOMBE WPS
17779 | 4 | Tier 2 Consent | Swanscombe Development LLP | Bardon Hall | Copt Oak Road | Markfield |  |  | LE67 9PJ | SOUTH PIT PHASE 3 LANDFILL | MANOR WAY |  | SWANSCOMBE | KE | DA10 0LL | 2022-06-22 | 30 | 1 | At all times | NORTHFLEET WTW | Manor Way, adjacent to Manor Way Swanscombe WPS | Lead Total | - | 0.1 | ug/l | 37.2 | Tip leachates and land remediation Closed | Kent West | Leachate discharge from tip | Leachate collection and discharge from tip | Consent | MANOR WAY SWANSCOMBE WPS
17779 | 4 | Tier 2 Consent | Swanscombe Development LLP | Bardon Hall | Copt Oak Road | Markfield |  |  | LE67 9PJ | SOUTH PIT PHASE 3 LANDFILL | MANOR WAY |  | SWANSCOMBE | KE | DA10 0LL | 2022-06-22 | 30 | 1 | At all times | NORTHFLEET WTW | Manor Way, adjacent to Manor Way Swanscombe WPS | Methane Dissolved | - | 0.14 | ug/l | 37.2 | Tip leachates and land remediation Closed | Kent West | Leachate discharge from tip | Leachate collection and discharge from tip | Consent | MANOR WAY SWANSCOMBE WPS
17779 | 4 | Tier 2 Consent | Swanscombe Development LLP | Bardon Hall | Copt Oak Road | Markfield |  |  | LE67 9PJ | SOUTH PIT PHASE 3 LANDFILL | MANOR WAY |  | SWANSCOMBE | KE | DA10 0LL | 2022-06-22 | 30 | 1 | At all times | NORTHFLEET WTW | Manor Way, adjacent to Manor Way Swanscombe WPS | Nickel Total | - | 1 | ug/l | 37.2 | Tip leachates and land remediation Closed | Kent West | Leachate discharge from tip | Leachate collection and discharge from tip | Consent | MANOR WAY SWANSCOMBE WPS
17779 | 4 | Tier 2 Consent | Swanscombe Development LLP | Bardon Hall | Copt Oak Road | Markfield |  |  | LE67 9PJ | SOUTH PIT PHASE 3 LANDFILL | MANOR WAY |  | SWANSCOMBE | KE | DA10 0LL | 2022-06-22 | 30 | 1 | At all times | NORTHFLEET WTW | Manor Way, adjacent to Manor Way Swanscombe WPS | Nitrogen Ammoniacal as N | - | 83 | mg/l | 37.2 | Tip leachates and land remediation Closed | Kent West | Leachate discharge from tip | Leachate collection and discharge from tip | Consent | MANOR WAY SWANSCOMBE WPS
17779 | 4 | Tier 2 Consent | Swanscombe Development LLP | Bardon Hall | Copt Oak Road | Markfield |  |  | LE67 9PJ | SOUTH PIT PHASE 3 LANDFILL | MANOR WAY |  | SWANSCOMBE | KE | DA10 0LL | 2022-06-22 | 30 | 1 | At all times | NORTHFLEET WTW | Manor Way, adjacent to Manor Way Swanscombe WPS | pH | 6 | 10 | pH Units | 37.2 | Tip leachates and land remediation Closed | Kent West | Leachate discharge from tip | Leachate collection and discharge from tip | Consent | MANOR WAY SWANSCOMBE WPS
17779 | 4 | Tier 2 Consent | Swanscombe Development LLP | Bardon Hall | Copt Oak Road | Markfield |  |  | LE67 9PJ | SOUTH PIT PHASE 3 LANDFILL | MANOR WAY |  | SWANSCOMBE | KE | DA10 0LL | 2022-06-22 | 30 | 1 | At all times | NORTHFLEET WTW | Manor Way, adjacent to Manor Way Swanscombe WPS | Solids Suspended 105 Degrees C | - | 500 | mg/l | 37.2 | Tip leachates and land remediation Closed | Kent West | Leachate discharge from tip | Leachate collection and discharge from tip | Consent | MANOR WAY SWANSCOMBE WPS
17779 | 4 | Tier 2 Consent | Swanscombe Development LLP | Bardon Hall | Copt Oak Road | Markfield |  |  | LE67 9PJ | SOUTH PIT PHASE 3 LANDFILL | MANOR WAY |  | SWANSCOMBE | KE | DA10 0LL | 2022-06-22 | 30 | 1 | At all times | NORTHFLEET WTW | Manor Way, adjacent to Manor Way Swanscombe WPS | Sulphate as S04 | - | 15000 | mg/l | 37.2 | Tip leachates and land remediation Closed | Kent West | Leachate discharge from tip | Leachate collection and discharge from tip | Consent | MANOR WAY SWANSCOMBE WPS
17783 | 3 | Tier 1 Consent | Dover Harbour Board | Harbour House | Marine Parade |  | Dover | Kent | CT17 9BU | NORTHAMPTON QUAY NORTHAMPTON QUAY BOATYARD | SNARGATE STREET | - | DOVER | KE | CT17 9BJ | 2021-08-27 | 432 | 5 | At all times | BROOMFIELD BANK WTW | Snargate Street MH 9105 | Chemical Oxygen Demand Shaken as 0 | - | 400 | mg/l | 31.3 | Vehicle and plant washing (Low Impact) | Kent East | Jet washing, scrubbing or sanding and rinsing of hulls and contaminated surface water. | Northampton Quay Boatyard. Repair and maintenance of vessels including cleaning | Consent | ELIZABETH STREET DOVER WPS
17783 | 3 | Tier 1 Consent | Dover Harbour Board | Harbour House | Marine Parade |  | Dover | Kent | CT17 9BU | NORTHAMPTON QUAY NORTHAMPTON QUAY BOATYARD | SNARGATE STREET | - | DOVER | KE | CT17 9BJ | 2021-08-27 | 432 | 5 | At all times | BROOMFIELD BANK WTW | Snargate Street MH 9105 | Chloride | - | 20 | mg/l | 31.3 | Vehicle and plant washing (Low Impact) | Kent East | Jet washing, scrubbing or sanding and rinsing of hulls and contaminated surface water. | Northampton Quay Boatyard. Repair and maintenance of vessels including cleaning | Consent | ELIZABETH STREET DOVER WPS
17783 | 3 | Tier 1 Consent | Dover Harbour Board | Harbour House | Marine Parade |  | Dover | Kent | CT17 9BU | NORTHAMPTON QUAY NORTHAMPTON QUAY BOATYARD | SNARGATE STREET | - | DOVER | KE | CT17 9BJ | 2021-08-27 | 432 | 5 | At all times | BROOMFIELD BANK WTW | Snargate Street MH 9105 | Chromium Total mg/l | - | 0.5 | ug/l | 31.3 | Vehicle and plant washing (Low Impact) | Kent East | Jet washing, scrubbing or sanding and rinsing of hulls and contaminated surface water. | Northampton Quay Boatyard. Repair and maintenance of vessels including cleaning | Consent | ELIZABETH STREET DOVER WPS
17783 | 3 | Tier 1 Consent | Dover Harbour Board | Harbour House | Marine Parade |  | Dover | Kent | CT17 9BU | NORTHAMPTON QUAY NORTHAMPTON QUAY BOATYARD | SNARGATE STREET | - | DOVER | KE | CT17 9BJ | 2021-08-27 | 432 | 5 | At all times | BROOMFIELD BANK WTW | Snargate Street MH 9105 | Copper Total | - | 0.5 | ug/l | 31.3 | Vehicle and plant washing (Low Impact) | Kent East | Jet washing, scrubbing or sanding and rinsing of hulls and contaminated surface water. | Northampton Quay Boatyard. Repair and maintenance of vessels including cleaning | Consent | ELIZABETH STREET DOVER WPS
17783 | 3 | Tier 1 Consent | Dover Harbour Board | Harbour House | Marine Parade |  | Dover | Kent | CT17 9BU | NORTHAMPTON QUAY NORTHAMPTON QUAY BOATYARD | SNARGATE STREET | - | DOVER | KE | CT17 9BJ | 2021-08-27 | 432 | 5 | At all times | BROOMFIELD BANK WTW | Snargate Street MH 9105 | Iron Total | - | 0.5 | ug/l | 31.3 | Vehicle and plant washing (Low Impact) | Kent East | Jet washing, scrubbing or sanding and rinsing of hulls and contaminated surface water. | Northampton Quay Boatyard. Repair and maintenance of vessels including cleaning | Consent | ELIZABETH STREET DOVER WPS
17783 | 3 | Tier 1 Consent | Dover Harbour Board | Harbour House | Marine Parade |  | Dover | Kent | CT17 9BU | NORTHAMPTON QUAY NORTHAMPTON QUAY BOATYARD | SNARGATE STREET | - | DOVER | KE | CT17 9BJ | 2021-08-27 | 432 | 5 | At all times | BROOMFIELD BANK WTW | Snargate Street MH 9105 | Lead Total | - | 0.5 | ug/l | 31.3 | Vehicle and plant washing (Low Impact) | Kent East | Jet washing, scrubbing or sanding and rinsing of hulls and contaminated surface water. | Northampton Quay Boatyard. Repair and maintenance of vessels including cleaning | Consent | ELIZABETH STREET DOVER WPS
17783 | 3 | Tier 1 Consent | Dover Harbour Board | Harbour House | Marine Parade |  | Dover | Kent | CT17 9BU | NORTHAMPTON QUAY NORTHAMPTON QUAY BOATYARD | SNARGATE STREET | - | DOVER | KE | CT17 9BJ | 2021-08-27 | 432 | 5 | At all times | BROOMFIELD BANK WTW | Snargate Street MH 9105 | Nickel Total | - | 0.5 | ug/l | 31.3 | Vehicle and plant washing (Low Impact) | Kent East | Jet washing, scrubbing or sanding and rinsing of hulls and contaminated surface water. | Northampton Quay Boatyard. Repair and maintenance of vessels including cleaning | Consent | ELIZABETH STREET DOVER WPS
17783 | 3 | Tier 1 Consent | Dover Harbour Board | Harbour House | Marine Parade |  | Dover | Kent | CT17 9BU | NORTHAMPTON QUAY NORTHAMPTON QUAY BOATYARD | SNARGATE STREET | - | DOVER | KE | CT17 9BJ | 2021-08-27 | 432 | 5 | At all times | BROOMFIELD BANK WTW | Snargate Street MH 9105 | Nitrogen Ammoniacal as N | - | 10 | mg/l | 31.3 | Vehicle and plant washing (Low Impact) | Kent East | Jet washing, scrubbing or sanding and rinsing of hulls and contaminated surface water. | Northampton Quay Boatyard. Repair and maintenance of vessels including cleaning | Consent | ELIZABETH STREET DOVER WPS
17783 | 3 | Tier 1 Consent | Dover Harbour Board | Harbour House | Marine Parade |  | Dover | Kent | CT17 9BU | NORTHAMPTON QUAY NORTHAMPTON QUAY BOATYARD | SNARGATE STREET | - | DOVER | KE | CT17 9BJ | 2021-08-27 | 432 | 5 | At all times | BROOMFIELD BANK WTW | Snargate Street MH 9105 | pH | 6 | 10 | pH Units | 31.3 | Vehicle and plant washing (Low Impact) | Kent East | Jet washing, scrubbing or sanding and rinsing of hulls and contaminated surface water. | Northampton Quay Boatyard. Repair and maintenance of vessels including cleaning | Consent | ELIZABETH STREET DOVER WPS
17783 | 3 | Tier 1 Consent | Dover Harbour Board | Harbour House | Marine Parade |  | Dover | Kent | CT17 9BU | NORTHAMPTON QUAY NORTHAMPTON QUAY BOATYARD | SNARGATE STREET | - | DOVER | KE | CT17 9BJ | 2021-08-27 | 432 | 5 | At all times | BROOMFIELD BANK WTW | Snargate Street MH 9105 | Solids Suspended 105 Degrees C | - | 200 | mg/l | 31.3 | Vehicle and plant washing (Low Impact) | Kent East | Jet washing, scrubbing or sanding and rinsing of hulls and contaminated surface water. | Northampton Quay Boatyard. Repair and maintenance of vessels including cleaning | Consent | ELIZABETH STREET DOVER WPS
17783 | 3 | Tier 1 Consent | Dover Harbour Board | Harbour House | Marine Parade |  | Dover | Kent | CT17 9BU | NORTHAMPTON QUAY NORTHAMPTON QUAY BOATYARD | SNARGATE STREET | - | DOVER | KE | CT17 9BJ | 2021-08-27 | 432 | 5 | At all times | BROOMFIELD BANK WTW | Snargate Street MH 9105 | Sulphate as S04 | - | 500 | mg/l | 31.3 | Vehicle and plant washing (Low Impact) | Kent East | Jet washing, scrubbing or sanding and rinsing of hulls and contaminated surface water. | Northampton Quay Boatyard. Repair and maintenance of vessels including cleaning | Consent | ELIZABETH STREET DOVER WPS
17783 | 3 | Tier 1 Consent | Dover Harbour Board | Harbour House | Marine Parade |  | Dover | Kent | CT17 9BU | NORTHAMPTON QUAY NORTHAMPTON QUAY BOATYARD | SNARGATE STREET | - | DOVER | KE | CT17 9BJ | 2021-08-27 | 432 | 5 | At all times | BROOMFIELD BANK WTW | Snargate Street MH 9105 | Sulphide as S | - | 1 | mg/l | 31.3 | Vehicle and plant washing (Low Impact) | Kent East | Jet washing, scrubbing or sanding and rinsing of hulls and contaminated surface water. | Northampton Quay Boatyard. Repair and maintenance of vessels including cleaning | Consent | ELIZABETH STREET DOVER WPS
17783 | 3 | Tier 1 Consent | Dover Harbour Board | Harbour House | Marine Parade |  | Dover | Kent | CT17 9BU | NORTHAMPTON QUAY NORTHAMPTON QUAY BOATYARD | SNARGATE STREET | - | DOVER | KE | CT17 9BJ | 2021-08-27 | 432 | 5 | At all times | BROOMFIELD BANK WTW | Snargate Street MH 9105 | Zinc Total mg/l | - | 0.5 | ug/l | 31.3 | Vehicle and plant washing (Low Impact) | Kent East | Jet washing, scrubbing or sanding and rinsing of hulls and contaminated surface water. | Northampton Quay Boatyard. Repair and maintenance of vessels including cleaning | Consent | ELIZABETH STREET DOVER WPS
17787 | 1 | Low Risk Consent | Beaver Tool Hire (Chichester) Limited | Ben Turner Industrial Estate | Oving Road | - | Chichester | West Sussex | PO19 7ET | BEAVER TOOL HIRE LTD | BEN TURNER INDUSTRIAL ESTATE | - | CHICHESTER | SW | PO19 7ET | 2021-07-13 | 2 | 1 | 00:00 To 23:59 | CHICHESTER WTW | Ben Turner Industrial Estate | Chemical Oxygen Demand Shaken as 0 | 0 | 800 | mg/l | 31.2 | Vehicle and plant washing (Low Impact) | Sussex West | A pressure washer is used to wash small plant (max it digger) and tools water only used to wash mud and dirt from machines into a sump which is emptied into a skip, then the waste waster passes through 2 slit filters, an oil filer and then pumped to foul water drain. | Hire of small plant and tools | Consent | Low Risk Consent - Unknown
17787 | 1 | Low Risk Consent | Beaver Tool Hire (Chichester) Limited | Ben Turner Industrial Estate | Oving Road | - | Chichester | West Sussex | PO19 7ET | BEAVER TOOL HIRE LTD | BEN TURNER INDUSTRIAL ESTATE | - | CHICHESTER | SW | PO19 7ET | 2021-07-13 | 2 | 1 | 00:00 To 23:59 | CHICHESTER WTW | Ben Turner Industrial Estate | Nitrogen Ammoniacal as N | 0 | 35 | mg/l | 31.2 | Vehicle and plant washing (Low Impact) | Sussex West | A pressure washer is used to wash small plant (max it digger) and tools water only used to wash mud and dirt from machines into a sump which is emptied into a skip, then the waste waster passes through 2 slit filters, an oil filer and then pumped to foul water drain. | Hire of small plant and tools | Consent | Low Risk Consent - Unknown
17787 | 1 | Low Risk Consent | Beaver Tool Hire (Chichester) Limited | Ben Turner Industrial Estate | Oving Road | - | Chichester | West Sussex | PO19 7ET | BEAVER TOOL HIRE LTD | BEN TURNER INDUSTRIAL ESTATE | - | CHICHESTER | SW | PO19 7ET | 2021-07-13 | 2 | 1 | 00:00 To 23:59 | CHICHESTER WTW | Ben Turner Industrial Estate | Oil and Grease | 0 | 200 | mg/l | 31.2 | Vehicle and plant washing (Low Impact) | Sussex West | A pressure washer is used to wash small plant (max it digger) and tools water only used to wash mud and dirt from machines into a sump which is emptied into a skip, then the waste waster passes through 2 slit filters, an oil filer and then pumped to foul water drain. | Hire of small plant and tools | Consent | Low Risk Consent - Unknown
17787 | 1 | Low Risk Consent | Beaver Tool Hire (Chichester) Limited | Ben Turner Industrial Estate | Oving Road | - | Chichester | West Sussex | PO19 7ET | BEAVER TOOL HIRE LTD | BEN TURNER INDUSTRIAL ESTATE | - | CHICHESTER | SW | PO19 7ET | 2021-07-13 | 2 | 1 | 00:00 To 23:59 | CHICHESTER WTW | Ben Turner Industrial Estate | pH | 6 | 10 | pH Units | 31.2 | Vehicle and plant washing (Low Impact) | Sussex West | A pressure washer is used to wash small plant (max it digger) and tools water only used to wash mud and dirt from machines into a sump which is emptied into a skip, then the waste waster passes through 2 slit filters, an oil filer and then pumped to foul water drain. | Hire of small plant and tools | Consent | Low Risk Consent - Unknown
17787 | 1 | Low Risk Consent | Beaver Tool Hire (Chichester) Limited | Ben Turner Industrial Estate | Oving Road | - | Chichester | West Sussex | PO19 7ET | BEAVER TOOL HIRE LTD | BEN TURNER INDUSTRIAL ESTATE | - | CHICHESTER | SW | PO19 7ET | 2021-07-13 | 2 | 1 | 00:00 To 23:59 | CHICHESTER WTW | Ben Turner Industrial Estate | Solids Suspended 105 Degrees C | 0 | 400 | mg/l | 31.2 | Vehicle and plant washing (Low Impact) | Sussex West | A pressure washer is used to wash small plant (max it digger) and tools water only used to wash mud and dirt from machines into a sump which is emptied into a skip, then the waste waster passes through 2 slit filters, an oil filer and then pumped to foul water drain. | Hire of small plant and tools | Consent | Low Risk Consent - Unknown
17790 | 1 | Low Risk Consent | Sunbelt Rentals Limited | 100 | Cheapside |  | London |  | EC2V 6DT | PLOT F6 | CRACKNORE INDUSTRIAL ESTATE | - | SOUTHAMPTON | HA | SO40 4ZD | 2021-07-21 | 5 | 1 | 08:00 To 17:00 | SLOWHILL COPSE MARCHWOOD WTW | Normandy Way | Chemical Oxygen Demand Shaken as 0 | - | 800 | mg/l | 31.3 | Vehicle and plant washing (Low Impact) | Hampshire West | Wash bay - Washing of cabins | Rental of Accommodation and Welfare Units (Cabins) | Consent | MAGAZINE LANE MARCHWOOD WPS
17790 | 1 | Low Risk Consent | Sunbelt Rentals Limited | 100 | Cheapside |  | London |  | EC2V 6DT | PLOT F6 | CRACKNORE INDUSTRIAL ESTATE | - | SOUTHAMPTON | HA | SO40 4ZD | 2021-07-21 | 5 | 1 | 08:00 To 17:00 | SLOWHILL COPSE MARCHWOOD WTW | Normandy Way | Nitrogen Ammoniacal as N | - | 35 | mg/l | 31.3 | Vehicle and plant washing (Low Impact) | Hampshire West | Wash bay - Washing of cabins | Rental of Accommodation and Welfare Units (Cabins) | Consent | MAGAZINE LANE MARCHWOOD WPS
17790 | 1 | Low Risk Consent | Sunbelt Rentals Limited | 100 | Cheapside |  | London |  | EC2V 6DT | PLOT F6 | CRACKNORE INDUSTRIAL ESTATE | - | SOUTHAMPTON | HA | SO40 4ZD | 2021-07-21 | 5 | 1 | 08:00 To 17:00 | SLOWHILL COPSE MARCHWOOD WTW | Normandy Way | Oil and Grease | - | 200 | mg/l | 31.3 | Vehicle and plant washing (Low Impact) | Hampshire West | Wash bay - Washing of cabins | Rental of Accommodation and Welfare Units (Cabins) | Consent | MAGAZINE LANE MARCHWOOD WPS
17790 | 1 | Low Risk Consent | Sunbelt Rentals Limited | 100 | Cheapside |  | London |  | EC2V 6DT | PLOT F6 | CRACKNORE INDUSTRIAL ESTATE | - | SOUTHAMPTON | HA | SO40 4ZD | 2021-07-21 | 5 | 1 | 08:00 To 17:00 | SLOWHILL COPSE MARCHWOOD WTW | Normandy Way | pH Limit | 6 | 10 |  | 31.3 | Vehicle and plant washing (Low Impact) | Hampshire West | Wash bay - Washing of cabins | Rental of Accommodation and Welfare Units (Cabins) | Consent | MAGAZINE LANE MARCHWOOD WPS
17790 | 1 | Low Risk Consent | Sunbelt Rentals Limited | 100 | Cheapside |  | London |  | EC2V 6DT | PLOT F6 | CRACKNORE INDUSTRIAL ESTATE | - | SOUTHAMPTON | HA | SO40 4ZD | 2021-07-21 | 5 | 1 | 08:00 To 17:00 | SLOWHILL COPSE MARCHWOOD WTW | Normandy Way | Solids Suspended 105 Degrees C | - | 400 | mg/l | 31.3 | Vehicle and plant washing (Low Impact) | Hampshire West | Wash bay - Washing of cabins | Rental of Accommodation and Welfare Units (Cabins) | Consent | MAGAZINE LANE MARCHWOOD WPS
17791 | 2 | Low Risk Consent | British Car Auctions Limited | Form 2, 18 Bartley Wood Business Park | Bartley Way | - | Hook | Hampshire | RG27 9XA | A D T AUCTIONS | ELDON WAY | - | TONBRIDGE | KE | TN12 6BE | 2021-08-19 | 11 | 1 | At any time | PADDOCK WOOD WTW | Maidstone Road | Chemical Oxygen Demand Shaken as 0 | - | 800 | mg/l | 31.2 | Vehicle and plant washing (Low Impact) | Sussex East | vehicle washing and floor washing | Automotive dealership | Consent | Pre Market Reform
17791 | 2 | Low Risk Consent | British Car Auctions Limited | Form 2, 18 Bartley Wood Business Park | Bartley Way | - | Hook | Hampshire | RG27 9XA | A D T AUCTIONS | ELDON WAY | - | TONBRIDGE | KE | TN12 6BE | 2021-08-19 | 11 | 1 | At any time | PADDOCK WOOD WTW | Maidstone Road | Detergents Anionic | - | 50 | mg/l | 31.2 | Vehicle and plant washing (Low Impact) | Sussex East | vehicle washing and floor washing | Automotive dealership | Consent | Pre Market Reform
17791 | 2 | Low Risk Consent | British Car Auctions Limited | Form 2, 18 Bartley Wood Business Park | Bartley Way | - | Hook | Hampshire | RG27 9XA | A D T AUCTIONS | ELDON WAY | - | TONBRIDGE | KE | TN12 6BE | 2021-08-19 | 11 | 1 | At any time | PADDOCK WOOD WTW | Maidstone Road | Detergents Cationic | - | 50 | - | 31.2 | Vehicle and plant washing (Low Impact) | Sussex East | vehicle washing and floor washing | Automotive dealership | Consent | Pre Market Reform
17791 | 2 | Low Risk Consent | British Car Auctions Limited | Form 2, 18 Bartley Wood Business Park | Bartley Way | - | Hook | Hampshire | RG27 9XA | A D T AUCTIONS | ELDON WAY | - | TONBRIDGE | KE | TN12 6BE | 2021-08-19 | 11 | 1 | At any time | PADDOCK WOOD WTW | Maidstone Road | Detergents Non-Ionic | - | 50 | mg/l | 31.2 | Vehicle and plant washing (Low Impact) | Sussex East | vehicle washing and floor washing | Automotive dealership | Consent | Pre Market Reform
17791 | 2 | Low Risk Consent | British Car Auctions Limited | Form 2, 18 Bartley Wood Business Park | Bartley Way | - | Hook | Hampshire | RG27 9XA | A D T AUCTIONS | ELDON WAY | - | TONBRIDGE | KE | TN12 6BE | 2021-08-19 | 11 | 1 | At any time | PADDOCK WOOD WTW | Maidstone Road | Oil and Grease | - | 200 | mg/l | 31.2 | Vehicle and plant washing (Low Impact) | Sussex East | vehicle washing and floor washing | Automotive dealership | Consent | Pre Market Reform
17791 | 2 | Low Risk Consent | British Car Auctions Limited | Form 2, 18 Bartley Wood Business Park | Bartley Way | - | Hook | Hampshire | RG27 9XA | A D T AUCTIONS | ELDON WAY | - | TONBRIDGE | KE | TN12 6BE | 2021-08-19 | 11 | 1 | At any time | PADDOCK WOOD WTW | Maidstone Road | pH | 6 | 10 | pH Units | 31.2 | Vehicle and plant washing (Low Impact) | Sussex East | vehicle washing and floor washing | Automotive dealership | Consent | Pre Market Reform
17791 | 2 | Low Risk Consent | British Car Auctions Limited | Form 2, 18 Bartley Wood Business Park | Bartley Way | - | Hook | Hampshire | RG27 9XA | A D T AUCTIONS | ELDON WAY | - | TONBRIDGE | KE | TN12 6BE | 2021-08-19 | 11 | 1 | At any time | PADDOCK WOOD WTW | Maidstone Road | Phosphorus Total | - | 2 | ug/l | 31.2 | Vehicle and plant washing (Low Impact) | Sussex East | vehicle washing and floor washing | Automotive dealership | Consent | Pre Market Reform
17791 | 2 | Low Risk Consent | British Car Auctions Limited | Form 2, 18 Bartley Wood Business Park | Bartley Way | - | Hook | Hampshire | RG27 9XA | A D T AUCTIONS | ELDON WAY | - | TONBRIDGE | KE | TN12 6BE | 2021-08-19 | 11 | 1 | At any time | PADDOCK WOOD WTW | Maidstone Road | Solids Suspended 105 Degrees C | - | 400 | mg/l | 31.2 | Vehicle and plant washing (Low Impact) | Sussex East | vehicle washing and floor washing | Automotive dealership | Consent | Pre Market Reform
17791 | 2 | Low Risk Consent | British Car Auctions Limited | Form 2, 18 Bartley Wood Business Park | Bartley Way | - | Hook | Hampshire | RG27 9XA | A D T AUCTIONS | ELDON WAY | - | TONBRIDGE | KE | TN12 6BE | 2021-08-19 | 11 | 1 | At any time | PADDOCK WOOD WTW | Maidstone Road | Sulphate as S04 | - | 500 | mg/l | 31.2 | Vehicle and plant washing (Low Impact) | Sussex East | vehicle washing and floor washing | Automotive dealership | Consent | Pre Market Reform
17793 | 3 | Tier 2 Consent | FCC Waste Management Limited | 3 Sidings Court | White Rose Way | Doncaster |  |  | DN4 5NU | VALE RISE DEPOT | VALE RISE | - | TONBRIDGE | KE | TN9 1TB | 2021-07-23 | 100 | 5 | At all times | TONBRIDGE WTW | Vale Rise driveway | Chemical Oxygen Demand Shaken as 0 | - | 600 | mg/l | 40.1 | Rainwater and surface water run-off (Medium Impact). Fire fighting foam training | Kent West | Vehicle washing, including refuse collection vehicles and street cleansing machines. Contaminated rainwater from a surface area of 2500 m2. | Operation of waste and recycling collection services, including washing of operational vehicles on site. | Consent | DIRECT TO WTW
17793 | 3 | Tier 2 Consent | FCC Waste Management Limited | 3 Sidings Court | White Rose Way | Doncaster |  |  | DN4 5NU | VALE RISE DEPOT | VALE RISE | - | TONBRIDGE | KE | TN9 1TB | 2021-07-23 | 100 | 5 | At all times | TONBRIDGE WTW | Vale Rise driveway | Chloride | - | 70 | mg/l | 40.1 | Rainwater and surface water run-off (Medium Impact). Fire fighting foam training | Kent West | Vehicle washing, including refuse collection vehicles and street cleansing machines. Contaminated rainwater from a surface area of 2500 m2. | Operation of waste and recycling collection services, including washing of operational vehicles on site. | Consent | DIRECT TO WTW
17793 | 3 | Tier 2 Consent | FCC Waste Management Limited | 3 Sidings Court | White Rose Way | Doncaster |  |  | DN4 5NU | VALE RISE DEPOT | VALE RISE | - | TONBRIDGE | KE | TN9 1TB | 2021-07-23 | 100 | 5 | At all times | TONBRIDGE WTW | Vale Rise driveway | Iron Total | - | 6 | ug/l | 40.1 | Rainwater and surface water run-off (Medium Impact). Fire fighting foam training | Kent West | Vehicle washing, including refuse collection vehicles and street cleansing machines. Contaminated rainwater from a surface area of 2500 m2. | Operation of waste and recycling collection services, including washing of operational vehicles on site. | Consent | DIRECT TO WTW
17793 | 3 | Tier 2 Consent | FCC Waste Management Limited | 3 Sidings Court | White Rose Way | Doncaster |  |  | DN4 5NU | VALE RISE DEPOT | VALE RISE | - | TONBRIDGE | KE | TN9 1TB | 2021-07-23 | 100 | 5 | At all times | TONBRIDGE WTW | Vale Rise driveway | Manganese Total | - | 0.8 | ug/l | 40.1 | Rainwater and surface water run-off (Medium Impact). Fire fighting foam training | Kent West | Vehicle washing, including refuse collection vehicles and street cleansing machines. Contaminated rainwater from a surface area of 2500 m2. | Operation of waste and recycling collection services, including washing of operational vehicles on site. | Consent | DIRECT TO WTW
17793 | 3 | Tier 2 Consent | FCC Waste Management Limited | 3 Sidings Court | White Rose Way | Doncaster |  |  | DN4 5NU | VALE RISE DEPOT | VALE RISE | - | TONBRIDGE | KE | TN9 1TB | 2021-07-23 | 100 | 5 | At all times | TONBRIDGE WTW | Vale Rise driveway | Nitrogen Ammoniacal as N | - | 35 | mg/l | 40.1 | Rainwater and surface water run-off (Medium Impact). Fire fighting foam training | Kent West | Vehicle washing, including refuse collection vehicles and street cleansing machines. Contaminated rainwater from a surface area of 2500 m2. | Operation of waste and recycling collection services, including washing of operational vehicles on site. | Consent | DIRECT TO WTW
17793 | 3 | Tier 2 Consent | FCC Waste Management Limited | 3 Sidings Court | White Rose Way | Doncaster |  |  | DN4 5NU | VALE RISE DEPOT | VALE RISE | - | TONBRIDGE | KE | TN9 1TB | 2021-07-23 | 100 | 5 | At all times | TONBRIDGE WTW | Vale Rise driveway | Oil and Grease | - | 200 | mg/l | 40.1 | Rainwater and surface water run-off (Medium Impact). Fire fighting foam training | Kent West | Vehicle washing, including refuse collection vehicles and street cleansing machines. Contaminated rainwater from a surface area of 2500 m2. | Operation of waste and recycling collection services, including washing of operational vehicles on site. | Consent | DIRECT TO WTW
17793 | 3 | Tier 2 Consent | FCC Waste Management Limited | 3 Sidings Court | White Rose Way | Doncaster |  |  | DN4 5NU | VALE RISE DEPOT | VALE RISE | - | TONBRIDGE | KE | TN9 1TB | 2021-07-23 | 100 | 5 | At all times | TONBRIDGE WTW | Vale Rise driveway | pH | 6 | 10 | pH Units | 40.1 | Rainwater and surface water run-off (Medium Impact). Fire fighting foam training | Kent West | Vehicle washing, including refuse collection vehicles and street cleansing machines. Contaminated rainwater from a surface area of 2500 m2. | Operation of waste and recycling collection services, including washing of operational vehicles on site. | Consent | DIRECT TO WTW
17793 | 3 | Tier 2 Consent | FCC Waste Management Limited | 3 Sidings Court | White Rose Way | Doncaster |  |  | DN4 5NU | VALE RISE DEPOT | VALE RISE | - | TONBRIDGE | KE | TN9 1TB | 2021-07-23 | 100 | 5 | At all times | TONBRIDGE WTW | Vale Rise driveway | Solids Suspended 105 Degrees C | - | 400 | mg/l | 40.1 | Rainwater and surface water run-off (Medium Impact). Fire fighting foam training | Kent West | Vehicle washing, including refuse collection vehicles and street cleansing machines. Contaminated rainwater from a surface area of 2500 m2. | Operation of waste and recycling collection services, including washing of operational vehicles on site. | Consent | DIRECT TO WTW
17793 | 3 | Tier 2 Consent | FCC Waste Management Limited | 3 Sidings Court | White Rose Way | Doncaster |  |  | DN4 5NU | VALE RISE DEPOT | VALE RISE | - | TONBRIDGE | KE | TN9 1TB | 2021-07-23 | 100 | 5 | At all times | TONBRIDGE WTW | Vale Rise driveway | Sulphate as S04 | - | 500 | mg/l | 40.1 | Rainwater and surface water run-off (Medium Impact). Fire fighting foam training | Kent West | Vehicle washing, including refuse collection vehicles and street cleansing machines. Contaminated rainwater from a surface area of 2500 m2. | Operation of waste and recycling collection services, including washing of operational vehicles on site. | Consent | DIRECT TO WTW
17793 | 3 | Tier 2 Consent | FCC Waste Management Limited | 3 Sidings Court | White Rose Way | Doncaster |  |  | DN4 5NU | VALE RISE DEPOT | VALE RISE | - | TONBRIDGE | KE | TN9 1TB | 2021-07-23 | 100 | 5 | At all times | TONBRIDGE WTW | Vale Rise driveway | Sulphide as S | - | 1 | mg/l | 40.1 | Rainwater and surface water run-off (Medium Impact). Fire fighting foam training | Kent West | Vehicle washing, including refuse collection vehicles and street cleansing machines. Contaminated rainwater from a surface area of 2500 m2. | Operation of waste and recycling collection services, including washing of operational vehicles on site. | Consent | DIRECT TO WTW
17793 | 3 | Tier 2 Consent | FCC Waste Management Limited | 3 Sidings Court | White Rose Way | Doncaster |  |  | DN4 5NU | VALE RISE DEPOT | VALE RISE | - | TONBRIDGE | KE | TN9 1TB | 2021-07-23 | 100 | 5 | At all times | TONBRIDGE WTW | Vale Rise driveway | Toluene | - | 0.01 | ug/l | 40.1 | Rainwater and surface water run-off (Medium Impact). Fire fighting foam training | Kent West | Vehicle washing, including refuse collection vehicles and street cleansing machines. Contaminated rainwater from a surface area of 2500 m2. | Operation of waste and recycling collection services, including washing of operational vehicles on site. | Consent | DIRECT TO WTW
17793 | 3 | Tier 2 Consent | FCC Waste Management Limited | 3 Sidings Court | White Rose Way | Doncaster |  |  | DN4 5NU | VALE RISE DEPOT | VALE RISE | - | TONBRIDGE | KE | TN9 1TB | 2021-07-23 | 100 | 5 | At all times | TONBRIDGE WTW | Vale Rise driveway | Zinc Total mg/l | - | 0.7 | ug/l | 40.1 | Rainwater and surface water run-off (Medium Impact). Fire fighting foam training | Kent West | Vehicle washing, including refuse collection vehicles and street cleansing machines. Contaminated rainwater from a surface area of 2500 m2. | Operation of waste and recycling collection services, including washing of operational vehicles on site. | Consent | DIRECT TO WTW
17796 | 2 | Low Risk Consent | Abyss Brewing Ltd | Pelham Arms | High Street | - | Lewes | - | BN7 1XL | ABYSS BREWING LIMITED | UNIT 3 THE MALTHOUSE | - | DAVEYS LANE | SE | BN7 2BF | 2021-08-04 | 2.5 | 1 | At any time | NEWHAVEN MAIN WTW | DAVEYS LANE | Chemical Oxygen Demand Shaken as 0 | - | 7000 | mg/l | 1.3 | Alcoholic beverages (Low Impact) | Sussex East | Microbrewery | PRODUCTION OF BEER | Consent | Pre Market Reform
17796 | 2 | Low Risk Consent | Abyss Brewing Ltd | Pelham Arms | High Street | - | Lewes | - | BN7 1XL | ABYSS BREWING LIMITED | UNIT 3 THE MALTHOUSE | - | DAVEYS LANE | SE | BN7 2BF | 2021-08-04 | 2.5 | 1 | At any time | NEWHAVEN MAIN WTW | DAVEYS LANE | Nitrogen Ammoniacal as N | - | 35 | mg/l | 1.3 | Alcoholic beverages (Low Impact) | Sussex East | Microbrewery | PRODUCTION OF BEER | Consent | Pre Market Reform
17796 | 2 | Low Risk Consent | Abyss Brewing Ltd | Pelham Arms | High Street | - | Lewes | - | BN7 1XL | ABYSS BREWING LIMITED | UNIT 3 THE MALTHOUSE | - | DAVEYS LANE | SE | BN7 2BF | 2021-08-04 | 2.5 | 1 | At any time | NEWHAVEN MAIN WTW | DAVEYS LANE | pH | 6 | 10 | pH Units | 1.3 | Alcoholic beverages (Low Impact) | Sussex East | Microbrewery | PRODUCTION OF BEER | Consent | Pre Market Reform
17796 | 2 | Low Risk Consent | Abyss Brewing Ltd | Pelham Arms | High Street | - | Lewes | - | BN7 1XL | ABYSS BREWING LIMITED | UNIT 3 THE MALTHOUSE | - | DAVEYS LANE | SE | BN7 2BF | 2021-08-04 | 2.5 | 1 | At any time | NEWHAVEN MAIN WTW | DAVEYS LANE | Solids Suspended 105 Degrees C | - | 1400 | mg/l | 1.3 | Alcoholic beverages (Low Impact) | Sussex East | Microbrewery | PRODUCTION OF BEER | Consent | Pre Market Reform
17801 | 1 | Low Risk Consent | W.T.W. Truck Hire Limited | - | Andes Road | Nursling Industrial Estate | Southampton | Hampshire | SO16 0YZ | W T W TRUCK HIRE LTD | ANDES ROAD |  | SOUTHAMPTON |  | SO16 0YZ | 2021-08-06 | 5 | 1 | At any time | MILLBROOK WTW | Andes Road | Chemical Oxygen Demand Shaken as 0 | - | 800 | mg/l | 31.2 | Vehicle and plant washing (Low Impact) | Hampshire West | washing vehicles and plant with jet wash | Maintenance and repair of motor vehicles | Consent | NURSLING INDUSTRIAL ESTATE WPS
17801 | 1 | Low Risk Consent | W.T.W. Truck Hire Limited | - | Andes Road | Nursling Industrial Estate | Southampton | Hampshire | SO16 0YZ | W T W TRUCK HIRE LTD | ANDES ROAD |  | SOUTHAMPTON |  | SO16 0YZ | 2021-08-06 | 5 | 1 | At any time | MILLBROOK WTW | Andes Road | Nitrogen Ammoniacal as N | - | 35 | mg/l | 31.2 | Vehicle and plant washing (Low Impact) | Hampshire West | washing vehicles and plant with jet wash | Maintenance and repair of motor vehicles | Consent | NURSLING INDUSTRIAL ESTATE WPS
17801 | 1 | Low Risk Consent | W.T.W. Truck Hire Limited | - | Andes Road | Nursling Industrial Estate | Southampton | Hampshire | SO16 0YZ | W T W TRUCK HIRE LTD | ANDES ROAD |  | SOUTHAMPTON |  | SO16 0YZ | 2021-08-06 | 5 | 1 | At any time | MILLBROOK WTW | Andes Road | Oil and Grease | - | 200 | mg/l | 31.2 | Vehicle and plant washing (Low Impact) | Hampshire West | washing vehicles and plant with jet wash | Maintenance and repair of motor vehicles | Consent | NURSLING INDUSTRIAL ESTATE WPS
17801 | 1 | Low Risk Consent | W.T.W. Truck Hire Limited | - | Andes Road | Nursling Industrial Estate | Southampton | Hampshire | SO16 0YZ | W T W TRUCK HIRE LTD | ANDES ROAD |  | SOUTHAMPTON |  | SO16 0YZ | 2021-08-06 | 5 | 1 | At any time | MILLBROOK WTW | Andes Road | pH Limit | 6 | 10 |  | 31.2 | Vehicle and plant washing (Low Impact) | Hampshire West | washing vehicles and plant with jet wash | Maintenance and repair of motor vehicles | Consent | NURSLING INDUSTRIAL ESTATE WPS
17801 | 1 | Low Risk Consent | W.T.W. Truck Hire Limited | - | Andes Road | Nursling Industrial Estate | Southampton | Hampshire | SO16 0YZ | W T W TRUCK HIRE LTD | ANDES ROAD |  | SOUTHAMPTON |  | SO16 0YZ | 2021-08-06 | 5 | 1 | At any time | MILLBROOK WTW | Andes Road | Solids Suspended 105 Degrees C | - | 400 | mg/l | 31.2 | Vehicle and plant washing (Low Impact) | Hampshire West | washing vehicles and plant with jet wash | Maintenance and repair of motor vehicles | Consent | NURSLING INDUSTRIAL ESTATE WPS
17803 | 1 | Low Risk Consent | Synergy Hire Limited |  | 12 New Fetter Lane |  | London |  | EC4A 1JP | UNIT G WORKSHOP & PREMS | ANDES ROAD | - | SOUTHAMPTON |  | SO16 0YZ | 2021-08-11 | 3 | 1 | 08:00 To 17:00 | MILLBROOK WTW | Andes Road, Southampton, SO16 0YZ | Chemical Oxygen Demand Shaken as 0 | - | 800 | mg/l | 31.2 | Vehicle and plant washing (Low Impact) | Hampshire West | Washing machinery to prepare them for hire using jet wash | Plant hire | Consent | NURSLING INDUSTRIAL ESTATE WPS
17803 | 1 | Low Risk Consent | Synergy Hire Limited |  | 12 New Fetter Lane |  | London |  | EC4A 1JP | UNIT G WORKSHOP & PREMS | ANDES ROAD | - | SOUTHAMPTON |  | SO16 0YZ | 2021-08-11 | 3 | 1 | 08:00 To 17:00 | MILLBROOK WTW | Andes Road, Southampton, SO16 0YZ | Nitrogen Ammoniacal as N | - | 35 | mg/l | 31.2 | Vehicle and plant washing (Low Impact) | Hampshire West | Washing machinery to prepare them for hire using jet wash | Plant hire | Consent | NURSLING INDUSTRIAL ESTATE WPS
17803 | 1 | Low Risk Consent | Synergy Hire Limited |  | 12 New Fetter Lane |  | London |  | EC4A 1JP | UNIT G WORKSHOP & PREMS | ANDES ROAD | - | SOUTHAMPTON |  | SO16 0YZ | 2021-08-11 | 3 | 1 | 08:00 To 17:00 | MILLBROOK WTW | Andes Road, Southampton, SO16 0YZ | Oil and Grease | - | 200 | mg/l | 31.2 | Vehicle and plant washing (Low Impact) | Hampshire West | Washing machinery to prepare them for hire using jet wash | Plant hire | Consent | NURSLING INDUSTRIAL ESTATE WPS
17803 | 1 | Low Risk Consent | Synergy Hire Limited |  | 12 New Fetter Lane |  | London |  | EC4A 1JP | UNIT G WORKSHOP & PREMS | ANDES ROAD | - | SOUTHAMPTON |  | SO16 0YZ | 2021-08-11 | 3 | 1 | 08:00 To 17:00 | MILLBROOK WTW | Andes Road, Southampton, SO16 0YZ | pH | 6 | 10 | pH Units | 31.2 | Vehicle and plant washing (Low Impact) | Hampshire West | Washing machinery to prepare them for hire using jet wash | Plant hire | Consent | NURSLING INDUSTRIAL ESTATE WPS
17803 | 1 | Low Risk Consent | Synergy Hire Limited |  | 12 New Fetter Lane |  | London |  | EC4A 1JP | UNIT G WORKSHOP & PREMS | ANDES ROAD | - | SOUTHAMPTON |  | SO16 0YZ | 2021-08-11 | 3 | 1 | 08:00 To 17:00 | MILLBROOK WTW | Andes Road, Southampton, SO16 0YZ | Solids Suspended 105 Degrees C | - | 400 | mg/l | 31.2 | Vehicle and plant washing (Low Impact) | Hampshire West | Washing machinery to prepare them for hire using jet wash | Plant hire | Consent | NURSLING INDUSTRIAL ESTATE WPS
17807 | 1 | Low Risk Consent | Beaver Tool Hire (Chichester) Limited | Ben Turner Industrial Estate | Oving Road | - | Chichester | West Sussex | PO19 7ET | 597 | LONDON ROAD | - | PORTSMOUTH | HA | PO2 9DX | 2021-08-26 | 1 | 1 | At all times | BUDDS FARM HAVANT WTW | Northwood road, Hilsea, Beaver Tool Hire car park | Chemical Oxygen Demand Shaken as 0 | - | 800 | mg/l | 8.2 | Engineering (Low risk) | Hampshire East | A pressure washer uses water only to wash small plant & tools. Mud and dirt is washed into a sump where the mud is removed & emptied into a skip. The waste water then passes through a silt filter and an oil filter and discharged to foul water drain. | Hire of small plant and tools | Consent | PERONNE ROAD HILSEA WPS
17807 | 1 | Low Risk Consent | Beaver Tool Hire (Chichester) Limited | Ben Turner Industrial Estate | Oving Road | - | Chichester | West Sussex | PO19 7ET | 597 | LONDON ROAD | - | PORTSMOUTH | HA | PO2 9DX | 2021-08-26 | 1 | 1 | At all times | BUDDS FARM HAVANT WTW | Northwood road, Hilsea, Beaver Tool Hire car park | Nitrogen Ammoniacal as N | - | 10 | mg/l | 8.2 | Engineering (Low risk) | Hampshire East | A pressure washer uses water only to wash small plant & tools. Mud and dirt is washed into a sump where the mud is removed & emptied into a skip. The waste water then passes through a silt filter and an oil filter and discharged to foul water drain. | Hire of small plant and tools | Consent | PERONNE ROAD HILSEA WPS
17807 | 1 | Low Risk Consent | Beaver Tool Hire (Chichester) Limited | Ben Turner Industrial Estate | Oving Road | - | Chichester | West Sussex | PO19 7ET | 597 | LONDON ROAD | - | PORTSMOUTH | HA | PO2 9DX | 2021-08-26 | 1 | 1 | At all times | BUDDS FARM HAVANT WTW | Northwood road, Hilsea, Beaver Tool Hire car park | Solids Suspended 105 Degrees C | - | 400 | mg/l | 8.2 | Engineering (Low risk) | Hampshire East | A pressure washer uses water only to wash small plant & tools. Mud and dirt is washed into a sump where the mud is removed & emptied into a skip. The waste water then passes through a silt filter and an oil filter and discharged to foul water drain. | Hire of small plant and tools | Consent | PERONNE ROAD HILSEA WPS
17810 | 1 | Low Risk Consent | Gregory Distribution Limited | Senate Court | Southernhay Gardens |  | Exeter | Devon | EX1 1NT | 1 UNIT A | ANDES ROAD |  | SOUTHAMPTON |  | SO16 0YU | 2021-08-23 | 5 | 1 | at all times | MILLBROOK WTW | Andes Road | Chemical Oxygen Demand Shaken as 0 | - | 800 | mg/l | 31.2 | Vehicle and plant washing (Low Impact) | Hampshire West | jet washing of vehicles. | Distribution & Logistics | Consent | NURSLING INDUSTRIAL ESTATE WPS
17810 | 1 | Low Risk Consent | Gregory Distribution Limited | Senate Court | Southernhay Gardens |  | Exeter | Devon | EX1 1NT | 1 UNIT A | ANDES ROAD |  | SOUTHAMPTON |  | SO16 0YU | 2021-08-23 | 5 | 1 | at all times | MILLBROOK WTW | Andes Road | Nitrogen Ammoniacal as N | - | 35 | mg/l | 31.2 | Vehicle and plant washing (Low Impact) | Hampshire West | jet washing of vehicles. | Distribution & Logistics | Consent | NURSLING INDUSTRIAL ESTATE WPS
17810 | 1 | Low Risk Consent | Gregory Distribution Limited | Senate Court | Southernhay Gardens |  | Exeter | Devon | EX1 1NT | 1 UNIT A | ANDES ROAD |  | SOUTHAMPTON |  | SO16 0YU | 2021-08-23 | 5 | 1 | at all times | MILLBROOK WTW | Andes Road | Oil and Grease | - | 200 | mg/l | 31.2 | Vehicle and plant washing (Low Impact) | Hampshire West | jet washing of vehicles. | Distribution & Logistics | Consent | NURSLING INDUSTRIAL ESTATE WPS
17810 | 1 | Low Risk Consent | Gregory Distribution Limited | Senate Court | Southernhay Gardens |  | Exeter | Devon | EX1 1NT | 1 UNIT A | ANDES ROAD |  | SOUTHAMPTON |  | SO16 0YU | 2021-08-23 | 5 | 1 | at all times | MILLBROOK WTW | Andes Road | pH | 6 | 10 | pH Units | 31.2 | Vehicle and plant washing (Low Impact) | Hampshire West | jet washing of vehicles. | Distribution & Logistics | Consent | NURSLING INDUSTRIAL ESTATE WPS
17810 | 1 | Low Risk Consent | Gregory Distribution Limited | Senate Court | Southernhay Gardens |  | Exeter | Devon | EX1 1NT | 1 UNIT A | ANDES ROAD |  | SOUTHAMPTON |  | SO16 0YU | 2021-08-23 | 5 | 1 | at all times | MILLBROOK WTW | Andes Road | Solids Suspended 105 Degrees C | - | 400 | mg/l | 31.2 | Vehicle and plant washing (Low Impact) | Hampshire West | jet washing of vehicles. | Distribution & Logistics | Consent | NURSLING INDUSTRIAL ESTATE WPS
17814 | 1 | Low Risk Consent | Sibley Material Movements Limited | Gloucester House | 29 Brunswick Square |  | Gloucester |  | GL1 1UN | SIBLEY | ANDES ROAD | - | SOUTHAMPTON | HA | SO16 0YZ | 2021-09-09 | 5 | 1 | 00:00 To 23:59 | MILLBROOK WTW | Weston Lane | Chemical Oxygen Demand Shaken as 0 | - | 800 | mg/l | 31.2 | Vehicle and plant washing (Low Impact) | Hampshire West | washing of vehicles and plant with jet wash | Vehicle and plant hire | Consent | NURSLING INDUSTRIAL ESTATE WPS
17814 | 1 | Low Risk Consent | Sibley Material Movements Limited | Gloucester House | 29 Brunswick Square |  | Gloucester |  | GL1 1UN | SIBLEY | ANDES ROAD | - | SOUTHAMPTON | HA | SO16 0YZ | 2021-09-09 | 5 | 1 | 00:00 To 23:59 | MILLBROOK WTW | Weston Lane | Nitrogen Ammoniacal as N | - | 35 | mg/l | 31.2 | Vehicle and plant washing (Low Impact) | Hampshire West | washing of vehicles and plant with jet wash | Vehicle and plant hire | Consent | NURSLING INDUSTRIAL ESTATE WPS
17814 | 1 | Low Risk Consent | Sibley Material Movements Limited | Gloucester House | 29 Brunswick Square |  | Gloucester |  | GL1 1UN | SIBLEY | ANDES ROAD | - | SOUTHAMPTON | HA | SO16 0YZ | 2021-09-09 | 5 | 1 | 00:00 To 23:59 | MILLBROOK WTW | Weston Lane | Oil and Grease | - | 200 | mg/l | 31.2 | Vehicle and plant washing (Low Impact) | Hampshire West | washing of vehicles and plant with jet wash | Vehicle and plant hire | Consent | NURSLING INDUSTRIAL ESTATE WPS
17814 | 1 | Low Risk Consent | Sibley Material Movements Limited | Gloucester House | 29 Brunswick Square |  | Gloucester |  | GL1 1UN | SIBLEY | ANDES ROAD | - | SOUTHAMPTON | HA | SO16 0YZ | 2021-09-09 | 5 | 1 | 00:00 To 23:59 | MILLBROOK WTW | Weston Lane | pH Limit | 6 | 10 |  | 31.2 | Vehicle and plant washing (Low Impact) | Hampshire West | washing of vehicles and plant with jet wash | Vehicle and plant hire | Consent | NURSLING INDUSTRIAL ESTATE WPS
17814 | 1 | Low Risk Consent | Sibley Material Movements Limited | Gloucester House | 29 Brunswick Square |  | Gloucester |  | GL1 1UN | SIBLEY | ANDES ROAD | - | SOUTHAMPTON | HA | SO16 0YZ | 2021-09-09 | 5 | 1 | 00:00 To 23:59 | MILLBROOK WTW | Weston Lane | Solids Suspended 105 Degrees C | - | 400 | mg/l | 31.2 | Vehicle and plant washing (Low Impact) | Hampshire West | washing of vehicles and plant with jet wash | Vehicle and plant hire | Consent | NURSLING INDUSTRIAL ESTATE WPS
17820 | 1 | Low Risk Consent | Car Park Valeting Limited | Simpson Wreford & Partners, Suffolk House | George Street | Croydon | Surrey |  | CR0 0YN | CUSTOMER CAR PARK ASDA SUPERMARKET | STURRY ROAD | - | CANTERBURY | KE | CT1 1DG | 2021-09-22 | 4 | 1 | At all times | CANTERBURY WTW | Sturry Road | Chemical Oxygen Demand Shaken as 0 | - | 800 | mg/l | 31.2 | Vehicle and plant washing (Low Impact) | Kent East | (Paid For) hand car wash service for users of the customer car park - cars and light vans only - no under-body cleaning and/or engine bay cleaning is carried out | Hand car wash | Consent | DIRECT TO WTW
17820 | 1 | Low Risk Consent | Car Park Valeting Limited | Simpson Wreford & Partners, Suffolk House | George Street | Croydon | Surrey |  | CR0 0YN | CUSTOMER CAR PARK ASDA SUPERMARKET | STURRY ROAD | - | CANTERBURY | KE | CT1 1DG | 2021-09-22 | 4 | 1 | At all times | CANTERBURY WTW | Sturry Road | Nitrogen Ammoniacal as N | - | 35 | mg/l | 31.2 | Vehicle and plant washing (Low Impact) | Kent East | (Paid For) hand car wash service for users of the customer car park - cars and light vans only - no under-body cleaning and/or engine bay cleaning is carried out | Hand car wash | Consent | DIRECT TO WTW
17820 | 1 | Low Risk Consent | Car Park Valeting Limited | Simpson Wreford & Partners, Suffolk House | George Street | Croydon | Surrey |  | CR0 0YN | CUSTOMER CAR PARK ASDA SUPERMARKET | STURRY ROAD | - | CANTERBURY | KE | CT1 1DG | 2021-09-22 | 4 | 1 | At all times | CANTERBURY WTW | Sturry Road | pH | 6 | 10 | pH Units | 31.2 | Vehicle and plant washing (Low Impact) | Kent East | (Paid For) hand car wash service for users of the customer car park - cars and light vans only - no under-body cleaning and/or engine bay cleaning is carried out | Hand car wash | Consent | DIRECT TO WTW
17820 | 1 | Low Risk Consent | Car Park Valeting Limited | Simpson Wreford & Partners, Suffolk House | George Street | Croydon | Surrey |  | CR0 0YN | CUSTOMER CAR PARK ASDA SUPERMARKET | STURRY ROAD | - | CANTERBURY | KE | CT1 1DG | 2021-09-22 | 4 | 1 | At all times | CANTERBURY WTW | Sturry Road | Solids Suspended 105 Degrees C | - | 400 | mg/l | 31.2 | Vehicle and plant washing (Low Impact) | Kent East | (Paid For) hand car wash service for users of the customer car park - cars and light vans only - no under-body cleaning and/or engine bay cleaning is carried out | Hand car wash | Consent | DIRECT TO WTW
17822 | 1 | Low Risk Consent | Car Park Valeting Limited | Simpson Wreford & Partners, Suffolk House | George Street | Croydon | Surrey |  | CR0 0YN | CUSTOMER CAR PARK ASDA SUPERMARKET | CROWHURST PARK | - | BRIGHTON | ES | BN1 1AS | 2021-09-23 | 4 | 1 | At any time | PEACEHAVEN WTW | Customer Car Park, ASDA Supermarket, Unit 1 Crowhurst Road, Carden Avenue, Brighton, BN1 8AS | Chemical Oxygen Demand Shaken as 0 | - | 800 | mg/l | 31.2 | Vehicle and plant washing (Low Impact) | Sussex East | (Paid For) hand car wash service for users of the customer car park - cars and light vans only - no under-body cleaning and/or engine bay cleaning is carried out | Hand Car Wash | Consent | Pre Market Reform
17822 | 1 | Low Risk Consent | Car Park Valeting Limited | Simpson Wreford & Partners, Suffolk House | George Street | Croydon | Surrey |  | CR0 0YN | CUSTOMER CAR PARK ASDA SUPERMARKET | CROWHURST PARK | - | BRIGHTON | ES | BN1 1AS | 2021-09-23 | 4 | 1 | At any time | PEACEHAVEN WTW | Customer Car Park, ASDA Supermarket, Unit 1 Crowhurst Road, Carden Avenue, Brighton, BN1 8AS | Nitrogen Ammoniacal as N | - | 35 | mg/l | 31.2 | Vehicle and plant washing (Low Impact) | Sussex East | (Paid For) hand car wash service for users of the customer car park - cars and light vans only - no under-body cleaning and/or engine bay cleaning is carried out | Hand Car Wash | Consent | Pre Market Reform
17822 | 1 | Low Risk Consent | Car Park Valeting Limited | Simpson Wreford & Partners, Suffolk House | George Street | Croydon | Surrey |  | CR0 0YN | CUSTOMER CAR PARK ASDA SUPERMARKET | CROWHURST PARK | - | BRIGHTON | ES | BN1 1AS | 2021-09-23 | 4 | 1 | At any time | PEACEHAVEN WTW | Customer Car Park, ASDA Supermarket, Unit 1 Crowhurst Road, Carden Avenue, Brighton, BN1 8AS | Oil and Grease | - | 200 | mg/l | 31.2 | Vehicle and plant washing (Low Impact) | Sussex East | (Paid For) hand car wash service for users of the customer car park - cars and light vans only - no under-body cleaning and/or engine bay cleaning is carried out | Hand Car Wash | Consent | Pre Market Reform
17822 | 1 | Low Risk Consent | Car Park Valeting Limited | Simpson Wreford & Partners, Suffolk House | George Street | Croydon | Surrey |  | CR0 0YN | CUSTOMER CAR PARK ASDA SUPERMARKET | CROWHURST PARK | - | BRIGHTON | ES | BN1 1AS | 2021-09-23 | 4 | 1 | At any time | PEACEHAVEN WTW | Customer Car Park, ASDA Supermarket, Unit 1 Crowhurst Road, Carden Avenue, Brighton, BN1 8AS | pH | 6 | 10 | pH Units | 31.2 | Vehicle and plant washing (Low Impact) | Sussex East | (Paid For) hand car wash service for users of the customer car park - cars and light vans only - no under-body cleaning and/or engine bay cleaning is carried out | Hand Car Wash | Consent | Pre Market Reform
17822 | 1 | Low Risk Consent | Car Park Valeting Limited | Simpson Wreford & Partners, Suffolk House | George Street | Croydon | Surrey |  | CR0 0YN | CUSTOMER CAR PARK ASDA SUPERMARKET | CROWHURST PARK | - | BRIGHTON | ES | BN1 1AS | 2021-09-23 | 4 | 1 | At any time | PEACEHAVEN WTW | Customer Car Park, ASDA Supermarket, Unit 1 Crowhurst Road, Carden Avenue, Brighton, BN1 8AS | Solids Suspended 105 Degrees C | - | 400 | mg/l | 31.2 | Vehicle and plant washing (Low Impact) | Sussex East | (Paid For) hand car wash service for users of the customer car park - cars and light vans only - no under-body cleaning and/or engine bay cleaning is carried out | Hand Car Wash | Consent | Pre Market Reform
17822 | 1 | Low Risk Consent | Car Park Valeting Limited | Simpson Wreford & Partners, Suffolk House | George Street | Croydon | Surrey |  | CR0 0YN | CUSTOMER CAR PARK ASDA SUPERMARKET | CROWHURST PARK | - | BRIGHTON | ES | BN1 1AS | 2021-09-23 | 4 | 1 | At any time | PEACEHAVEN WTW | Customer Car Park, ASDA Supermarket, Unit 1 Crowhurst Road, Carden Avenue, Brighton, BN1 8AS | Sulphate as S04 | - | 500 | mg/l | 31.2 | Vehicle and plant washing (Low Impact) | Sussex East | (Paid For) hand car wash service for users of the customer car park - cars and light vans only - no under-body cleaning and/or engine bay cleaning is carried out | Hand Car Wash | Consent | Pre Market Reform
17825 | 1 | Low Risk Consent | Car Park Valeting Limited | Simpson Wreford & Partners, Suffolk House | George Street | Croydon | Surrey |  | CR0 0YN | CUSTOMER CAR PARK ASDA SUPERMARKET | THAMES WAY | - | GRAVESEND | KE | DA11 0DQ | 2021-09-14 | 4 | 0.25 | At all times | GRAVESEND WTW | Customer Car Park, ASDA Supermarket, Thames Way, Gravesend, DA11 0DQ | Chemical Oxygen Demand Shaken as 0 | - | 800 | mg/l | 31.2 | Vehicle and plant washing (Low Impact) | Kent West | (Paid For) hand car wash service for users of the customer car park - cars and light vans only - no under-body cleaning and/or engine bay cleaning is carried out | Hand Car Wash | Consent | CLIFTON MARINE PARADE GRAVESEND WPS
17825 | 1 | Low Risk Consent | Car Park Valeting Limited | Simpson Wreford & Partners, Suffolk House | George Street | Croydon | Surrey |  | CR0 0YN | CUSTOMER CAR PARK ASDA SUPERMARKET | THAMES WAY | - | GRAVESEND | KE | DA11 0DQ | 2021-09-14 | 4 | 0.25 | At all times | GRAVESEND WTW | Customer Car Park, ASDA Supermarket, Thames Way, Gravesend, DA11 0DQ | Nitrogen Ammoniacal as N | - | 10 | mg/l | 31.2 | Vehicle and plant washing (Low Impact) | Kent West | (Paid For) hand car wash service for users of the customer car park - cars and light vans only - no under-body cleaning and/or engine bay cleaning is carried out | Hand Car Wash | Consent | CLIFTON MARINE PARADE GRAVESEND WPS
17825 | 1 | Low Risk Consent | Car Park Valeting Limited | Simpson Wreford & Partners, Suffolk House | George Street | Croydon | Surrey |  | CR0 0YN | CUSTOMER CAR PARK ASDA SUPERMARKET | THAMES WAY | - | GRAVESEND | KE | DA11 0DQ | 2021-09-14 | 4 | 0.25 | At all times | GRAVESEND WTW | Customer Car Park, ASDA Supermarket, Thames Way, Gravesend, DA11 0DQ | pH | 6 | 10 | pH Units | 31.2 | Vehicle and plant washing (Low Impact) | Kent West | (Paid For) hand car wash service for users of the customer car park - cars and light vans only - no under-body cleaning and/or engine bay cleaning is carried out | Hand Car Wash | Consent | CLIFTON MARINE PARADE GRAVESEND WPS
17825 | 1 | Low Risk Consent | Car Park Valeting Limited | Simpson Wreford & Partners, Suffolk House | George Street | Croydon | Surrey |  | CR0 0YN | CUSTOMER CAR PARK ASDA SUPERMARKET | THAMES WAY | - | GRAVESEND | KE | DA11 0DQ | 2021-09-14 | 4 | 0.25 | At all times | GRAVESEND WTW | Customer Car Park, ASDA Supermarket, Thames Way, Gravesend, DA11 0DQ | Solids Suspended 105 Degrees C | - | 400 | mg/l | 31.2 | Vehicle and plant washing (Low Impact) | Kent West | (Paid For) hand car wash service for users of the customer car park - cars and light vans only - no under-body cleaning and/or engine bay cleaning is carried out | Hand Car Wash | Consent | CLIFTON MARINE PARADE GRAVESEND WPS
17828 | 1 | Tier 1 Consent | Sports And Leisure Management Ltd | 2 | Watling Drive | Sketchley Meadows | Hinckley |  | LE10 3EY | WESTGATE CENTRE | AVENUE DE CHARTRES | - | CHICHESTER | SW | PO19 1RJ | 2021-09-16 | 25 | 1 | At all times | CHICHESTER WTW | via Ravenna Road | Chemical Oxygen Demand Shaken as 0 | 0 | 800 | mg/l | 32.1 | Leisure facilities | Sussex West | Swimming pool water treatment and back washing | Leisure Activity | Consent | Pre Market Reform
17828 | 1 | Tier 1 Consent | Sports And Leisure Management Ltd | 2 | Watling Drive | Sketchley Meadows | Hinckley |  | LE10 3EY | WESTGATE CENTRE | AVENUE DE CHARTRES | - | CHICHESTER | SW | PO19 1RJ | 2021-09-16 | 25 | 1 | At all times | CHICHESTER WTW | via Ravenna Road | Nitrogen Ammoniacal as N | 0 | 35 | mg/l | 32.1 | Leisure facilities | Sussex West | Swimming pool water treatment and back washing | Leisure Activity | Consent | Pre Market Reform
17828 | 1 | Tier 1 Consent | Sports And Leisure Management Ltd | 2 | Watling Drive | Sketchley Meadows | Hinckley |  | LE10 3EY | WESTGATE CENTRE | AVENUE DE CHARTRES | - | CHICHESTER | SW | PO19 1RJ | 2021-09-16 | 25 | 1 | At all times | CHICHESTER WTW | via Ravenna Road | pH | 6 | 10 | pH Units | 32.1 | Leisure facilities | Sussex West | Swimming pool water treatment and back washing | Leisure Activity | Consent | Pre Market Reform
17828 | 1 | Tier 1 Consent | Sports And Leisure Management Ltd | 2 | Watling Drive | Sketchley Meadows | Hinckley |  | LE10 3EY | WESTGATE CENTRE | AVENUE DE CHARTRES | - | CHICHESTER | SW | PO19 1RJ | 2021-09-16 | 25 | 1 | At all times | CHICHESTER WTW | via Ravenna Road | Solids Suspended 105 Degrees C | 0 | 400 | mg/l | 32.1 | Leisure facilities | Sussex West | Swimming pool water treatment and back washing | Leisure Activity | Consent | Pre Market Reform
17831 | 1 | Low Risk Consent | Waltet Materials Limited | Unit 4 | Andes Road | Nursling | Southampton | Hampshire | SO16 0YZ | UNIT 4 | ANDES ROAD |  | SOUTHAMPTON |  | SO16 0YZ | 2021-09-23 | 1 | 1 | At all times | MILLBROOK WTW | Andes Road | Chemical Oxygen Demand Shaken as 0 | - | 800 | mg/l | 31.2 | Vehicle and plant washing (Low Impact) | Hampshire West | 3 stage interceptor that takes run off rain water from the yard and excess water from a vehicle wash down. Mud from the vehicle wash down is caught by a catchment pit which is dug out and not linked to the interceptor. | Offices and vehicle storage | Consent | NURSLING INDUSTRIAL ESTATE WPS
17831 | 1 | Low Risk Consent | Waltet Materials Limited | Unit 4 | Andes Road | Nursling | Southampton | Hampshire | SO16 0YZ | UNIT 4 | ANDES ROAD |  | SOUTHAMPTON |  | SO16 0YZ | 2021-09-23 | 1 | 1 | At all times | MILLBROOK WTW | Andes Road | Nitrogen Ammoniacal as N | - | 35 | mg/l | 31.2 | Vehicle and plant washing (Low Impact) | Hampshire West | 3 stage interceptor that takes run off rain water from the yard and excess water from a vehicle wash down. Mud from the vehicle wash down is caught by a catchment pit which is dug out and not linked to the interceptor. | Offices and vehicle storage | Consent | NURSLING INDUSTRIAL ESTATE WPS
17831 | 1 | Low Risk Consent | Waltet Materials Limited | Unit 4 | Andes Road | Nursling | Southampton | Hampshire | SO16 0YZ | UNIT 4 | ANDES ROAD |  | SOUTHAMPTON |  | SO16 0YZ | 2021-09-23 | 1 | 1 | At all times | MILLBROOK WTW | Andes Road | Oil and Grease | - | 200 | mg/l | 31.2 | Vehicle and plant washing (Low Impact) | Hampshire West | 3 stage interceptor that takes run off rain water from the yard and excess water from a vehicle wash down. Mud from the vehicle wash down is caught by a catchment pit which is dug out and not linked to the interceptor. | Offices and vehicle storage | Consent | NURSLING INDUSTRIAL ESTATE WPS
17831 | 1 | Low Risk Consent | Waltet Materials Limited | Unit 4 | Andes Road | Nursling | Southampton | Hampshire | SO16 0YZ | UNIT 4 | ANDES ROAD |  | SOUTHAMPTON |  | SO16 0YZ | 2021-09-23 | 1 | 1 | At all times | MILLBROOK WTW | Andes Road | pH | 6 | 10 | pH Units | 31.2 | Vehicle and plant washing (Low Impact) | Hampshire West | 3 stage interceptor that takes run off rain water from the yard and excess water from a vehicle wash down. Mud from the vehicle wash down is caught by a catchment pit which is dug out and not linked to the interceptor. | Offices and vehicle storage | Consent | NURSLING INDUSTRIAL ESTATE WPS
17831 | 1 | Low Risk Consent | Waltet Materials Limited | Unit 4 | Andes Road | Nursling | Southampton | Hampshire | SO16 0YZ | UNIT 4 | ANDES ROAD |  | SOUTHAMPTON |  | SO16 0YZ | 2021-09-23 | 1 | 1 | At all times | MILLBROOK WTW | Andes Road | Solids Suspended 105 Degrees C | - | 400 | mg/l | 31.2 | Vehicle and plant washing (Low Impact) | Hampshire West | 3 stage interceptor that takes run off rain water from the yard and excess water from a vehicle wash down. Mud from the vehicle wash down is caught by a catchment pit which is dug out and not linked to the interceptor. | Offices and vehicle storage | Consent | NURSLING INDUSTRIAL ESTATE WPS
17833 | 1 | Low Risk Consent | Petrocell Holdings Limited | 274 - 278 Wickham Rd |  | Shirley | Croydon | Surrey | CR0 8BJ | TRAM ROAD FILLING STATION | TRAM ROAD | - | FOLKESTONE | KE | CT20 1TE | 2021-09-30 | 2 | 1 | At all times | BROOMFIELD BANK WTW | Tram Road | Chemical Oxygen Demand Shaken as 0 | - | 800 | mg/l | 31.3 | Vehicle and plant washing (Low Impact) | Kent East | Vehicle jet wash bay | Automotive fuel sales, small retail shop, vehicle wash bay | Consent | THE STADE FOLKESTONE WPS
17833 | 1 | Low Risk Consent | Petrocell Holdings Limited | 274 - 278 Wickham Rd |  | Shirley | Croydon | Surrey | CR0 8BJ | TRAM ROAD FILLING STATION | TRAM ROAD | - | FOLKESTONE | KE | CT20 1TE | 2021-09-30 | 2 | 1 | At all times | BROOMFIELD BANK WTW | Tram Road | Nitrogen Ammoniacal as N | - | 35 | mg/l | 31.3 | Vehicle and plant washing (Low Impact) | Kent East | Vehicle jet wash bay | Automotive fuel sales, small retail shop, vehicle wash bay | Consent | THE STADE FOLKESTONE WPS
17833 | 1 | Low Risk Consent | Petrocell Holdings Limited | 274 - 278 Wickham Rd |  | Shirley | Croydon | Surrey | CR0 8BJ | TRAM ROAD FILLING STATION | TRAM ROAD | - | FOLKESTONE | KE | CT20 1TE | 2021-09-30 | 2 | 1 | At all times | BROOMFIELD BANK WTW | Tram Road | pH | 6 | 10 | pH Units | 31.3 | Vehicle and plant washing (Low Impact) | Kent East | Vehicle jet wash bay | Automotive fuel sales, small retail shop, vehicle wash bay | Consent | THE STADE FOLKESTONE WPS
17833 | 1 | Low Risk Consent | Petrocell Holdings Limited | 274 - 278 Wickham Rd |  | Shirley | Croydon | Surrey | CR0 8BJ | TRAM ROAD FILLING STATION | TRAM ROAD | - | FOLKESTONE | KE | CT20 1TE | 2021-09-30 | 2 | 1 | At all times | BROOMFIELD BANK WTW | Tram Road | Solids Suspended 105 Degrees C | - | 400 | mg/l | 31.3 | Vehicle and plant washing (Low Impact) | Kent East | Vehicle jet wash bay | Automotive fuel sales, small retail shop, vehicle wash bay | Consent | THE STADE FOLKESTONE WPS
17840 | 1 | Low Risk Consent | Auto Spa Hand Car Wash Ltd | Auto Spa Hand Car Wash | Portland Terrace | - | Southampton | Hampshire | SO14 7EG | FILLING STATION | PORTLAND TERRACE | - | SOUTHAMPTON | HA | SO14 7EG | 2021-10-21 | 1 | 1 | at any time | MILLBROOK WTW | Portland Terrace | Chemical Oxygen Demand Shaken as 0 | - | 800 | mg/l | 31.2 | Vehicle and plant washing (Low Impact) | Hampshire West | vehicle washing and valeting | Car wash/valeting | Consent | BRUNEL ROAD REDBRIDGE WPS
17840 | 1 | Low Risk Consent | Auto Spa Hand Car Wash Ltd | Auto Spa Hand Car Wash | Portland Terrace | - | Southampton | Hampshire | SO14 7EG | FILLING STATION | PORTLAND TERRACE | - | SOUTHAMPTON | HA | SO14 7EG | 2021-10-21 | 1 | 1 | at any time | MILLBROOK WTW | Portland Terrace | Nitrogen Ammoniacal as N | - | 35 | mg/l | 31.2 | Vehicle and plant washing (Low Impact) | Hampshire West | vehicle washing and valeting | Car wash/valeting | Consent | BRUNEL ROAD REDBRIDGE WPS
17840 | 1 | Low Risk Consent | Auto Spa Hand Car Wash Ltd | Auto Spa Hand Car Wash | Portland Terrace | - | Southampton | Hampshire | SO14 7EG | FILLING STATION | PORTLAND TERRACE | - | SOUTHAMPTON | HA | SO14 7EG | 2021-10-21 | 1 | 1 | at any time | MILLBROOK WTW | Portland Terrace | Oil and Grease | - | 200 | mg/l | 31.2 | Vehicle and plant washing (Low Impact) | Hampshire West | vehicle washing and valeting | Car wash/valeting | Consent | BRUNEL ROAD REDBRIDGE WPS
17840 | 1 | Low Risk Consent | Auto Spa Hand Car Wash Ltd | Auto Spa Hand Car Wash | Portland Terrace | - | Southampton | Hampshire | SO14 7EG | FILLING STATION | PORTLAND TERRACE | - | SOUTHAMPTON | HA | SO14 7EG | 2021-10-21 | 1 | 1 | at any time | MILLBROOK WTW | Portland Terrace | pH | 6 | 10 | pH Units | 31.2 | Vehicle and plant washing (Low Impact) | Hampshire West | vehicle washing and valeting | Car wash/valeting | Consent | BRUNEL ROAD REDBRIDGE WPS
17840 | 1 | Low Risk Consent | Auto Spa Hand Car Wash Ltd | Auto Spa Hand Car Wash | Portland Terrace | - | Southampton | Hampshire | SO14 7EG | FILLING STATION | PORTLAND TERRACE | - | SOUTHAMPTON | HA | SO14 7EG | 2021-10-21 | 1 | 1 | at any time | MILLBROOK WTW | Portland Terrace | Solids Suspended 105 Degrees C | - | 400 | mg/l | 31.2 | Vehicle and plant washing (Low Impact) | Hampshire West | vehicle washing and valeting | Car wash/valeting | Consent | BRUNEL ROAD REDBRIDGE WPS
17843 | 1 | Tier 2 Consent | The Hamble School | The Hamble School | Satchell Lane | Hamble | Southampton | - | SO31 4NE | CLASSROOM BLOCK /HAMBLE COMM SCH | SATCHELL LANE | - | SOUTHAMPTON | HA | SO31 4HQ | 2021-11-12 | 15 | 1 | 24 hours | PEEL COMMON WTW | Satchell Lane | Chemical Oxygen Demand Settled as 0 | - | 800 | mg/l | 32.1 | Leisure facilities | Hampshire East | Swimming Pool Filter Backwash | Swimming Activity | Consent | MERCURY GARDENS HAMBLE WPS
17843 | 1 | Tier 2 Consent | The Hamble School | The Hamble School | Satchell Lane | Hamble | Southampton | - | SO31 4NE | CLASSROOM BLOCK /HAMBLE COMM SCH | SATCHELL LANE | - | SOUTHAMPTON | HA | SO31 4HQ | 2021-11-12 | 15 | 1 | 24 hours | PEEL COMMON WTW | Satchell Lane | Chemical Oxygen Demand Shaken as 0 | - | 800 | mg/l | 32.1 | Leisure facilities | Hampshire East | Swimming Pool Filter Backwash | Swimming Activity | Consent | MERCURY GARDENS HAMBLE WPS
17843 | 1 | Tier 2 Consent | The Hamble School | The Hamble School | Satchell Lane | Hamble | Southampton | - | SO31 4NE | CLASSROOM BLOCK /HAMBLE COMM SCH | SATCHELL LANE | - | SOUTHAMPTON | HA | SO31 4HQ | 2021-11-12 | 15 | 1 | 24 hours | PEEL COMMON WTW | Satchell Lane | Nitrogen Ammoniacal as N | - | 15 | mg/l | 32.1 | Leisure facilities | Hampshire East | Swimming Pool Filter Backwash | Swimming Activity | Consent | MERCURY GARDENS HAMBLE WPS
17843 | 1 | Tier 2 Consent | The Hamble School | The Hamble School | Satchell Lane | Hamble | Southampton | - | SO31 4NE | CLASSROOM BLOCK /HAMBLE COMM SCH | SATCHELL LANE | - | SOUTHAMPTON | HA | SO31 4HQ | 2021-11-12 | 15 | 1 | 24 hours | PEEL COMMON WTW | Satchell Lane | pH Limit | 6 | 10 |  | 32.1 | Leisure facilities | Hampshire East | Swimming Pool Filter Backwash | Swimming Activity | Consent | MERCURY GARDENS HAMBLE WPS
17843 | 1 | Tier 2 Consent | The Hamble School | The Hamble School | Satchell Lane | Hamble | Southampton | - | SO31 4NE | CLASSROOM BLOCK /HAMBLE COMM SCH | SATCHELL LANE | - | SOUTHAMPTON | HA | SO31 4HQ | 2021-11-12 | 15 | 1 | 24 hours | PEEL COMMON WTW | Satchell Lane | Solids Suspended 105 Degrees C | - | 400 | mg/l | 32.1 | Leisure facilities | Hampshire East | Swimming Pool Filter Backwash | Swimming Activity | Consent | MERCURY GARDENS HAMBLE WPS
17848 | 1 | Low Risk Consent | Remet UK Limited | 44 Riverside II | Sir Thomas Longley Road | - | Rochester | Kent | ME2 4DP | UNIT 2 COLUMBUS WAREHOUSE | WHITEWALL ROAD | - | ROCHESTER | KE | ME2 4EW | 2021-11-09 | 1 | 0.8 | At all times | WHITEWALL CREEK WTW | Whitewall road | Chemical Oxygen Demand Shaken as 0 | - | 800 | mg/l | 8.1 | Engineering (High risk) | Kent West | Washing of tanks containing a mix of colloidal silica, polymer and water | Mixing of binder systems for investment casting | Consent | WHITEWALL ROAD FRINDSBURY WPS
17848 | 1 | Low Risk Consent | Remet UK Limited | 44 Riverside II | Sir Thomas Longley Road | - | Rochester | Kent | ME2 4DP | UNIT 2 COLUMBUS WAREHOUSE | WHITEWALL ROAD | - | ROCHESTER | KE | ME2 4EW | 2021-11-09 | 1 | 0.8 | At all times | WHITEWALL CREEK WTW | Whitewall road | Nitrogen Ammoniacal as N | - | 35 | mg/l | 8.1 | Engineering (High risk) | Kent West | Washing of tanks containing a mix of colloidal silica, polymer and water | Mixing of binder systems for investment casting | Consent | WHITEWALL ROAD FRINDSBURY WPS
17848 | 1 | Low Risk Consent | Remet UK Limited | 44 Riverside II | Sir Thomas Longley Road | - | Rochester | Kent | ME2 4DP | UNIT 2 COLUMBUS WAREHOUSE | WHITEWALL ROAD | - | ROCHESTER | KE | ME2 4EW | 2021-11-09 | 1 | 0.8 | At all times | WHITEWALL CREEK WTW | Whitewall road | pH | 6 | 10 | pH Units | 8.1 | Engineering (High risk) | Kent West | Washing of tanks containing a mix of colloidal silica, polymer and water | Mixing of binder systems for investment casting | Consent | WHITEWALL ROAD FRINDSBURY WPS
17848 | 1 | Low Risk Consent | Remet UK Limited | 44 Riverside II | Sir Thomas Longley Road | - | Rochester | Kent | ME2 4DP | UNIT 2 COLUMBUS WAREHOUSE | WHITEWALL ROAD | - | ROCHESTER | KE | ME2 4EW | 2021-11-09 | 1 | 0.8 | At all times | WHITEWALL CREEK WTW | Whitewall road | Solids Suspended 105 Degrees C | - | 400 | mg/l | 8.1 | Engineering (High risk) | Kent West | Washing of tanks containing a mix of colloidal silica, polymer and water | Mixing of binder systems for investment casting | Consent | WHITEWALL ROAD FRINDSBURY WPS
17849 | 4 | Tier 1 Consent | Cook Trading Limited | The Cook Kitchen | Eurolink Way |  | Sittingbourne | Kent | ME10 3HH | UNIT 7C | CASTLE ROAD |  | SITTINGBOURNE | KE | ME10 3RN | 2021-12-20 | 90 | 1.5 | At all times | SITTINGBOURNE WTW | Unit 7 Eurolink Way, Sittingbourne, Kent ME10 3RN (formerly the Everest building) | Aluminium Total | - | 10 | ug/l | 9.1 | Food/drink processing - high sugar/prepared meals | Kent West | Washing of utensils, equipment and facilities used in the production and preparation of food. | Frozen Food Manufacture | Consent | DIRECT TO WTW
17849 | 4 | Tier 1 Consent | Cook Trading Limited | The Cook Kitchen | Eurolink Way |  | Sittingbourne | Kent | ME10 3HH | UNIT 7C | CASTLE ROAD |  | SITTINGBOURNE | KE | ME10 3RN | 2021-12-20 | 90 | 1.5 | At all times | SITTINGBOURNE WTW | Unit 7 Eurolink Way, Sittingbourne, Kent ME10 3RN (formerly the Everest building) | Chemical Oxygen Demand Shaken as 0 | - | 3500 | mg/l | 9.1 | Food/drink processing - high sugar/prepared meals | Kent West | Washing of utensils, equipment and facilities used in the production and preparation of food. | Frozen Food Manufacture | Consent | DIRECT TO WTW
17849 | 4 | Tier 1 Consent | Cook Trading Limited | The Cook Kitchen | Eurolink Way |  | Sittingbourne | Kent | ME10 3HH | UNIT 7C | CASTLE ROAD |  | SITTINGBOURNE | KE | ME10 3RN | 2021-12-20 | 90 | 1.5 | At all times | SITTINGBOURNE WTW | Unit 7 Eurolink Way, Sittingbourne, Kent ME10 3RN (formerly the Everest building) | Chloride | - | 500 | mg/l | 9.1 | Food/drink processing - high sugar/prepared meals | Kent West | Washing of utensils, equipment and facilities used in the production and preparation of food. | Frozen Food Manufacture | Consent | DIRECT TO WTW
17849 | 4 | Tier 1 Consent | Cook Trading Limited | The Cook Kitchen | Eurolink Way |  | Sittingbourne | Kent | ME10 3HH | UNIT 7C | CASTLE ROAD |  | SITTINGBOURNE | KE | ME10 3RN | 2021-12-20 | 90 | 1.5 | At all times | SITTINGBOURNE WTW | Unit 7 Eurolink Way, Sittingbourne, Kent ME10 3RN (formerly the Everest building) | Nitrogen Ammoniacal as N | - | 35 | mg/l | 9.1 | Food/drink processing - high sugar/prepared meals | Kent West | Washing of utensils, equipment and facilities used in the production and preparation of food. | Frozen Food Manufacture | Consent | DIRECT TO WTW
17849 | 4 | Tier 1 Consent | Cook Trading Limited | The Cook Kitchen | Eurolink Way |  | Sittingbourne | Kent | ME10 3HH | UNIT 7C | CASTLE ROAD |  | SITTINGBOURNE | KE | ME10 3RN | 2021-12-20 | 90 | 1.5 | At all times | SITTINGBOURNE WTW | Unit 7 Eurolink Way, Sittingbourne, Kent ME10 3RN (formerly the Everest building) | Oil and Grease | - | 100 | mg/l | 9.1 | Food/drink processing - high sugar/prepared meals | Kent West | Washing of utensils, equipment and facilities used in the production and preparation of food. | Frozen Food Manufacture | Consent | DIRECT TO WTW
17849 | 4 | Tier 1 Consent | Cook Trading Limited | The Cook Kitchen | Eurolink Way |  | Sittingbourne | Kent | ME10 3HH | UNIT 7C | CASTLE ROAD |  | SITTINGBOURNE | KE | ME10 3RN | 2021-12-20 | 90 | 1.5 | At all times | SITTINGBOURNE WTW | Unit 7 Eurolink Way, Sittingbourne, Kent ME10 3RN (formerly the Everest building) | pH | 6 | 10 | pH Units | 9.1 | Food/drink processing - high sugar/prepared meals | Kent West | Washing of utensils, equipment and facilities used in the production and preparation of food. | Frozen Food Manufacture | Consent | DIRECT TO WTW
17849 | 4 | Tier 1 Consent | Cook Trading Limited | The Cook Kitchen | Eurolink Way |  | Sittingbourne | Kent | ME10 3HH | UNIT 7C | CASTLE ROAD |  | SITTINGBOURNE | KE | ME10 3RN | 2021-12-20 | 90 | 1.5 | At all times | SITTINGBOURNE WTW | Unit 7 Eurolink Way, Sittingbourne, Kent ME10 3RN (formerly the Everest building) | Solids Suspended 105 Degrees C | - | 1000 | mg/l | 9.1 | Food/drink processing - high sugar/prepared meals | Kent West | Washing of utensils, equipment and facilities used in the production and preparation of food. | Frozen Food Manufacture | Consent | DIRECT TO WTW
17849 | 4 | Tier 1 Consent | Cook Trading Limited | The Cook Kitchen | Eurolink Way |  | Sittingbourne | Kent | ME10 3HH | UNIT 7C | CASTLE ROAD |  | SITTINGBOURNE | KE | ME10 3RN | 2021-12-20 | 90 | 1.5 | At all times | SITTINGBOURNE WTW | Unit 7 Eurolink Way, Sittingbourne, Kent ME10 3RN (formerly the Everest building) | Sulphate as S04 | - | 500 | mg/l | 9.1 | Food/drink processing - high sugar/prepared meals | Kent West | Washing of utensils, equipment and facilities used in the production and preparation of food. | Frozen Food Manufacture | Consent | DIRECT TO WTW
17849 | 4 | Tier 1 Consent | Cook Trading Limited | The Cook Kitchen | Eurolink Way |  | Sittingbourne | Kent | ME10 3HH | UNIT 7C | CASTLE ROAD |  | SITTINGBOURNE | KE | ME10 3RN | 2021-12-20 | 90 | 1.5 | At all times | SITTINGBOURNE WTW | Unit 7 Eurolink Way, Sittingbourne, Kent ME10 3RN (formerly the Everest building) | Sulphide as S | - | 1 | mg/l | 9.1 | Food/drink processing - high sugar/prepared meals | Kent West | Washing of utensils, equipment and facilities used in the production and preparation of food. | Frozen Food Manufacture | Consent | DIRECT TO WTW
17850 | 1 | Low Risk Consent | Enable Hire Limited | 1st Floor | 57-59 Great Suffolk Street |  | London |  | SE1 0BB | UNIT 28 | HOBBS INDUSTRIAL ESTATE | - | LINGFIELD | SY | RH7 6HN | 2021-11-01 | 1 | 1 | At any time | FELBRIDGE WTW | Hobbs Industrial Estate, Lingfield RH7 6HN. | Chemical Oxygen Demand Shaken as 0 | - | 800 | mg/l | 31.2 | Vehicle and plant washing (Low Impact) | Sussex West | Water discharged from a wash pad after being treated by a filtration system. This is used for the washing of vans and cars returning from hire. | The hire of plant, cars and vans | Consent | Pre Market Reform
17850 | 1 | Low Risk Consent | Enable Hire Limited | 1st Floor | 57-59 Great Suffolk Street |  | London |  | SE1 0BB | UNIT 28 | HOBBS INDUSTRIAL ESTATE | - | LINGFIELD | SY | RH7 6HN | 2021-11-01 | 1 | 1 | At any time | FELBRIDGE WTW | Hobbs Industrial Estate, Lingfield RH7 6HN. | Nitrogen Ammoniacal as N | - | 35 | mg/l | 31.2 | Vehicle and plant washing (Low Impact) | Sussex West | Water discharged from a wash pad after being treated by a filtration system. This is used for the washing of vans and cars returning from hire. | The hire of plant, cars and vans | Consent | Pre Market Reform
17850 | 1 | Low Risk Consent | Enable Hire Limited | 1st Floor | 57-59 Great Suffolk Street |  | London |  | SE1 0BB | UNIT 28 | HOBBS INDUSTRIAL ESTATE | - | LINGFIELD | SY | RH7 6HN | 2021-11-01 | 1 | 1 | At any time | FELBRIDGE WTW | Hobbs Industrial Estate, Lingfield RH7 6HN. | pH | 6 | 10 | pH Units | 31.2 | Vehicle and plant washing (Low Impact) | Sussex West | Water discharged from a wash pad after being treated by a filtration system. This is used for the washing of vans and cars returning from hire. | The hire of plant, cars and vans | Consent | Pre Market Reform
17850 | 1 | Low Risk Consent | Enable Hire Limited | 1st Floor | 57-59 Great Suffolk Street |  | London |  | SE1 0BB | UNIT 28 | HOBBS INDUSTRIAL ESTATE | - | LINGFIELD | SY | RH7 6HN | 2021-11-01 | 1 | 1 | At any time | FELBRIDGE WTW | Hobbs Industrial Estate, Lingfield RH7 6HN. | Solids Suspended 105 Degrees C | - | 400 | mg/l | 31.2 | Vehicle and plant washing (Low Impact) | Sussex West | Water discharged from a wash pad after being treated by a filtration system. This is used for the washing of vans and cars returning from hire. | The hire of plant, cars and vans | Consent | Pre Market Reform
17851 | 1 | Low Risk Consent | Eaton Limited | 554 Abbey Park | Southampton Road | Titchfield | Fareham | - | PO14 4QA | ABBEY PARK | SOUTHAMPTON ROAD | - | FAREHAM | HA | PO14 4QA | 2021-11-12 | 0.3 | 1 | 06:00 To 12:00 | PEEL COMMON WTW | Southampton Road | Chemical Oxygen Demand Settled as 0 | - | 800 | mg/l | 13.1 | General manufacturing-painting process | Hampshire East | Non-Destructive Testing (NDT) crack-detect dye penetrant wash-off | Manufacture of aerospace components, primarily fuel pumps for military and civil aircraft. | Consent | SEGENSWORTH EAST FAREHAM WPS
17851 | 1 | Low Risk Consent | Eaton Limited | 554 Abbey Park | Southampton Road | Titchfield | Fareham | - | PO14 4QA | ABBEY PARK | SOUTHAMPTON ROAD | - | FAREHAM | HA | PO14 4QA | 2021-11-12 | 0.3 | 1 | 06:00 To 12:00 | PEEL COMMON WTW | Southampton Road | Chemical Oxygen Demand Shaken as 0 | - | 800 | mg/l | 13.1 | General manufacturing-painting process | Hampshire East | Non-Destructive Testing (NDT) crack-detect dye penetrant wash-off | Manufacture of aerospace components, primarily fuel pumps for military and civil aircraft. | Consent | SEGENSWORTH EAST FAREHAM WPS
17851 | 1 | Low Risk Consent | Eaton Limited | 554 Abbey Park | Southampton Road | Titchfield | Fareham | - | PO14 4QA | ABBEY PARK | SOUTHAMPTON ROAD | - | FAREHAM | HA | PO14 4QA | 2021-11-12 | 0.3 | 1 | 06:00 To 12:00 | PEEL COMMON WTW | Southampton Road | Nitrogen Ammoniacal as N | - | 20 | mg/l | 13.1 | General manufacturing-painting process | Hampshire East | Non-Destructive Testing (NDT) crack-detect dye penetrant wash-off | Manufacture of aerospace components, primarily fuel pumps for military and civil aircraft. | Consent | SEGENSWORTH EAST FAREHAM WPS
17851 | 1 | Low Risk Consent | Eaton Limited | 554 Abbey Park | Southampton Road | Titchfield | Fareham | - | PO14 4QA | ABBEY PARK | SOUTHAMPTON ROAD | - | FAREHAM | HA | PO14 4QA | 2021-11-12 | 0.3 | 1 | 06:00 To 12:00 | PEEL COMMON WTW | Southampton Road | Solids Suspended 105 Degrees C | - | 400 | mg/l | 13.1 | General manufacturing-painting process | Hampshire East | Non-Destructive Testing (NDT) crack-detect dye penetrant wash-off | Manufacture of aerospace components, primarily fuel pumps for military and civil aircraft. | Consent | SEGENSWORTH EAST FAREHAM WPS
17852 | 1 | Low Risk Consent | Rabbit And Dowling Plant Hire Limited | Amelia House | Crescent Road | - | Worthing | West Sussex | BN11 1QR | UNIT 1 RABBIT AND DOWLING PLANT HIRE | 5 MEADOW INDUSTRIAL ESTATE | - | WORTHING | SW | BN11 2RU | 2021-11-28 | 3 | 1 | At all times | EAST WORTHING WTW | Meadow Road industrial estate | Chemical Oxygen Demand Shaken as 0 | 0 | 800 | mg/l | 31.2 | Vehicle and plant washing (Low Impact) | Sussex West | Construction Plant Hire Services. | Construction Plant Hire Services | Consent | Low Risk Consent - Unknown
17852 | 1 | Low Risk Consent | Rabbit And Dowling Plant Hire Limited | Amelia House | Crescent Road | - | Worthing | West Sussex | BN11 1QR | UNIT 1 RABBIT AND DOWLING PLANT HIRE | 5 MEADOW INDUSTRIAL ESTATE | - | WORTHING | SW | BN11 2RU | 2021-11-28 | 3 | 1 | At all times | EAST WORTHING WTW | Meadow Road industrial estate | Nitrogen Ammoniacal as N | 0 | 35 | mg/l | 31.2 | Vehicle and plant washing (Low Impact) | Sussex West | Construction Plant Hire Services. | Construction Plant Hire Services | Consent | Low Risk Consent - Unknown
17852 | 1 | Low Risk Consent | Rabbit And Dowling Plant Hire Limited | Amelia House | Crescent Road | - | Worthing | West Sussex | BN11 1QR | UNIT 1 RABBIT AND DOWLING PLANT HIRE | 5 MEADOW INDUSTRIAL ESTATE | - | WORTHING | SW | BN11 2RU | 2021-11-28 | 3 | 1 | At all times | EAST WORTHING WTW | Meadow Road industrial estate | Oil and Grease | 0 | 200 | mg/l | 31.2 | Vehicle and plant washing (Low Impact) | Sussex West | Construction Plant Hire Services. | Construction Plant Hire Services | Consent | Low Risk Consent - Unknown
17852 | 1 | Low Risk Consent | Rabbit And Dowling Plant Hire Limited | Amelia House | Crescent Road | - | Worthing | West Sussex | BN11 1QR | UNIT 1 RABBIT AND DOWLING PLANT HIRE | 5 MEADOW INDUSTRIAL ESTATE | - | WORTHING | SW | BN11 2RU | 2021-11-28 | 3 | 1 | At all times | EAST WORTHING WTW | Meadow Road industrial estate | pH | 6 | 10 | pH Units | 31.2 | Vehicle and plant washing (Low Impact) | Sussex West | Construction Plant Hire Services. | Construction Plant Hire Services | Consent | Low Risk Consent - Unknown
17852 | 1 | Low Risk Consent | Rabbit And Dowling Plant Hire Limited | Amelia House | Crescent Road | - | Worthing | West Sussex | BN11 1QR | UNIT 1 RABBIT AND DOWLING PLANT HIRE | 5 MEADOW INDUSTRIAL ESTATE | - | WORTHING | SW | BN11 2RU | 2021-11-28 | 3 | 1 | At all times | EAST WORTHING WTW | Meadow Road industrial estate | Solids Suspended 105 Degrees C | 0 | 400 | mg/l | 31.2 | Vehicle and plant washing (Low Impact) | Sussex West | Construction Plant Hire Services. | Construction Plant Hire Services | Consent | Low Risk Consent - Unknown
17854 | 1 | Tier 2 Consent | Soton Car Parts Limited | 11-13 | Tanners Brook Way | - | SOUTHAMPTON | - | SO15 0JY | 11-13 | TANNERS BROOK WAY | - | SOUTHAMPTON | HA | SO15 0JY | 2021-11-24 | 5 | 1 | 00:00 To 23:59 | MILLBROOK WTW | Tanner's brook way | Chemical Oxygen Demand Shaken as 0 | - | 800 | mg/l | 40.2 | Rainwater and surface water run-off (Low Impact) | Hampshire West | Contaminated surface water from yard | Authorised treatment facility for end of life vehicles | Consent | BRUNEL ROAD REDBRIDGE WPS
17854 | 1 | Tier 2 Consent | Soton Car Parts Limited | 11-13 | Tanners Brook Way | - | SOUTHAMPTON | - | SO15 0JY | 11-13 | TANNERS BROOK WAY | - | SOUTHAMPTON | HA | SO15 0JY | 2021-11-24 | 5 | 1 | 00:00 To 23:59 | MILLBROOK WTW | Tanner's brook way | Nitrogen Ammoniacal as N | - | 35 | mg/l | 40.2 | Rainwater and surface water run-off (Low Impact) | Hampshire West | Contaminated surface water from yard | Authorised treatment facility for end of life vehicles | Consent | BRUNEL ROAD REDBRIDGE WPS
17854 | 1 | Tier 2 Consent | Soton Car Parts Limited | 11-13 | Tanners Brook Way | - | SOUTHAMPTON | - | SO15 0JY | 11-13 | TANNERS BROOK WAY | - | SOUTHAMPTON | HA | SO15 0JY | 2021-11-24 | 5 | 1 | 00:00 To 23:59 | MILLBROOK WTW | Tanner's brook way | Oil and Grease | - | 200 | mg/l | 40.2 | Rainwater and surface water run-off (Low Impact) | Hampshire West | Contaminated surface water from yard | Authorised treatment facility for end of life vehicles | Consent | BRUNEL ROAD REDBRIDGE WPS
17854 | 1 | Tier 2 Consent | Soton Car Parts Limited | 11-13 | Tanners Brook Way | - | SOUTHAMPTON | - | SO15 0JY | 11-13 | TANNERS BROOK WAY | - | SOUTHAMPTON | HA | SO15 0JY | 2021-11-24 | 5 | 1 | 00:00 To 23:59 | MILLBROOK WTW | Tanner's brook way | pH Limit | 6 | 10 |  | 40.2 | Rainwater and surface water run-off (Low Impact) | Hampshire West | Contaminated surface water from yard | Authorised treatment facility for end of life vehicles | Consent | BRUNEL ROAD REDBRIDGE WPS
17854 | 1 | Tier 2 Consent | Soton Car Parts Limited | 11-13 | Tanners Brook Way | - | SOUTHAMPTON | - | SO15 0JY | 11-13 | TANNERS BROOK WAY | - | SOUTHAMPTON | HA | SO15 0JY | 2021-11-24 | 5 | 1 | 00:00 To 23:59 | MILLBROOK WTW | Tanner's brook way | Solids Suspended 105 Degrees C | - | 400 | mg/l | 40.2 | Rainwater and surface water run-off (Low Impact) | Hampshire West | Contaminated surface water from yard | Authorised treatment facility for end of life vehicles | Consent | BRUNEL ROAD REDBRIDGE WPS
17854 | 1 | Tier 2 Consent | Soton Car Parts Limited | 11-13 | Tanners Brook Way | - | SOUTHAMPTON | - | SO15 0JY | 11-13 | TANNERS BROOK WAY | - | SOUTHAMPTON | HA | SO15 0JY | 2021-11-24 | 5 | 1 | 00:00 To 23:59 | MILLBROOK WTW | Tanner's brook way | Sulphate as S04 | - | 500 | mg/l | 40.2 | Rainwater and surface water run-off (Low Impact) | Hampshire West | Contaminated surface water from yard | Authorised treatment facility for end of life vehicles | Consent | BRUNEL ROAD REDBRIDGE WPS
17854 | 1 | Tier 2 Consent | Soton Car Parts Limited | 11-13 | Tanners Brook Way | - | SOUTHAMPTON | - | SO15 0JY | 11-13 | TANNERS BROOK WAY | - | SOUTHAMPTON | HA | SO15 0JY | 2021-11-24 | 5 | 1 | 00:00 To 23:59 | MILLBROOK WTW | Tanner's brook way | Sulphide as S | - | 1 | mg/l | 40.2 | Rainwater and surface water run-off (Low Impact) | Hampshire West | Contaminated surface water from yard | Authorised treatment facility for end of life vehicles | Consent | BRUNEL ROAD REDBRIDGE WPS
17857 | 1 | Low Risk Consent | SE Trains Limited | Second Floor | 4 More London Riverside |  | London |  | SE1 2AU | W5242007-WEST ST LEONARDS | WEST MARINA | - | HASTINGS | SE | TN38 8AG | 2021-11-18 | 5 | 0.5 | At any time | BEXHILL & HASTINGS WTW | Clifftonville Road | Chemical Oxygen Demand Shaken as 0 | - | 800 | mg/l | 31.1 | Vehicle and plant washing (Medium Impact) | Sussex East | Railway Train servicing, exterior and cleaning of trains, graffiti removal, cleaning of walkways | train wash | Consent | Pre Market Reform
17857 | 1 | Low Risk Consent | SE Trains Limited | Second Floor | 4 More London Riverside |  | London |  | SE1 2AU | W5242007-WEST ST LEONARDS | WEST MARINA | - | HASTINGS | SE | TN38 8AG | 2021-11-18 | 5 | 0.5 | At any time | BEXHILL & HASTINGS WTW | Clifftonville Road | Detergents Anionic | - | 20 | mg/l | 31.1 | Vehicle and plant washing (Medium Impact) | Sussex East | Railway Train servicing, exterior and cleaning of trains, graffiti removal, cleaning of walkways | train wash | Consent | Pre Market Reform
17857 | 1 | Low Risk Consent | SE Trains Limited | Second Floor | 4 More London Riverside |  | London |  | SE1 2AU | W5242007-WEST ST LEONARDS | WEST MARINA | - | HASTINGS | SE | TN38 8AG | 2021-11-18 | 5 | 0.5 | At any time | BEXHILL & HASTINGS WTW | Clifftonville Road | Detergents Cationic | - | 20 | - | 31.1 | Vehicle and plant washing (Medium Impact) | Sussex East | Railway Train servicing, exterior and cleaning of trains, graffiti removal, cleaning of walkways | train wash | Consent | Pre Market Reform
17857 | 1 | Low Risk Consent | SE Trains Limited | Second Floor | 4 More London Riverside |  | London |  | SE1 2AU | W5242007-WEST ST LEONARDS | WEST MARINA | - | HASTINGS | SE | TN38 8AG | 2021-11-18 | 5 | 0.5 | At any time | BEXHILL & HASTINGS WTW | Clifftonville Road | Detergents Non-Ionic | - | 20 | mg/l | 31.1 | Vehicle and plant washing (Medium Impact) | Sussex East | Railway Train servicing, exterior and cleaning of trains, graffiti removal, cleaning of walkways | train wash | Consent | Pre Market Reform
17857 | 1 | Low Risk Consent | SE Trains Limited | Second Floor | 4 More London Riverside |  | London |  | SE1 2AU | W5242007-WEST ST LEONARDS | WEST MARINA | - | HASTINGS | SE | TN38 8AG | 2021-11-18 | 5 | 0.5 | At any time | BEXHILL & HASTINGS WTW | Clifftonville Road | Nitrogen Ammoniacal as N | - | 35 | mg/l | 31.1 | Vehicle and plant washing (Medium Impact) | Sussex East | Railway Train servicing, exterior and cleaning of trains, graffiti removal, cleaning of walkways | train wash | Consent | Pre Market Reform
17857 | 1 | Low Risk Consent | SE Trains Limited | Second Floor | 4 More London Riverside |  | London |  | SE1 2AU | W5242007-WEST ST LEONARDS | WEST MARINA | - | HASTINGS | SE | TN38 8AG | 2021-11-18 | 5 | 0.5 | At any time | BEXHILL & HASTINGS WTW | Clifftonville Road | pH | 6 | 10 | pH Units | 31.1 | Vehicle and plant washing (Medium Impact) | Sussex East | Railway Train servicing, exterior and cleaning of trains, graffiti removal, cleaning of walkways | train wash | Consent | Pre Market Reform
17857 | 1 | Low Risk Consent | SE Trains Limited | Second Floor | 4 More London Riverside |  | London |  | SE1 2AU | W5242007-WEST ST LEONARDS | WEST MARINA | - | HASTINGS | SE | TN38 8AG | 2021-11-18 | 5 | 0.5 | At any time | BEXHILL & HASTINGS WTW | Clifftonville Road | Solids Suspended 105 Degrees C | - | 400 | mg/l | 31.1 | Vehicle and plant washing (Medium Impact) | Sussex East | Railway Train servicing, exterior and cleaning of trains, graffiti removal, cleaning of walkways | train wash | Consent | Pre Market Reform
17857 | 1 | Low Risk Consent | SE Trains Limited | Second Floor | 4 More London Riverside |  | London |  | SE1 2AU | W5242007-WEST ST LEONARDS | WEST MARINA | - | HASTINGS | SE | TN38 8AG | 2021-11-18 | 5 | 0.5 | At any time | BEXHILL & HASTINGS WTW | Clifftonville Road | Sulphate as S04 | - | 500 | mg/l | 31.1 | Vehicle and plant washing (Medium Impact) | Sussex East | Railway Train servicing, exterior and cleaning of trains, graffiti removal, cleaning of walkways | train wash | Consent | Pre Market Reform
17859 | 1 | Tier 2 Consent | SE Trains Limited | Second Floor | 4 More London Riverside |  | London |  | SE1 2AU | W5242007-WEST ST LEONARDS | WEST MARINA | - | HASTINGS | SE | TN38 8AG | 2021-11-22 | 16.5 | 6.8 | Any Time | BEXHILL & HASTINGS WTW | Bexhill Rd via West Hill Rd | Chemical Oxygen Demand Shaken as 0 | - | 300 | mg/l | 31.1 | Vehicle and plant washing (Medium Impact) | Sussex East | Carriage wash plant using an automatic carriage wash and Railway Train servicing such as exterior and cleaning of trains, graffiti removal, cleaning of walkways. | Pre Market Reform | Consent | Pre Market Reform
17859 | 1 | Tier 2 Consent | SE Trains Limited | Second Floor | 4 More London Riverside |  | London |  | SE1 2AU | W5242007-WEST ST LEONARDS | WEST MARINA | - | HASTINGS | SE | TN38 8AG | 2021-11-22 | 16.5 | 6.8 | Any Time | BEXHILL & HASTINGS WTW | Bexhill Rd via West Hill Rd | Nitrogen Ammoniacal as N | - | 35 | mg/l | 31.1 | Vehicle and plant washing (Medium Impact) | Sussex East | Carriage wash plant using an automatic carriage wash and Railway Train servicing such as exterior and cleaning of trains, graffiti removal, cleaning of walkways. | Pre Market Reform | Consent | Pre Market Reform
17859 | 1 | Tier 2 Consent | SE Trains Limited | Second Floor | 4 More London Riverside |  | London |  | SE1 2AU | W5242007-WEST ST LEONARDS | WEST MARINA | - | HASTINGS | SE | TN38 8AG | 2021-11-22 | 16.5 | 6.8 | Any Time | BEXHILL & HASTINGS WTW | Bexhill Rd via West Hill Rd | Oil and Grease | - | 200 | mg/l | 31.1 | Vehicle and plant washing (Medium Impact) | Sussex East | Carriage wash plant using an automatic carriage wash and Railway Train servicing such as exterior and cleaning of trains, graffiti removal, cleaning of walkways. | Pre Market Reform | Consent | Pre Market Reform
17859 | 1 | Tier 2 Consent | SE Trains Limited | Second Floor | 4 More London Riverside |  | London |  | SE1 2AU | W5242007-WEST ST LEONARDS | WEST MARINA | - | HASTINGS | SE | TN38 8AG | 2021-11-22 | 16.5 | 6.8 | Any Time | BEXHILL & HASTINGS WTW | Bexhill Rd via West Hill Rd | pH | 6 | 10 | pH Units | 31.1 | Vehicle and plant washing (Medium Impact) | Sussex East | Carriage wash plant using an automatic carriage wash and Railway Train servicing such as exterior and cleaning of trains, graffiti removal, cleaning of walkways. | Pre Market Reform | Consent | Pre Market Reform
17859 | 1 | Tier 2 Consent | SE Trains Limited | Second Floor | 4 More London Riverside |  | London |  | SE1 2AU | W5242007-WEST ST LEONARDS | WEST MARINA | - | HASTINGS | SE | TN38 8AG | 2021-11-22 | 16.5 | 6.8 | Any Time | BEXHILL & HASTINGS WTW | Bexhill Rd via West Hill Rd | Solids Suspended 105 Degrees C | - | 400 | mg/l | 31.1 | Vehicle and plant washing (Medium Impact) | Sussex East | Carriage wash plant using an automatic carriage wash and Railway Train servicing such as exterior and cleaning of trains, graffiti removal, cleaning of walkways. | Pre Market Reform | Consent | Pre Market Reform
17859 | 1 | Tier 2 Consent | SE Trains Limited | Second Floor | 4 More London Riverside |  | London |  | SE1 2AU | W5242007-WEST ST LEONARDS | WEST MARINA | - | HASTINGS | SE | TN38 8AG | 2021-11-22 | 16.5 | 6.8 | Any Time | BEXHILL & HASTINGS WTW | Bexhill Rd via West Hill Rd | Sulphate as S04 | - | 500 | mg/l | 31.1 | Vehicle and plant washing (Medium Impact) | Sussex East | Carriage wash plant using an automatic carriage wash and Railway Train servicing such as exterior and cleaning of trains, graffiti removal, cleaning of walkways. | Pre Market Reform | Consent | Pre Market Reform
17859 | 1 | Tier 2 Consent | SE Trains Limited | Second Floor | 4 More London Riverside |  | London |  | SE1 2AU | W5242007-WEST ST LEONARDS | WEST MARINA | - | HASTINGS | SE | TN38 8AG | 2021-11-22 | 16.5 | 6.8 | Any Time | BEXHILL & HASTINGS WTW | Bexhill Rd via West Hill Rd | Sulphide as S | - | 1 | mg/l | 31.1 | Vehicle and plant washing (Medium Impact) | Sussex East | Carriage wash plant using an automatic carriage wash and Railway Train servicing such as exterior and cleaning of trains, graffiti removal, cleaning of walkways. | Pre Market Reform | Consent | Pre Market Reform
17861 | 2 | Tier 2 Consent | SE Trains Limited | Second Floor | 4 More London Riverside |  | London |  | SE1 2AU | Ramsgate Depot | NEWINGTON ROAD |  | RAMSGATE | KE | CT12 6EE | 2021-12-20 | 17.6 | 1 | At all times | WEATHERLEES HILL A WTW | Lorina Road MH 2901 | Chemical Oxygen Demand Shaken as 0 | - | 1000 | mg/l | 31.1 | Vehicle and plant washing (Medium Impact) | Kent East | Train Washing and Graffiti Removal - Cleaning Shed and East end of Inspection Shed | Train Maintenance and Cleaning Depot | Consent | MILITARY ROAD RAMSGATE WPS
17861 | 2 | Tier 2 Consent | SE Trains Limited | Second Floor | 4 More London Riverside |  | London |  | SE1 2AU | Ramsgate Depot | NEWINGTON ROAD |  | RAMSGATE | KE | CT12 6EE | 2021-12-20 | 17.6 | 1 | At all times | WEATHERLEES HILL A WTW | Lorina Road MH 2901 | Detergents Anionic | - | 20 | mg/l | 31.1 | Vehicle and plant washing (Medium Impact) | Kent East | Train Washing and Graffiti Removal - Cleaning Shed and East end of Inspection Shed | Train Maintenance and Cleaning Depot | Consent | MILITARY ROAD RAMSGATE WPS
17861 | 2 | Tier 2 Consent | SE Trains Limited | Second Floor | 4 More London Riverside |  | London |  | SE1 2AU | Ramsgate Depot | NEWINGTON ROAD |  | RAMSGATE | KE | CT12 6EE | 2021-12-20 | 17.6 | 1 | At all times | WEATHERLEES HILL A WTW | Lorina Road MH 2901 | Detergents Cationic | - | 20 | - | 31.1 | Vehicle and plant washing (Medium Impact) | Kent East | Train Washing and Graffiti Removal - Cleaning Shed and East end of Inspection Shed | Train Maintenance and Cleaning Depot | Consent | MILITARY ROAD RAMSGATE WPS
17861 | 2 | Tier 2 Consent | SE Trains Limited | Second Floor | 4 More London Riverside |  | London |  | SE1 2AU | Ramsgate Depot | NEWINGTON ROAD |  | RAMSGATE | KE | CT12 6EE | 2021-12-20 | 17.6 | 1 | At all times | WEATHERLEES HILL A WTW | Lorina Road MH 2901 | Detergents Non-Ionic | - | 20 | mg/l | 31.1 | Vehicle and plant washing (Medium Impact) | Kent East | Train Washing and Graffiti Removal - Cleaning Shed and East end of Inspection Shed | Train Maintenance and Cleaning Depot | Consent | MILITARY ROAD RAMSGATE WPS
17861 | 2 | Tier 2 Consent | SE Trains Limited | Second Floor | 4 More London Riverside |  | London |  | SE1 2AU | Ramsgate Depot | NEWINGTON ROAD |  | RAMSGATE | KE | CT12 6EE | 2021-12-20 | 17.6 | 1 | At all times | WEATHERLEES HILL A WTW | Lorina Road MH 2901 | Nitrogen Ammoniacal as N | - | 10 | mg/l | 31.1 | Vehicle and plant washing (Medium Impact) | Kent East | Train Washing and Graffiti Removal - Cleaning Shed and East end of Inspection Shed | Train Maintenance and Cleaning Depot | Consent | MILITARY ROAD RAMSGATE WPS
17861 | 2 | Tier 2 Consent | SE Trains Limited | Second Floor | 4 More London Riverside |  | London |  | SE1 2AU | Ramsgate Depot | NEWINGTON ROAD |  | RAMSGATE | KE | CT12 6EE | 2021-12-20 | 17.6 | 1 | At all times | WEATHERLEES HILL A WTW | Lorina Road MH 2901 | pH | 6 | 10 | pH Units | 31.1 | Vehicle and plant washing (Medium Impact) | Kent East | Train Washing and Graffiti Removal - Cleaning Shed and East end of Inspection Shed | Train Maintenance and Cleaning Depot | Consent | MILITARY ROAD RAMSGATE WPS
17861 | 2 | Tier 2 Consent | SE Trains Limited | Second Floor | 4 More London Riverside |  | London |  | SE1 2AU | Ramsgate Depot | NEWINGTON ROAD |  | RAMSGATE | KE | CT12 6EE | 2021-12-20 | 17.6 | 1 | At all times | WEATHERLEES HILL A WTW | Lorina Road MH 2901 | Solids Suspended 105 Degrees C | - | 400 | mg/l | 31.1 | Vehicle and plant washing (Medium Impact) | Kent East | Train Washing and Graffiti Removal - Cleaning Shed and East end of Inspection Shed | Train Maintenance and Cleaning Depot | Consent | MILITARY ROAD RAMSGATE WPS
17861 | 2 | Tier 2 Consent | SE Trains Limited | Second Floor | 4 More London Riverside |  | London |  | SE1 2AU | Ramsgate Depot | NEWINGTON ROAD |  | RAMSGATE | KE | CT12 6EE | 2021-12-20 | 17.6 | 1 | At all times | WEATHERLEES HILL A WTW | Lorina Road MH 2901 | Sulphate as S04 | - | 500 | mg/l | 31.1 | Vehicle and plant washing (Medium Impact) | Kent East | Train Washing and Graffiti Removal - Cleaning Shed and East end of Inspection Shed | Train Maintenance and Cleaning Depot | Consent | MILITARY ROAD RAMSGATE WPS
17862 | 2 | Tier 2 Consent | SE Trains Limited | Second Floor | 4 More London Riverside |  | London |  | SE1 2AU | RAMSGATE DEPOT (MAIN METER) | NEWINGTON ROAD | - | RAMSGATE | KE | CT11 9AL | 2021-12-20 | 10 | 2.86 | At all times | WEATHERLEES HILL A WTW | Newington Road MH 9706 | Chemical Oxygen Demand Shaken as 0 | - | 1000 | mg/l | 31.1 | Vehicle and plant washing (Medium Impact) | Kent East | Train washing and graffiti removal - New Carriage Wash Plant, Maintenance Shed and West end of Inspection Shed | Train Maintenance and Cleaning Depot | Consent | MILITARY ROAD RAMSGATE WPS
17862 | 2 | Tier 2 Consent | SE Trains Limited | Second Floor | 4 More London Riverside |  | London |  | SE1 2AU | RAMSGATE DEPOT (MAIN METER) | NEWINGTON ROAD | - | RAMSGATE | KE | CT11 9AL | 2021-12-20 | 10 | 2.86 | At all times | WEATHERLEES HILL A WTW | Newington Road MH 9706 | Detergents Anionic | - | 20 | mg/l | 31.1 | Vehicle and plant washing (Medium Impact) | Kent East | Train washing and graffiti removal - New Carriage Wash Plant, Maintenance Shed and West end of Inspection Shed | Train Maintenance and Cleaning Depot | Consent | MILITARY ROAD RAMSGATE WPS
17862 | 2 | Tier 2 Consent | SE Trains Limited | Second Floor | 4 More London Riverside |  | London |  | SE1 2AU | RAMSGATE DEPOT (MAIN METER) | NEWINGTON ROAD | - | RAMSGATE | KE | CT11 9AL | 2021-12-20 | 10 | 2.86 | At all times | WEATHERLEES HILL A WTW | Newington Road MH 9706 | Detergents Cationic | - | 20 | - | 31.1 | Vehicle and plant washing (Medium Impact) | Kent East | Train washing and graffiti removal - New Carriage Wash Plant, Maintenance Shed and West end of Inspection Shed | Train Maintenance and Cleaning Depot | Consent | MILITARY ROAD RAMSGATE WPS
17862 | 2 | Tier 2 Consent | SE Trains Limited | Second Floor | 4 More London Riverside |  | London |  | SE1 2AU | RAMSGATE DEPOT (MAIN METER) | NEWINGTON ROAD | - | RAMSGATE | KE | CT11 9AL | 2021-12-20 | 10 | 2.86 | At all times | WEATHERLEES HILL A WTW | Newington Road MH 9706 | Detergents Non-Ionic | - | 20 | mg/l | 31.1 | Vehicle and plant washing (Medium Impact) | Kent East | Train washing and graffiti removal - New Carriage Wash Plant, Maintenance Shed and West end of Inspection Shed | Train Maintenance and Cleaning Depot | Consent | MILITARY ROAD RAMSGATE WPS
17862 | 2 | Tier 2 Consent | SE Trains Limited | Second Floor | 4 More London Riverside |  | London |  | SE1 2AU | RAMSGATE DEPOT (MAIN METER) | NEWINGTON ROAD | - | RAMSGATE | KE | CT11 9AL | 2021-12-20 | 10 | 2.86 | At all times | WEATHERLEES HILL A WTW | Newington Road MH 9706 | Nitrogen Ammoniacal as N | - | 10 | mg/l | 31.1 | Vehicle and plant washing (Medium Impact) | Kent East | Train washing and graffiti removal - New Carriage Wash Plant, Maintenance Shed and West end of Inspection Shed | Train Maintenance and Cleaning Depot | Consent | MILITARY ROAD RAMSGATE WPS
17862 | 2 | Tier 2 Consent | SE Trains Limited | Second Floor | 4 More London Riverside |  | London |  | SE1 2AU | RAMSGATE DEPOT (MAIN METER) | NEWINGTON ROAD | - | RAMSGATE | KE | CT11 9AL | 2021-12-20 | 10 | 2.86 | At all times | WEATHERLEES HILL A WTW | Newington Road MH 9706 | pH | 6 | 10 | pH Units | 31.1 | Vehicle and plant washing (Medium Impact) | Kent East | Train washing and graffiti removal - New Carriage Wash Plant, Maintenance Shed and West end of Inspection Shed | Train Maintenance and Cleaning Depot | Consent | MILITARY ROAD RAMSGATE WPS
17862 | 2 | Tier 2 Consent | SE Trains Limited | Second Floor | 4 More London Riverside |  | London |  | SE1 2AU | RAMSGATE DEPOT (MAIN METER) | NEWINGTON ROAD | - | RAMSGATE | KE | CT11 9AL | 2021-12-20 | 10 | 2.86 | At all times | WEATHERLEES HILL A WTW | Newington Road MH 9706 | Solids Suspended 105 Degrees C | - | 400 | mg/l | 31.1 | Vehicle and plant washing (Medium Impact) | Kent East | Train washing and graffiti removal - New Carriage Wash Plant, Maintenance Shed and West end of Inspection Shed | Train Maintenance and Cleaning Depot | Consent | MILITARY ROAD RAMSGATE WPS
17862 | 2 | Tier 2 Consent | SE Trains Limited | Second Floor | 4 More London Riverside |  | London |  | SE1 2AU | RAMSGATE DEPOT (MAIN METER) | NEWINGTON ROAD | - | RAMSGATE | KE | CT11 9AL | 2021-12-20 | 10 | 2.86 | At all times | WEATHERLEES HILL A WTW | Newington Road MH 9706 | Sulphate as S04 | - | 500 | mg/l | 31.1 | Vehicle and plant washing (Medium Impact) | Kent East | Train washing and graffiti removal - New Carriage Wash Plant, Maintenance Shed and West end of Inspection Shed | Train Maintenance and Cleaning Depot | Consent | MILITARY ROAD RAMSGATE WPS
17864 | 2 | Tier 2 Consent | SE Trains Limited | Second Floor | 4 More London Riverside |  | London |  | SE1 2AU | Ramsgate Depot | NEWINGTON ROAD | - | RAMSGATE | KE | CT12 6EE | 2021-12-20 | 26 | 6.2 | At all times | WEATHERLEES HILL A WTW | Manston Road MH 6501 | Chemical Oxygen Demand Shaken as 0 | - | 1000 | mg/l | 31.1 | Vehicle and plant washing (Medium Impact) | Kent East | Train Washing and Graffiti Removal - Old Carriage Wash Plant | Train Maintenance and Cleaning Depot | Consent | MILITARY ROAD RAMSGATE WPS
17864 | 2 | Tier 2 Consent | SE Trains Limited | Second Floor | 4 More London Riverside |  | London |  | SE1 2AU | Ramsgate Depot | NEWINGTON ROAD | - | RAMSGATE | KE | CT12 6EE | 2021-12-20 | 26 | 6.2 | At all times | WEATHERLEES HILL A WTW | Manston Road MH 6501 | Detergents Anionic | - | 20 | mg/l | 31.1 | Vehicle and plant washing (Medium Impact) | Kent East | Train Washing and Graffiti Removal - Old Carriage Wash Plant | Train Maintenance and Cleaning Depot | Consent | MILITARY ROAD RAMSGATE WPS
17864 | 2 | Tier 2 Consent | SE Trains Limited | Second Floor | 4 More London Riverside |  | London |  | SE1 2AU | Ramsgate Depot | NEWINGTON ROAD | - | RAMSGATE | KE | CT12 6EE | 2021-12-20 | 26 | 6.2 | At all times | WEATHERLEES HILL A WTW | Manston Road MH 6501 | Detergents Cationic | - | 20 | - | 31.1 | Vehicle and plant washing (Medium Impact) | Kent East | Train Washing and Graffiti Removal - Old Carriage Wash Plant | Train Maintenance and Cleaning Depot | Consent | MILITARY ROAD RAMSGATE WPS
17864 | 2 | Tier 2 Consent | SE Trains Limited | Second Floor | 4 More London Riverside |  | London |  | SE1 2AU | Ramsgate Depot | NEWINGTON ROAD | - | RAMSGATE | KE | CT12 6EE | 2021-12-20 | 26 | 6.2 | At all times | WEATHERLEES HILL A WTW | Manston Road MH 6501 | Detergents Non-Ionic | - | 20 | mg/l | 31.1 | Vehicle and plant washing (Medium Impact) | Kent East | Train Washing and Graffiti Removal - Old Carriage Wash Plant | Train Maintenance and Cleaning Depot | Consent | MILITARY ROAD RAMSGATE WPS
17864 | 2 | Tier 2 Consent | SE Trains Limited | Second Floor | 4 More London Riverside |  | London |  | SE1 2AU | Ramsgate Depot | NEWINGTON ROAD | - | RAMSGATE | KE | CT12 6EE | 2021-12-20 | 26 | 6.2 | At all times | WEATHERLEES HILL A WTW | Manston Road MH 6501 | Nitrogen Ammoniacal as N | - | 10 | mg/l | 31.1 | Vehicle and plant washing (Medium Impact) | Kent East | Train Washing and Graffiti Removal - Old Carriage Wash Plant | Train Maintenance and Cleaning Depot | Consent | MILITARY ROAD RAMSGATE WPS
17864 | 2 | Tier 2 Consent | SE Trains Limited | Second Floor | 4 More London Riverside |  | London |  | SE1 2AU | Ramsgate Depot | NEWINGTON ROAD | - | RAMSGATE | KE | CT12 6EE | 2021-12-20 | 26 | 6.2 | At all times | WEATHERLEES HILL A WTW | Manston Road MH 6501 | pH | 6 | 10 | pH Units | 31.1 | Vehicle and plant washing (Medium Impact) | Kent East | Train Washing and Graffiti Removal - Old Carriage Wash Plant | Train Maintenance and Cleaning Depot | Consent | MILITARY ROAD RAMSGATE WPS
17864 | 2 | Tier 2 Consent | SE Trains Limited | Second Floor | 4 More London Riverside |  | London |  | SE1 2AU | Ramsgate Depot | NEWINGTON ROAD | - | RAMSGATE | KE | CT12 6EE | 2021-12-20 | 26 | 6.2 | At all times | WEATHERLEES HILL A WTW | Manston Road MH 6501 | Solids Suspended 105 Degrees C | - | 400 | mg/l | 31.1 | Vehicle and plant washing (Medium Impact) | Kent East | Train Washing and Graffiti Removal - Old Carriage Wash Plant | Train Maintenance and Cleaning Depot | Consent | MILITARY ROAD RAMSGATE WPS
17864 | 2 | Tier 2 Consent | SE Trains Limited | Second Floor | 4 More London Riverside |  | London |  | SE1 2AU | Ramsgate Depot | NEWINGTON ROAD | - | RAMSGATE | KE | CT12 6EE | 2021-12-20 | 26 | 6.2 | At all times | WEATHERLEES HILL A WTW | Manston Road MH 6501 | Sulphate as S04 | - | 500 | mg/l | 31.1 | Vehicle and plant washing (Medium Impact) | Kent East | Train Washing and Graffiti Removal - Old Carriage Wash Plant | Train Maintenance and Cleaning Depot | Consent | MILITARY ROAD RAMSGATE WPS
17865 | 1 | Low Risk Consent | Arriva Kent & Surrey Limited | 1 Admiral Way Doxford | International Business Park | - | Sunderland | Tyne & Wear | SR3 3XP | THE CREW ROOM | ARMSTRONG ROAD | - | MAIDSTONE | KE | ME15 6AZ | 2021-12-20 | 3.5 | 1.5 | At all times | AYLESFORD WTW | Armstrong road | Chemical Oxygen Demand Shaken as 0 | - | 800 | mg/l | 31.3 | Vehicle and plant washing (Low Impact) | Kent West | Bus and chassis washing | vehicle washing | Consent | CASTLE ROAD ALLINGTON WPS
17865 | 1 | Low Risk Consent | Arriva Kent & Surrey Limited | 1 Admiral Way Doxford | International Business Park | - | Sunderland | Tyne & Wear | SR3 3XP | THE CREW ROOM | ARMSTRONG ROAD | - | MAIDSTONE | KE | ME15 6AZ | 2021-12-20 | 3.5 | 1.5 | At all times | AYLESFORD WTW | Armstrong road | Detergents Anionic | - | 50 | mg/l | 31.3 | Vehicle and plant washing (Low Impact) | Kent West | Bus and chassis washing | vehicle washing | Consent | CASTLE ROAD ALLINGTON WPS
17865 | 1 | Low Risk Consent | Arriva Kent & Surrey Limited | 1 Admiral Way Doxford | International Business Park | - | Sunderland | Tyne & Wear | SR3 3XP | THE CREW ROOM | ARMSTRONG ROAD | - | MAIDSTONE | KE | ME15 6AZ | 2021-12-20 | 3.5 | 1.5 | At all times | AYLESFORD WTW | Armstrong road | Detergents Cationic | - | 50 | - | 31.3 | Vehicle and plant washing (Low Impact) | Kent West | Bus and chassis washing | vehicle washing | Consent | CASTLE ROAD ALLINGTON WPS
17865 | 1 | Low Risk Consent | Arriva Kent & Surrey Limited | 1 Admiral Way Doxford | International Business Park | - | Sunderland | Tyne & Wear | SR3 3XP | THE CREW ROOM | ARMSTRONG ROAD | - | MAIDSTONE | KE | ME15 6AZ | 2021-12-20 | 3.5 | 1.5 | At all times | AYLESFORD WTW | Armstrong road | Detergents Non-Ionic | - | 50 | mg/l | 31.3 | Vehicle and plant washing (Low Impact) | Kent West | Bus and chassis washing | vehicle washing | Consent | CASTLE ROAD ALLINGTON WPS
17865 | 1 | Low Risk Consent | Arriva Kent & Surrey Limited | 1 Admiral Way Doxford | International Business Park | - | Sunderland | Tyne & Wear | SR3 3XP | THE CREW ROOM | ARMSTRONG ROAD | - | MAIDSTONE | KE | ME15 6AZ | 2021-12-20 | 3.5 | 1.5 | At all times | AYLESFORD WTW | Armstrong road | Nitrogen Ammoniacal as N | - | 35 | mg/l | 31.3 | Vehicle and plant washing (Low Impact) | Kent West | Bus and chassis washing | vehicle washing | Consent | CASTLE ROAD ALLINGTON WPS
17865 | 1 | Low Risk Consent | Arriva Kent & Surrey Limited | 1 Admiral Way Doxford | International Business Park | - | Sunderland | Tyne & Wear | SR3 3XP | THE CREW ROOM | ARMSTRONG ROAD | - | MAIDSTONE | KE | ME15 6AZ | 2021-12-20 | 3.5 | 1.5 | At all times | AYLESFORD WTW | Armstrong road | Oil and Grease | - | 200 | mg/l | 31.3 | Vehicle and plant washing (Low Impact) | Kent West | Bus and chassis washing | vehicle washing | Consent | CASTLE ROAD ALLINGTON WPS
17865 | 1 | Low Risk Consent | Arriva Kent & Surrey Limited | 1 Admiral Way Doxford | International Business Park | - | Sunderland | Tyne & Wear | SR3 3XP | THE CREW ROOM | ARMSTRONG ROAD | - | MAIDSTONE | KE | ME15 6AZ | 2021-12-20 | 3.5 | 1.5 | At all times | AYLESFORD WTW | Armstrong road | pH | 6 | 10 | pH Units | 31.3 | Vehicle and plant washing (Low Impact) | Kent West | Bus and chassis washing | vehicle washing | Consent | CASTLE ROAD ALLINGTON WPS
17865 | 1 | Low Risk Consent | Arriva Kent & Surrey Limited | 1 Admiral Way Doxford | International Business Park | - | Sunderland | Tyne & Wear | SR3 3XP | THE CREW ROOM | ARMSTRONG ROAD | - | MAIDSTONE | KE | ME15 6AZ | 2021-12-20 | 3.5 | 1.5 | At all times | AYLESFORD WTW | Armstrong road | Solids Suspended 105 Degrees C | - | 400 | mg/l | 31.3 | Vehicle and plant washing (Low Impact) | Kent West | Bus and chassis washing | vehicle washing | Consent | CASTLE ROAD ALLINGTON WPS
17868 | 6 | Tier 1 Consent | Berryworld | Level 5 | 9 Hatton Street | London |  |  | NW9 9PL | Springhead Enterprise Park | Northfleet | Springhead Road |  | KE | DA11 8HH | 2022-04-22 | 245 | 3 | At all times | NORTHFLEET WTW | Springhead Road (TQ62730201) | Chemical Oxygen Demand Shaken as 0 | - | 8000 | mg/l | 9.1 | Food/drink processing - high sugar/prepared meals | Kent West | Fruit washing and washing down of equipment used in the processing and packaging of fruit. | Fruit Processing and Packaging | Consent | DIRECT TO WTW
17868 | 6 | Tier 1 Consent | Berryworld | Level 5 | 9 Hatton Street | London |  |  | NW9 9PL | Springhead Enterprise Park | Northfleet | Springhead Road |  | KE | DA11 8HH | 2022-04-22 | 245 | 3 | At all times | NORTHFLEET WTW | Springhead Road (TQ62730201) | Nitrogen Ammoniacal as N | - | 35 | mg/l | 9.1 | Food/drink processing - high sugar/prepared meals | Kent West | Fruit washing and washing down of equipment used in the processing and packaging of fruit. | Fruit Processing and Packaging | Consent | DIRECT TO WTW
17868 | 6 | Tier 1 Consent | Berryworld | Level 5 | 9 Hatton Street | London |  |  | NW9 9PL | Springhead Enterprise Park | Northfleet | Springhead Road |  | KE | DA11 8HH | 2022-04-22 | 245 | 3 | At all times | NORTHFLEET WTW | Springhead Road (TQ62730201) | Oil and Grease | - | 200 | mg/l | 9.1 | Food/drink processing - high sugar/prepared meals | Kent West | Fruit washing and washing down of equipment used in the processing and packaging of fruit. | Fruit Processing and Packaging | Consent | DIRECT TO WTW
17868 | 6 | Tier 1 Consent | Berryworld | Level 5 | 9 Hatton Street | London |  |  | NW9 9PL | Springhead Enterprise Park | Northfleet | Springhead Road |  | KE | DA11 8HH | 2022-04-22 | 245 | 3 | At all times | NORTHFLEET WTW | Springhead Road (TQ62730201) | pH | 6 | 10 | pH Units | 9.1 | Food/drink processing - high sugar/prepared meals | Kent West | Fruit washing and washing down of equipment used in the processing and packaging of fruit. | Fruit Processing and Packaging | Consent | DIRECT TO WTW
17868 | 6 | Tier 1 Consent | Berryworld | Level 5 | 9 Hatton Street | London |  |  | NW9 9PL | Springhead Enterprise Park | Northfleet | Springhead Road |  | KE | DA11 8HH | 2022-04-22 | 245 | 3 | At all times | NORTHFLEET WTW | Springhead Road (TQ62730201) | Phosphorus Total | - | 15 | ug/l | 9.1 | Food/drink processing - high sugar/prepared meals | Kent West | Fruit washing and washing down of equipment used in the processing and packaging of fruit. | Fruit Processing and Packaging | Consent | DIRECT TO WTW
17868 | 6 | Tier 1 Consent | Berryworld | Level 5 | 9 Hatton Street | London |  |  | NW9 9PL | Springhead Enterprise Park | Northfleet | Springhead Road |  | KE | DA11 8HH | 2022-04-22 | 245 | 3 | At all times | NORTHFLEET WTW | Springhead Road (TQ62730201) | Solids Suspended 105 Degrees C | - | 2000 | mg/l | 9.1 | Food/drink processing - high sugar/prepared meals | Kent West | Fruit washing and washing down of equipment used in the processing and packaging of fruit. | Fruit Processing and Packaging | Consent | DIRECT TO WTW
17870 | 1 | Tier 2 Consent | Floc Brewing Ltd | Floc Brewing Project Unit 7a Wincheap Industrial Estate | Cotton Road | - | Canterbury | Kent | CT1 3RB | 7 UNIT | COTTON ROAD | - | CANTERBURY | KE | CT1 3RB | 2021-12-22 | 1 | 1 | At all times | CANTERBURY WTW | COTTON STREET | Chemical Oxygen Demand Shaken as 0 | - | 7000 | mg/l | 1.3 | Alcoholic beverages (Low Impact) | Kent East | Washing and rinsing of brewing equipment and vessels | BREWING BEER | Consent | ST PETERS PLACE CANTERBURY WPS
17870 | 1 | Tier 2 Consent | Floc Brewing Ltd | Floc Brewing Project Unit 7a Wincheap Industrial Estate | Cotton Road | - | Canterbury | Kent | CT1 3RB | 7 UNIT | COTTON ROAD | - | CANTERBURY | KE | CT1 3RB | 2021-12-22 | 1 | 1 | At all times | CANTERBURY WTW | COTTON STREET | Nitrogen Ammoniacal as N | - | 35 | mg/l | 1.3 | Alcoholic beverages (Low Impact) | Kent East | Washing and rinsing of brewing equipment and vessels | BREWING BEER | Consent | ST PETERS PLACE CANTERBURY WPS
17870 | 1 | Tier 2 Consent | Floc Brewing Ltd | Floc Brewing Project Unit 7a Wincheap Industrial Estate | Cotton Road | - | Canterbury | Kent | CT1 3RB | 7 UNIT | COTTON ROAD | - | CANTERBURY | KE | CT1 3RB | 2021-12-22 | 1 | 1 | At all times | CANTERBURY WTW | COTTON STREET | pH | 6 | 10 | pH Units | 1.3 | Alcoholic beverages (Low Impact) | Kent East | Washing and rinsing of brewing equipment and vessels | BREWING BEER | Consent | ST PETERS PLACE CANTERBURY WPS
17870 | 1 | Tier 2 Consent | Floc Brewing Ltd | Floc Brewing Project Unit 7a Wincheap Industrial Estate | Cotton Road | - | Canterbury | Kent | CT1 3RB | 7 UNIT | COTTON ROAD | - | CANTERBURY | KE | CT1 3RB | 2021-12-22 | 1 | 1 | At all times | CANTERBURY WTW | COTTON STREET | Solids Suspended 105 Degrees C | - | 1400 | mg/l | 1.3 | Alcoholic beverages (Low Impact) | Kent East | Washing and rinsing of brewing equipment and vessels | BREWING BEER | Consent | ST PETERS PLACE CANTERBURY WPS
17870 | 1 | Tier 2 Consent | Floc Brewing Ltd | Floc Brewing Project Unit 7a Wincheap Industrial Estate | Cotton Road | - | Canterbury | Kent | CT1 3RB | 7 UNIT | COTTON ROAD | - | CANTERBURY | KE | CT1 3RB | 2021-12-22 | 1 | 1 | At all times | CANTERBURY WTW | COTTON STREET | Sulphate as S04 | - | 500 | mg/l | 1.3 | Alcoholic beverages (Low Impact) | Kent East | Washing and rinsing of brewing equipment and vessels | BREWING BEER | Consent | ST PETERS PLACE CANTERBURY WPS
17872 | 1 | Low Risk Consent | Pit Stop Service Southampton Ltd | UNIT 6 | OLD REDBRIDGE ROAD | REDBRIDGE BUSINESS PARK | SOUTHAMPTON |  | SO15 0NN | UNIT 6 REDBRIDGE BUSINESS PARK | OLD REDBRIDGE ROAD | - | SOUTHAMPTON | HA | SO15 0NN | 2021-12-15 | 3 | 1 | 08:30 To 18:00 | MILLBROOK WTW | Old Redbridge Road | Chemical Oxygen Demand Shaken as 0 | - | 800 | mg/l | 31.2 | Vehicle and plant washing (Low Impact) | Hampshire West | Washing Cars | Detailed car Valeting Service | Consent | OLD REDBRIDGE ROAD REDBRIDGE WPS
17872 | 1 | Low Risk Consent | Pit Stop Service Southampton Ltd | UNIT 6 | OLD REDBRIDGE ROAD | REDBRIDGE BUSINESS PARK | SOUTHAMPTON |  | SO15 0NN | UNIT 6 REDBRIDGE BUSINESS PARK | OLD REDBRIDGE ROAD | - | SOUTHAMPTON | HA | SO15 0NN | 2021-12-15 | 3 | 1 | 08:30 To 18:00 | MILLBROOK WTW | Old Redbridge Road | Nitrogen Ammoniacal as N | - | 10 | mg/l | 31.2 | Vehicle and plant washing (Low Impact) | Hampshire West | Washing Cars | Detailed car Valeting Service | Consent | OLD REDBRIDGE ROAD REDBRIDGE WPS
17872 | 1 | Low Risk Consent | Pit Stop Service Southampton Ltd | UNIT 6 | OLD REDBRIDGE ROAD | REDBRIDGE BUSINESS PARK | SOUTHAMPTON |  | SO15 0NN | UNIT 6 REDBRIDGE BUSINESS PARK | OLD REDBRIDGE ROAD | - | SOUTHAMPTON | HA | SO15 0NN | 2021-12-15 | 3 | 1 | 08:30 To 18:00 | MILLBROOK WTW | Old Redbridge Road | Solids Suspended 105 Degrees C | - | 400 | mg/l | 31.2 | Vehicle and plant washing (Low Impact) | Hampshire West | Washing Cars | Detailed car Valeting Service | Consent | OLD REDBRIDGE ROAD REDBRIDGE WPS
17876 | 1 | Low Risk Consent | Liquid Fusion Limited | Wey Court West | Union Road | - | Farnham | Surrey | GU9 7PT | UNIT 2C | RECTORY FARM ROAD | - | LANCING | SW | BN15 0ED | 2022-01-12 | 0.3 | 0.5 | At all times | EAST WORTHING WTW | Rectory Farm Road | Chemical Oxygen Demand Shaken as 0 | - | 800 | mg/l | 9.1 | Food/drink processing - high sugar/prepared meals | Sussex West | Cleaning of tanks, pipes and filling machines in the production facilities. | Manufacturing of soft drinks | Consent | DIRECT TO WTW
17876 | 1 | Low Risk Consent | Liquid Fusion Limited | Wey Court West | Union Road | - | Farnham | Surrey | GU9 7PT | UNIT 2C | RECTORY FARM ROAD | - | LANCING | SW | BN15 0ED | 2022-01-12 | 0.3 | 0.5 | At all times | EAST WORTHING WTW | Rectory Farm Road | Nitrogen Ammoniacal as N | - | 35 | mg/l | 9.1 | Food/drink processing - high sugar/prepared meals | Sussex West | Cleaning of tanks, pipes and filling machines in the production facilities. | Manufacturing of soft drinks | Consent | DIRECT TO WTW
17876 | 1 | Low Risk Consent | Liquid Fusion Limited | Wey Court West | Union Road | - | Farnham | Surrey | GU9 7PT | UNIT 2C | RECTORY FARM ROAD | - | LANCING | SW | BN15 0ED | 2022-01-12 | 0.3 | 0.5 | At all times | EAST WORTHING WTW | Rectory Farm Road | pH | 6 | 10 | pH Units | 9.1 | Food/drink processing - high sugar/prepared meals | Sussex West | Cleaning of tanks, pipes and filling machines in the production facilities. | Manufacturing of soft drinks | Consent | DIRECT TO WTW
17876 | 1 | Low Risk Consent | Liquid Fusion Limited | Wey Court West | Union Road | - | Farnham | Surrey | GU9 7PT | UNIT 2C | RECTORY FARM ROAD | - | LANCING | SW | BN15 0ED | 2022-01-12 | 0.3 | 0.5 | At all times | EAST WORTHING WTW | Rectory Farm Road | Solids Suspended 105 Degrees C | - | 400 | mg/l | 9.1 | Food/drink processing - high sugar/prepared meals | Sussex West | Cleaning of tanks, pipes and filling machines in the production facilities. | Manufacturing of soft drinks | Consent | DIRECT TO WTW
17881 | 1 | Tier 2 Consent | Ancala Water Services (Estates) Limited | Unit 1B, Redbrook Business Park | Wilthorpe Road |  | BARNSLEY |  | S75 1JN | HMS EXCELLENT WHALE ISLAND | STANLEY ROAD | - | PORTSMOUTH | HA | PO2 8EN | 2022-02-11 | 10 | 1 | 08:00 To 17:00 | BUDDS FARM HAVANT WTW | Whale Island Way | Chemical Oxygen Demand Shaken as 0 | - | 800 | mg/l | 31.2 | Vehicle and plant washing (Low Impact) | Hampshire East | Vehicle washing | Royal Navy military site | Consent | TIPNER WPS
17881 | 1 | Tier 2 Consent | Ancala Water Services (Estates) Limited | Unit 1B, Redbrook Business Park | Wilthorpe Road |  | BARNSLEY |  | S75 1JN | HMS EXCELLENT WHALE ISLAND | STANLEY ROAD | - | PORTSMOUTH | HA | PO2 8EN | 2022-02-11 | 10 | 1 | 08:00 To 17:00 | BUDDS FARM HAVANT WTW | Whale Island Way | Nitrogen Ammoniacal as N | - | 10 | mg/l | 31.2 | Vehicle and plant washing (Low Impact) | Hampshire East | Vehicle washing | Royal Navy military site | Consent | TIPNER WPS
17881 | 1 | Tier 2 Consent | Ancala Water Services (Estates) Limited | Unit 1B, Redbrook Business Park | Wilthorpe Road |  | BARNSLEY |  | S75 1JN | HMS EXCELLENT WHALE ISLAND | STANLEY ROAD | - | PORTSMOUTH | HA | PO2 8EN | 2022-02-11 | 10 | 1 | 08:00 To 17:00 | BUDDS FARM HAVANT WTW | Whale Island Way | Solids Suspended 105 Degrees C | - | 400 | mg/l | 31.2 | Vehicle and plant washing (Low Impact) | Hampshire East | Vehicle washing | Royal Navy military site | Consent | TIPNER WPS
17886 | 1 | Low Risk Consent | Ruhrpumpen UK Ltd | 22 | Commerce Way | Lancing Business Park | Lancing | West Sussex | BN15 8TA | 22 | COMMERCE WAY | - | SOMPTING | SW | BN15 8TA | 2022-01-17 | 2 | 1 | At all times | EAST WORTHING WTW | Corner of commerce way / marlborough road | Chemical Oxygen Demand Shaken as 0 | - | 800 | mg/l | 8.2 | Engineering (Low risk) | Sussex West | Hydraulic pump test rig. | Manufacture of pumps | Consent | LANCING PARK LANCING WPS
17886 | 1 | Low Risk Consent | Ruhrpumpen UK Ltd | 22 | Commerce Way | Lancing Business Park | Lancing | West Sussex | BN15 8TA | 22 | COMMERCE WAY | - | SOMPTING | SW | BN15 8TA | 2022-01-17 | 2 | 1 | At all times | EAST WORTHING WTW | Corner of commerce way / marlborough road | Nitrogen Ammoniacal as N | - | 35 | mg/l | 8.2 | Engineering (Low risk) | Sussex West | Hydraulic pump test rig. | Manufacture of pumps | Consent | LANCING PARK LANCING WPS
17886 | 1 | Low Risk Consent | Ruhrpumpen UK Ltd | 22 | Commerce Way | Lancing Business Park | Lancing | West Sussex | BN15 8TA | 22 | COMMERCE WAY | - | SOMPTING | SW | BN15 8TA | 2022-01-17 | 2 | 1 | At all times | EAST WORTHING WTW | Corner of commerce way / marlborough road | pH | 6 | 10 | pH Units | 8.2 | Engineering (Low risk) | Sussex West | Hydraulic pump test rig. | Manufacture of pumps | Consent | LANCING PARK LANCING WPS
17886 | 1 | Low Risk Consent | Ruhrpumpen UK Ltd | 22 | Commerce Way | Lancing Business Park | Lancing | West Sussex | BN15 8TA | 22 | COMMERCE WAY | - | SOMPTING | SW | BN15 8TA | 2022-01-17 | 2 | 1 | At all times | EAST WORTHING WTW | Corner of commerce way / marlborough road | Solids Suspended 105 Degrees C | - | 400 | mg/l | 8.2 | Engineering (Low risk) | Sussex West | Hydraulic pump test rig. | Manufacture of pumps | Consent | LANCING PARK LANCING WPS
17886 | 1 | Low Risk Consent | Ruhrpumpen UK Ltd | 22 | Commerce Way | Lancing Business Park | Lancing | West Sussex | BN15 8TA | 22 | COMMERCE WAY | - | SOMPTING | SW | BN15 8TA | 2022-01-17 | 2 | 1 | At all times | EAST WORTHING WTW | Corner of commerce way / marlborough road | Zinc Total mg/l | - | 1 | ug/l | 8.2 | Engineering (Low risk) | Sussex West | Hydraulic pump test rig. | Manufacture of pumps | Consent | LANCING PARK LANCING WPS
17890 | 2 | Low Risk Consent | Mereworth Wines Limited | Brewers Hall Oast | Tonbridge Road | Mereworth | Maidstone | - | ME18 5JD | BREWERS HALL FARM | TONBRIDGE ROAD |  | MAIDSTONE | KE | ME18 5JD | 2022-02-03 | 0.3 | 0.5 | At all times | WATERINGBURY WTW | The existing connection is located at; 5 15'24.83"N 0 22'46.82"E | Chemical Oxygen Demand Shaken as 0 | - | 7000 | mg/l | 1.3 | Alcoholic beverages (Low Impact) | Kent West | Cleaning down wine tanks; sanitisation of wine is very important for the health of wine production | Winery | Consent | DIRECT TO WTW
17890 | 2 | Low Risk Consent | Mereworth Wines Limited | Brewers Hall Oast | Tonbridge Road | Mereworth | Maidstone | - | ME18 5JD | BREWERS HALL FARM | TONBRIDGE ROAD |  | MAIDSTONE | KE | ME18 5JD | 2022-02-03 | 0.3 | 0.5 | At all times | WATERINGBURY WTW | The existing connection is located at; 5 15'24.83"N 0 22'46.82"E | Nitrogen Ammoniacal as N | - | 35 | mg/l | 1.3 | Alcoholic beverages (Low Impact) | Kent West | Cleaning down wine tanks; sanitisation of wine is very important for the health of wine production | Winery | Consent | DIRECT TO WTW
17890 | 2 | Low Risk Consent | Mereworth Wines Limited | Brewers Hall Oast | Tonbridge Road | Mereworth | Maidstone | - | ME18 5JD | BREWERS HALL FARM | TONBRIDGE ROAD |  | MAIDSTONE | KE | ME18 5JD | 2022-02-03 | 0.3 | 0.5 | At all times | WATERINGBURY WTW | The existing connection is located at; 5 15'24.83"N 0 22'46.82"E | pH | 6 | 10 | pH Units | 1.3 | Alcoholic beverages (Low Impact) | Kent West | Cleaning down wine tanks; sanitisation of wine is very important for the health of wine production | Winery | Consent | DIRECT TO WTW
17890 | 2 | Low Risk Consent | Mereworth Wines Limited | Brewers Hall Oast | Tonbridge Road | Mereworth | Maidstone | - | ME18 5JD | BREWERS HALL FARM | TONBRIDGE ROAD |  | MAIDSTONE | KE | ME18 5JD | 2022-02-03 | 0.3 | 0.5 | At all times | WATERINGBURY WTW | The existing connection is located at; 5 15'24.83"N 0 22'46.82"E | Solids Suspended 105 Degrees C | - | 1400 | mg/l | 1.3 | Alcoholic beverages (Low Impact) | Kent West | Cleaning down wine tanks; sanitisation of wine is very important for the health of wine production | Winery | Consent | DIRECT TO WTW
17890 | 2 | Low Risk Consent | Mereworth Wines Limited | Brewers Hall Oast | Tonbridge Road | Mereworth | Maidstone | - | ME18 5JD | BREWERS HALL FARM | TONBRIDGE ROAD |  | MAIDSTONE | KE | ME18 5JD | 2022-02-03 | 0.3 | 0.5 | At all times | WATERINGBURY WTW | The existing connection is located at; 5 15'24.83"N 0 22'46.82"E | Sulphate as S04 | - | 500 | mg/l | 1.3 | Alcoholic beverages (Low Impact) | Kent West | Cleaning down wine tanks; sanitisation of wine is very important for the health of wine production | Winery | Consent | DIRECT TO WTW
17892 | 1 | Low Risk Consent | Charles Wilson Engineers Limited | Pendragon House | 65 London Road | - | St Albans | Hertfordshire | AL1 1LJ | UNIT B | ANDES ROAD | - | NURSLING | HA | SO16 0YZ | 2022-02-11 | 1.1 | 1 | At all times | MILLBROOK WTW | Andes Road (outside main front fence line) | Chemical Oxygen Demand Shaken as 0 | - | 800 | mg/l | 8.2 | Engineering (Low risk) | Hampshire West | Cleaning of equipment using a pressure washer | The rental of non-operated plant and equipment | Consent | ANDES ROAD NURSLING WPS
17892 | 1 | Low Risk Consent | Charles Wilson Engineers Limited | Pendragon House | 65 London Road | - | St Albans | Hertfordshire | AL1 1LJ | UNIT B | ANDES ROAD | - | NURSLING | HA | SO16 0YZ | 2022-02-11 | 1.1 | 1 | At all times | MILLBROOK WTW | Andes Road (outside main front fence line) | Nitrogen Ammoniacal as N | - | 10 | mg/l | 8.2 | Engineering (Low risk) | Hampshire West | Cleaning of equipment using a pressure washer | The rental of non-operated plant and equipment | Consent | ANDES ROAD NURSLING WPS
17892 | 1 | Low Risk Consent | Charles Wilson Engineers Limited | Pendragon House | 65 London Road | - | St Albans | Hertfordshire | AL1 1LJ | UNIT B | ANDES ROAD | - | NURSLING | HA | SO16 0YZ | 2022-02-11 | 1.1 | 1 | At all times | MILLBROOK WTW | Andes Road (outside main front fence line) | Oil and Grease | - | 200 | mg/l | 8.2 | Engineering (Low risk) | Hampshire West | Cleaning of equipment using a pressure washer | The rental of non-operated plant and equipment | Consent | ANDES ROAD NURSLING WPS
17892 | 1 | Low Risk Consent | Charles Wilson Engineers Limited | Pendragon House | 65 London Road | - | St Albans | Hertfordshire | AL1 1LJ | UNIT B | ANDES ROAD | - | NURSLING | HA | SO16 0YZ | 2022-02-11 | 1.1 | 1 | At all times | MILLBROOK WTW | Andes Road (outside main front fence line) | Solids Suspended 105 Degrees C | - | 400 | mg/l | 8.2 | Engineering (Low risk) | Hampshire West | Cleaning of equipment using a pressure washer | The rental of non-operated plant and equipment | Consent | ANDES ROAD NURSLING WPS
17895 | 2 | Tier 2 Consent | Gallagher Aggregates Limited | Leitrim House | Little Preston | Aylesford | Maidstone | Kent | ME20 7NS | CONCRETE BTCHG PLT & PMS | LAMBERTS ROAD | - | TUNBRIDGE WELLS | KE | TN2 3EH | 2022-02-03 | 20 | 10 | Any time | TUNBRIDGE WELLS NORTH WTW | Lamberts road | Chemical Oxygen Demand Shaken as 0 | - | 2500 | mg/l | 3.2 | Concrete batching yard | Sussex East | run-off from Concrete batching yard and contaminated surface rainwater | Manufacture of ready mixed concrete | Consent | Pre Market Reform
17895 | 2 | Tier 2 Consent | Gallagher Aggregates Limited | Leitrim House | Little Preston | Aylesford | Maidstone | Kent | ME20 7NS | CONCRETE BTCHG PLT & PMS | LAMBERTS ROAD | - | TUNBRIDGE WELLS | KE | TN2 3EH | 2022-02-03 | 20 | 10 | Any time | TUNBRIDGE WELLS NORTH WTW | Lamberts road | Iron Total | - | 10 | ug/l | 3.2 | Concrete batching yard | Sussex East | run-off from Concrete batching yard and contaminated surface rainwater | Manufacture of ready mixed concrete | Consent | Pre Market Reform
17895 | 2 | Tier 2 Consent | Gallagher Aggregates Limited | Leitrim House | Little Preston | Aylesford | Maidstone | Kent | ME20 7NS | CONCRETE BTCHG PLT & PMS | LAMBERTS ROAD | - | TUNBRIDGE WELLS | KE | TN2 3EH | 2022-02-03 | 20 | 10 | Any time | TUNBRIDGE WELLS NORTH WTW | Lamberts road | Nitrogen Ammoniacal as N | - | 10 | mg/l | 3.2 | Concrete batching yard | Sussex East | run-off from Concrete batching yard and contaminated surface rainwater | Manufacture of ready mixed concrete | Consent | Pre Market Reform
17895 | 2 | Tier 2 Consent | Gallagher Aggregates Limited | Leitrim House | Little Preston | Aylesford | Maidstone | Kent | ME20 7NS | CONCRETE BTCHG PLT & PMS | LAMBERTS ROAD | - | TUNBRIDGE WELLS | KE | TN2 3EH | 2022-02-03 | 20 | 10 | Any time | TUNBRIDGE WELLS NORTH WTW | Lamberts road | Oil and Grease | - | 50 | mg/l | 3.2 | Concrete batching yard | Sussex East | run-off from Concrete batching yard and contaminated surface rainwater | Manufacture of ready mixed concrete | Consent | Pre Market Reform
17895 | 2 | Tier 2 Consent | Gallagher Aggregates Limited | Leitrim House | Little Preston | Aylesford | Maidstone | Kent | ME20 7NS | CONCRETE BTCHG PLT & PMS | LAMBERTS ROAD | - | TUNBRIDGE WELLS | KE | TN2 3EH | 2022-02-03 | 20 | 10 | Any time | TUNBRIDGE WELLS NORTH WTW | Lamberts road | pH | 6 | 11 | pH Units | 3.2 | Concrete batching yard | Sussex East | run-off from Concrete batching yard and contaminated surface rainwater | Manufacture of ready mixed concrete | Consent | Pre Market Reform
17895 | 2 | Tier 2 Consent | Gallagher Aggregates Limited | Leitrim House | Little Preston | Aylesford | Maidstone | Kent | ME20 7NS | CONCRETE BTCHG PLT & PMS | LAMBERTS ROAD | - | TUNBRIDGE WELLS | KE | TN2 3EH | 2022-02-03 | 20 | 10 | Any time | TUNBRIDGE WELLS NORTH WTW | Lamberts road | Solids Suspended 105 Degrees C | - | 400 | mg/l | 3.2 | Concrete batching yard | Sussex East | run-off from Concrete batching yard and contaminated surface rainwater | Manufacture of ready mixed concrete | Consent | Pre Market Reform
17895 | 2 | Tier 2 Consent | Gallagher Aggregates Limited | Leitrim House | Little Preston | Aylesford | Maidstone | Kent | ME20 7NS | CONCRETE BTCHG PLT & PMS | LAMBERTS ROAD | - | TUNBRIDGE WELLS | KE | TN2 3EH | 2022-02-03 | 20 | 10 | Any time | TUNBRIDGE WELLS NORTH WTW | Lamberts road | Sulphate as S04 | - | 1000 | mg/l | 3.2 | Concrete batching yard | Sussex East | run-off from Concrete batching yard and contaminated surface rainwater | Manufacture of ready mixed concrete | Consent | Pre Market Reform
17895 | 2 | Tier 2 Consent | Gallagher Aggregates Limited | Leitrim House | Little Preston | Aylesford | Maidstone | Kent | ME20 7NS | CONCRETE BTCHG PLT & PMS | LAMBERTS ROAD | - | TUNBRIDGE WELLS | KE | TN2 3EH | 2022-02-03 | 20 | 10 | Any time | TUNBRIDGE WELLS NORTH WTW | Lamberts road | Sulphide as S | - | 1 | mg/l | 3.2 | Concrete batching yard | Sussex East | run-off from Concrete batching yard and contaminated surface rainwater | Manufacture of ready mixed concrete | Consent | Pre Market Reform
17898 | 4 | Tier 2 Consent | Canoports Uk Limited | Europa & Jenner House | 1-2 Trident Close | Medway City Estate | Rochester | Kent | ME2 4ER | EUROPA HOUSE | TRIDENT CLOSE |  | ROCHESTER | MW | ME2 4ER | 2022-03-15 | 32.4 | 1 | At all times | WHITEWALL CREEK WTW | Trident close | Aluminium Total | - | 70 | ug/l | 22.1 | Plating and metal finishing (High Impact) | Kent West | Water rinses from the chemical cleaning/ etching and conversion of coating aluminium. | Metal pre-treatment and powder coating | Consent | SIR THOMAS LONGLEY ROAD STROOD WPS
17898 | 4 | Tier 2 Consent | Canoports Uk Limited | Europa & Jenner House | 1-2 Trident Close | Medway City Estate | Rochester | Kent | ME2 4ER | EUROPA HOUSE | TRIDENT CLOSE |  | ROCHESTER | MW | ME2 4ER | 2022-03-15 | 32.4 | 1 | At all times | WHITEWALL CREEK WTW | Trident close | Chemical Oxygen Demand Shaken as 0 | - | 800 | mg/l | 22.1 | Plating and metal finishing (High Impact) | Kent West | Water rinses from the chemical cleaning/ etching and conversion of coating aluminium. | Metal pre-treatment and powder coating | Consent | SIR THOMAS LONGLEY ROAD STROOD WPS
17898 | 4 | Tier 2 Consent | Canoports Uk Limited | Europa & Jenner House | 1-2 Trident Close | Medway City Estate | Rochester | Kent | ME2 4ER | EUROPA HOUSE | TRIDENT CLOSE |  | ROCHESTER | MW | ME2 4ER | 2022-03-15 | 32.4 | 1 | At all times | WHITEWALL CREEK WTW | Trident close | Chloride | - | 1500 | mg/l | 22.1 | Plating and metal finishing (High Impact) | Kent West | Water rinses from the chemical cleaning/ etching and conversion of coating aluminium. | Metal pre-treatment and powder coating | Consent | SIR THOMAS LONGLEY ROAD STROOD WPS
17898 | 4 | Tier 2 Consent | Canoports Uk Limited | Europa & Jenner House | 1-2 Trident Close | Medway City Estate | Rochester | Kent | ME2 4ER | EUROPA HOUSE | TRIDENT CLOSE |  | ROCHESTER | MW | ME2 4ER | 2022-03-15 | 32.4 | 1 | At all times | WHITEWALL CREEK WTW | Trident close | Fluoride as F | - | 40 | mg/l | 22.1 | Plating and metal finishing (High Impact) | Kent West | Water rinses from the chemical cleaning/ etching and conversion of coating aluminium. | Metal pre-treatment and powder coating | Consent | SIR THOMAS LONGLEY ROAD STROOD WPS
17898 | 4 | Tier 2 Consent | Canoports Uk Limited | Europa & Jenner House | 1-2 Trident Close | Medway City Estate | Rochester | Kent | ME2 4ER | EUROPA HOUSE | TRIDENT CLOSE |  | ROCHESTER | MW | ME2 4ER | 2022-03-15 | 32.4 | 1 | At all times | WHITEWALL CREEK WTW | Trident close | Nitrogen Ammoniacal as N | - | 35 | mg/l | 22.1 | Plating and metal finishing (High Impact) | Kent West | Water rinses from the chemical cleaning/ etching and conversion of coating aluminium. | Metal pre-treatment and powder coating | Consent | SIR THOMAS LONGLEY ROAD STROOD WPS
17898 | 4 | Tier 2 Consent | Canoports Uk Limited | Europa & Jenner House | 1-2 Trident Close | Medway City Estate | Rochester | Kent | ME2 4ER | EUROPA HOUSE | TRIDENT CLOSE |  | ROCHESTER | MW | ME2 4ER | 2022-03-15 | 32.4 | 1 | At all times | WHITEWALL CREEK WTW | Trident close | Oil and Grease | - | 200 | mg/l | 22.1 | Plating and metal finishing (High Impact) | Kent West | Water rinses from the chemical cleaning/ etching and conversion of coating aluminium. | Metal pre-treatment and powder coating | Consent | SIR THOMAS LONGLEY ROAD STROOD WPS
17898 | 4 | Tier 2 Consent | Canoports Uk Limited | Europa & Jenner House | 1-2 Trident Close | Medway City Estate | Rochester | Kent | ME2 4ER | EUROPA HOUSE | TRIDENT CLOSE |  | ROCHESTER | MW | ME2 4ER | 2022-03-15 | 32.4 | 1 | At all times | WHITEWALL CREEK WTW | Trident close | pH | 6 | 10 | pH Units | 22.1 | Plating and metal finishing (High Impact) | Kent West | Water rinses from the chemical cleaning/ etching and conversion of coating aluminium. | Metal pre-treatment and powder coating | Consent | SIR THOMAS LONGLEY ROAD STROOD WPS
17898 | 4 | Tier 2 Consent | Canoports Uk Limited | Europa & Jenner House | 1-2 Trident Close | Medway City Estate | Rochester | Kent | ME2 4ER | EUROPA HOUSE | TRIDENT CLOSE |  | ROCHESTER | MW | ME2 4ER | 2022-03-15 | 32.4 | 1 | At all times | WHITEWALL CREEK WTW | Trident close | Phosphorus Total | - | 15 | ug/l | 22.1 | Plating and metal finishing (High Impact) | Kent West | Water rinses from the chemical cleaning/ etching and conversion of coating aluminium. | Metal pre-treatment and powder coating | Consent | SIR THOMAS LONGLEY ROAD STROOD WPS
17898 | 4 | Tier 2 Consent | Canoports Uk Limited | Europa & Jenner House | 1-2 Trident Close | Medway City Estate | Rochester | Kent | ME2 4ER | EUROPA HOUSE | TRIDENT CLOSE |  | ROCHESTER | MW | ME2 4ER | 2022-03-15 | 32.4 | 1 | At all times | WHITEWALL CREEK WTW | Trident close | Solids Suspended 105 Degrees C | - | 400 | mg/l | 22.1 | Plating and metal finishing (High Impact) | Kent West | Water rinses from the chemical cleaning/ etching and conversion of coating aluminium. | Metal pre-treatment and powder coating | Consent | SIR THOMAS LONGLEY ROAD STROOD WPS
17898 | 4 | Tier 2 Consent | Canoports Uk Limited | Europa & Jenner House | 1-2 Trident Close | Medway City Estate | Rochester | Kent | ME2 4ER | EUROPA HOUSE | TRIDENT CLOSE |  | ROCHESTER | MW | ME2 4ER | 2022-03-15 | 32.4 | 1 | At all times | WHITEWALL CREEK WTW | Trident close | Sulphate as S04 | - | 500 | mg/l | 22.1 | Plating and metal finishing (High Impact) | Kent West | Water rinses from the chemical cleaning/ etching and conversion of coating aluminium. | Metal pre-treatment and powder coating | Consent | SIR THOMAS LONGLEY ROAD STROOD WPS
17898 | 4 | Tier 2 Consent | Canoports Uk Limited | Europa & Jenner House | 1-2 Trident Close | Medway City Estate | Rochester | Kent | ME2 4ER | EUROPA HOUSE | TRIDENT CLOSE |  | ROCHESTER | MW | ME2 4ER | 2022-03-15 | 32.4 | 1 | At all times | WHITEWALL CREEK WTW | Trident close | Titanium | - | 3000 | ug/l | 22.1 | Plating and metal finishing (High Impact) | Kent West | Water rinses from the chemical cleaning/ etching and conversion of coating aluminium. | Metal pre-treatment and powder coating | Consent | SIR THOMAS LONGLEY ROAD STROOD WPS
17900 | 1 | Low Risk Consent | ILIKA TECHNOLOGIES LTD | UNIT 10A | The Quandrangle | Premier Way | Romsey | - | SO51 9DL | ILIKA Technologies Ltd | Discovery House Brickfield Lane | - | Hampshire | HA | SO53 4DP | 2022-04-04 | 1 | 3.33 | 24 hours | CHICKENHALL EASTLEIGH WTW | Brickfield lane - outside the premises | Chemical Oxygen Demand Shaken as 0 | - | 800 | mg/l | 8.2 | Engineering (Low risk) | Hampshire West | MANUFACTURING OF SOLID STATE BATTERY WAFERS. PART OF THE MANUFACTURING PROCESS INVOLVES ETCHING IN HCL (HYDROCLORIC ACID) 32% 30L 5-6X A WEEK AND WILL BE TRANSFERRED TO A UNIT, WHICH WILL THEN MIX WITH APPROX 300L WATER, HELD IN A HOLDING TANK AND DOSED WITH CAUSTIC TO NEUTRALISE PRIOR TO DISCHARGE | Manufacturing of solid state battery wafers | Consent | TEMPLARS WAY CHANDLERS FORD WPS
17900 | 1 | Low Risk Consent | ILIKA TECHNOLOGIES LTD | UNIT 10A | The Quandrangle | Premier Way | Romsey | - | SO51 9DL | ILIKA Technologies Ltd | Discovery House Brickfield Lane | - | Hampshire | HA | SO53 4DP | 2022-04-04 | 1 | 3.33 | 24 hours | CHICKENHALL EASTLEIGH WTW | Brickfield lane - outside the premises | Chloride | - | 500 | mg/l | 8.2 | Engineering (Low risk) | Hampshire West | MANUFACTURING OF SOLID STATE BATTERY WAFERS. PART OF THE MANUFACTURING PROCESS INVOLVES ETCHING IN HCL (HYDROCLORIC ACID) 32% 30L 5-6X A WEEK AND WILL BE TRANSFERRED TO A UNIT, WHICH WILL THEN MIX WITH APPROX 300L WATER, HELD IN A HOLDING TANK AND DOSED WITH CAUSTIC TO NEUTRALISE PRIOR TO DISCHARGE | Manufacturing of solid state battery wafers | Consent | TEMPLARS WAY CHANDLERS FORD WPS
17900 | 1 | Low Risk Consent | ILIKA TECHNOLOGIES LTD | UNIT 10A | The Quandrangle | Premier Way | Romsey | - | SO51 9DL | ILIKA Technologies Ltd | Discovery House Brickfield Lane | - | Hampshire | HA | SO53 4DP | 2022-04-04 | 1 | 3.33 | 24 hours | CHICKENHALL EASTLEIGH WTW | Brickfield lane - outside the premises | Cobalt Total | - | 1.5 | ug/l | 8.2 | Engineering (Low risk) | Hampshire West | MANUFACTURING OF SOLID STATE BATTERY WAFERS. PART OF THE MANUFACTURING PROCESS INVOLVES ETCHING IN HCL (HYDROCLORIC ACID) 32% 30L 5-6X A WEEK AND WILL BE TRANSFERRED TO A UNIT, WHICH WILL THEN MIX WITH APPROX 300L WATER, HELD IN A HOLDING TANK AND DOSED WITH CAUSTIC TO NEUTRALISE PRIOR TO DISCHARGE | Manufacturing of solid state battery wafers | Consent | TEMPLARS WAY CHANDLERS FORD WPS
17900 | 1 | Low Risk Consent | ILIKA TECHNOLOGIES LTD | UNIT 10A | The Quandrangle | Premier Way | Romsey | - | SO51 9DL | ILIKA Technologies Ltd | Discovery House Brickfield Lane | - | Hampshire | HA | SO53 4DP | 2022-04-04 | 1 | 3.33 | 24 hours | CHICKENHALL EASTLEIGH WTW | Brickfield lane - outside the premises | Lithium Total | - | 0.02 | ug/l | 8.2 | Engineering (Low risk) | Hampshire West | MANUFACTURING OF SOLID STATE BATTERY WAFERS. PART OF THE MANUFACTURING PROCESS INVOLVES ETCHING IN HCL (HYDROCLORIC ACID) 32% 30L 5-6X A WEEK AND WILL BE TRANSFERRED TO A UNIT, WHICH WILL THEN MIX WITH APPROX 300L WATER, HELD IN A HOLDING TANK AND DOSED WITH CAUSTIC TO NEUTRALISE PRIOR TO DISCHARGE | Manufacturing of solid state battery wafers | Consent | TEMPLARS WAY CHANDLERS FORD WPS
17900 | 1 | Low Risk Consent | ILIKA TECHNOLOGIES LTD | UNIT 10A | The Quandrangle | Premier Way | Romsey | - | SO51 9DL | ILIKA Technologies Ltd | Discovery House Brickfield Lane | - | Hampshire | HA | SO53 4DP | 2022-04-04 | 1 | 3.33 | 24 hours | CHICKENHALL EASTLEIGH WTW | Brickfield lane - outside the premises | Nitrogen Ammoniacal as N | - | 10 | mg/l | 8.2 | Engineering (Low risk) | Hampshire West | MANUFACTURING OF SOLID STATE BATTERY WAFERS. PART OF THE MANUFACTURING PROCESS INVOLVES ETCHING IN HCL (HYDROCLORIC ACID) 32% 30L 5-6X A WEEK AND WILL BE TRANSFERRED TO A UNIT, WHICH WILL THEN MIX WITH APPROX 300L WATER, HELD IN A HOLDING TANK AND DOSED WITH CAUSTIC TO NEUTRALISE PRIOR TO DISCHARGE | Manufacturing of solid state battery wafers | Consent | TEMPLARS WAY CHANDLERS FORD WPS
17900 | 1 | Low Risk Consent | ILIKA TECHNOLOGIES LTD | UNIT 10A | The Quandrangle | Premier Way | Romsey | - | SO51 9DL | ILIKA Technologies Ltd | Discovery House Brickfield Lane | - | Hampshire | HA | SO53 4DP | 2022-04-04 | 1 | 3.33 | 24 hours | CHICKENHALL EASTLEIGH WTW | Brickfield lane - outside the premises | Oil and Grease | - | 200 | mg/l | 8.2 | Engineering (Low risk) | Hampshire West | MANUFACTURING OF SOLID STATE BATTERY WAFERS. PART OF THE MANUFACTURING PROCESS INVOLVES ETCHING IN HCL (HYDROCLORIC ACID) 32% 30L 5-6X A WEEK AND WILL BE TRANSFERRED TO A UNIT, WHICH WILL THEN MIX WITH APPROX 300L WATER, HELD IN A HOLDING TANK AND DOSED WITH CAUSTIC TO NEUTRALISE PRIOR TO DISCHARGE | Manufacturing of solid state battery wafers | Consent | TEMPLARS WAY CHANDLERS FORD WPS
17900 | 1 | Low Risk Consent | ILIKA TECHNOLOGIES LTD | UNIT 10A | The Quandrangle | Premier Way | Romsey | - | SO51 9DL | ILIKA Technologies Ltd | Discovery House Brickfield Lane | - | Hampshire | HA | SO53 4DP | 2022-04-04 | 1 | 3.33 | 24 hours | CHICKENHALL EASTLEIGH WTW | Brickfield lane - outside the premises | Solids Suspended 105 Degrees C | - | 400 | mg/l | 8.2 | Engineering (Low risk) | Hampshire West | MANUFACTURING OF SOLID STATE BATTERY WAFERS. PART OF THE MANUFACTURING PROCESS INVOLVES ETCHING IN HCL (HYDROCLORIC ACID) 32% 30L 5-6X A WEEK AND WILL BE TRANSFERRED TO A UNIT, WHICH WILL THEN MIX WITH APPROX 300L WATER, HELD IN A HOLDING TANK AND DOSED WITH CAUSTIC TO NEUTRALISE PRIOR TO DISCHARGE | Manufacturing of solid state battery wafers | Consent | TEMPLARS WAY CHANDLERS FORD WPS
17900 | 1 | Low Risk Consent | ILIKA TECHNOLOGIES LTD | UNIT 10A | The Quandrangle | Premier Way | Romsey | - | SO51 9DL | ILIKA Technologies Ltd | Discovery House Brickfield Lane | - | Hampshire | HA | SO53 4DP | 2022-04-04 | 1 | 3.33 | 24 hours | CHICKENHALL EASTLEIGH WTW | Brickfield lane - outside the premises | Sulphate as S04 | - | 500 | mg/l | 8.2 | Engineering (Low risk) | Hampshire West | MANUFACTURING OF SOLID STATE BATTERY WAFERS. PART OF THE MANUFACTURING PROCESS INVOLVES ETCHING IN HCL (HYDROCLORIC ACID) 32% 30L 5-6X A WEEK AND WILL BE TRANSFERRED TO A UNIT, WHICH WILL THEN MIX WITH APPROX 300L WATER, HELD IN A HOLDING TANK AND DOSED WITH CAUSTIC TO NEUTRALISE PRIOR TO DISCHARGE | Manufacturing of solid state battery wafers | Consent | TEMPLARS WAY CHANDLERS FORD WPS
17912 | 1 | Low Risk Consent | Argos Limited | 489-499 Avebury Boulevard | Avebury | - | Milton Keynes | - | MK9 2NW | COURAGE SOLENT | RELIANT CLOSE | - | EASTLEIGH | HA | SO53 4ND | 2022-03-04 | 5 | 1 | At all times | CHICKENHALL EASTLEIGH WTW | Renown Close towards the adjacent industrial yard | Chemical Oxygen Demand Shaken as 0 | - | 800 | mg/l | 31.3 | Vehicle and plant washing (Low Impact) | Hampshire West | Jet washing of delivery vans | Distribution Centre van washing on site | Consent | GEORGE RAYMOND ROAD EASTLEIGH WPS
17912 | 1 | Low Risk Consent | Argos Limited | 489-499 Avebury Boulevard | Avebury | - | Milton Keynes | - | MK9 2NW | COURAGE SOLENT | RELIANT CLOSE | - | EASTLEIGH | HA | SO53 4ND | 2022-03-04 | 5 | 1 | At all times | CHICKENHALL EASTLEIGH WTW | Renown Close towards the adjacent industrial yard | Nitrogen Ammoniacal as N | - | 15 | mg/l | 31.3 | Vehicle and plant washing (Low Impact) | Hampshire West | Jet washing of delivery vans | Distribution Centre van washing on site | Consent | GEORGE RAYMOND ROAD EASTLEIGH WPS
17912 | 1 | Low Risk Consent | Argos Limited | 489-499 Avebury Boulevard | Avebury | - | Milton Keynes | - | MK9 2NW | COURAGE SOLENT | RELIANT CLOSE | - | EASTLEIGH | HA | SO53 4ND | 2022-03-04 | 5 | 1 | At all times | CHICKENHALL EASTLEIGH WTW | Renown Close towards the adjacent industrial yard | Oil and Grease | - | 200 | mg/l | 31.3 | Vehicle and plant washing (Low Impact) | Hampshire West | Jet washing of delivery vans | Distribution Centre van washing on site | Consent | GEORGE RAYMOND ROAD EASTLEIGH WPS
17912 | 1 | Low Risk Consent | Argos Limited | 489-499 Avebury Boulevard | Avebury | - | Milton Keynes | - | MK9 2NW | COURAGE SOLENT | RELIANT CLOSE | - | EASTLEIGH | HA | SO53 4ND | 2022-03-04 | 5 | 1 | At all times | CHICKENHALL EASTLEIGH WTW | Renown Close towards the adjacent industrial yard | Solids Suspended 105 Degrees C | - | 400 | mg/l | 31.3 | Vehicle and plant washing (Low Impact) | Hampshire West | Jet washing of delivery vans | Distribution Centre van washing on site | Consent | GEORGE RAYMOND ROAD EASTLEIGH WPS
17913 | 1 | Low Risk Consent | Forza Doors Ltd | 24A/ 24C Star Road | Trading Estate | Partridge Green | Horsham | West Sussex | RH13 8RA | UNIT 24A | STAR ROAD |  | HORSHAM | SW | RH13 8RA | 2022-03-11 | 0.12 | 0.06 | At any time | PARTRIDGE GREEN WTW | front of building unit 24a star road (car park) | Chemical Oxygen Demand Shaken as 0 | - | 800 | mg/l | 8.2 | Engineering (Low risk) | Sussex West | Cleaning down of glue roller machine | Manufacturing - preparation of wood veneers and timber utilised in production | Consent | MEYERS WOOD PARTRIDGE GREEN WPS
17913 | 1 | Low Risk Consent | Forza Doors Ltd | 24A/ 24C Star Road | Trading Estate | Partridge Green | Horsham | West Sussex | RH13 8RA | UNIT 24A | STAR ROAD |  | HORSHAM | SW | RH13 8RA | 2022-03-11 | 0.12 | 0.06 | At any time | PARTRIDGE GREEN WTW | front of building unit 24a star road (car park) | Nitrogen Ammoniacal as N | - | 35 | mg/l | 8.2 | Engineering (Low risk) | Sussex West | Cleaning down of glue roller machine | Manufacturing - preparation of wood veneers and timber utilised in production | Consent | MEYERS WOOD PARTRIDGE GREEN WPS
17913 | 1 | Low Risk Consent | Forza Doors Ltd | 24A/ 24C Star Road | Trading Estate | Partridge Green | Horsham | West Sussex | RH13 8RA | UNIT 24A | STAR ROAD |  | HORSHAM | SW | RH13 8RA | 2022-03-11 | 0.12 | 0.06 | At any time | PARTRIDGE GREEN WTW | front of building unit 24a star road (car park) | pH | 6 | 10 | pH Units | 8.2 | Engineering (Low risk) | Sussex West | Cleaning down of glue roller machine | Manufacturing - preparation of wood veneers and timber utilised in production | Consent | MEYERS WOOD PARTRIDGE GREEN WPS
17913 | 1 | Low Risk Consent | Forza Doors Ltd | 24A/ 24C Star Road | Trading Estate | Partridge Green | Horsham | West Sussex | RH13 8RA | UNIT 24A | STAR ROAD |  | HORSHAM | SW | RH13 8RA | 2022-03-11 | 0.12 | 0.06 | At any time | PARTRIDGE GREEN WTW | front of building unit 24a star road (car park) | Solids Suspended 105 Degrees C | - | 400 | mg/l | 8.2 | Engineering (Low risk) | Sussex West | Cleaning down of glue roller machine | Manufacturing - preparation of wood veneers and timber utilised in production | Consent | MEYERS WOOD PARTRIDGE GREEN WPS
17913 | 1 | Low Risk Consent | Forza Doors Ltd | 24A/ 24C Star Road | Trading Estate | Partridge Green | Horsham | West Sussex | RH13 8RA | UNIT 24A | STAR ROAD |  | HORSHAM | SW | RH13 8RA | 2022-03-11 | 0.12 | 0.06 | At any time | PARTRIDGE GREEN WTW | front of building unit 24a star road (car park) | Sulphate as S04 | - | 500 | mg/l | 8.2 | Engineering (Low risk) | Sussex West | Cleaning down of glue roller machine | Manufacturing - preparation of wood veneers and timber utilised in production | Consent | MEYERS WOOD PARTRIDGE GREEN WPS
17918 | 1 | Tier 1 Consent | Wealden Leisure Ltd | The Paddock | 1-6 Carriers Way | East Hoathly | East Sussex | - | BN8 6AG | TOTTON RECREATION CENTRE | WATER LANE | - | SOUTHAMPTON | HA | SO40 3GX | 2022-03-16 | 10 | 10 | At all times | SLOWHILL COPSE MARCHWOOD WTW | Calmore Road | Chemical Oxygen Demand Shaken as 0 | - | 800 | mg/l | 32.1 | Leisure facilities | Hampshire West | Backwash of swimming pool filters | Operation of swimming pools | Consent | ASHURST BRIDGE WPS
17918 | 1 | Tier 1 Consent | Wealden Leisure Ltd | The Paddock | 1-6 Carriers Way | East Hoathly | East Sussex | - | BN8 6AG | TOTTON RECREATION CENTRE | WATER LANE | - | SOUTHAMPTON | HA | SO40 3GX | 2022-03-16 | 10 | 10 | At all times | SLOWHILL COPSE MARCHWOOD WTW | Calmore Road | Nitrogen Ammoniacal as N | - | 35 | mg/l | 32.1 | Leisure facilities | Hampshire West | Backwash of swimming pool filters | Operation of swimming pools | Consent | ASHURST BRIDGE WPS
17918 | 1 | Tier 1 Consent | Wealden Leisure Ltd | The Paddock | 1-6 Carriers Way | East Hoathly | East Sussex | - | BN8 6AG | TOTTON RECREATION CENTRE | WATER LANE | - | SOUTHAMPTON | HA | SO40 3GX | 2022-03-16 | 10 | 10 | At all times | SLOWHILL COPSE MARCHWOOD WTW | Calmore Road | pH | 6 | 10 | pH Units | 32.1 | Leisure facilities | Hampshire West | Backwash of swimming pool filters | Operation of swimming pools | Consent | ASHURST BRIDGE WPS
17918 | 1 | Tier 1 Consent | Wealden Leisure Ltd | The Paddock | 1-6 Carriers Way | East Hoathly | East Sussex | - | BN8 6AG | TOTTON RECREATION CENTRE | WATER LANE | - | SOUTHAMPTON | HA | SO40 3GX | 2022-03-16 | 10 | 10 | At all times | SLOWHILL COPSE MARCHWOOD WTW | Calmore Road | Solids Suspended 105 Degrees C | - | 400 | mg/l | 32.1 | Leisure facilities | Hampshire West | Backwash of swimming pool filters | Operation of swimming pools | Consent | ASHURST BRIDGE WPS
17919 | 1 | Tier 1 Consent | Wealden Leisure Ltd | The Paddock | 1-6 Carriers Way | East Hoathly | East Sussex | - | BN8 6AG | LYMINGTON HEALTH AND LEISURE CENTRE | NORTH STREET |  | PENNINGTON | HA | SO41 8FZ | 2022-03-18 | 10 | 10 | At all times | MILFORD ROAD PENNINGTON WTW | North Street | Chemical Oxygen Demand Shaken as 0 | - | 800 | mg/l | 32.1 | Leisure facilities | Hampshire West | Backwash of swimming pool filters | Operation of swimming pools | Consent | DIRECT TO WTW
17919 | 1 | Tier 1 Consent | Wealden Leisure Ltd | The Paddock | 1-6 Carriers Way | East Hoathly | East Sussex | - | BN8 6AG | LYMINGTON HEALTH AND LEISURE CENTRE | NORTH STREET |  | PENNINGTON | HA | SO41 8FZ | 2022-03-18 | 10 | 10 | At all times | MILFORD ROAD PENNINGTON WTW | North Street | Nitrogen Ammoniacal as N | - | 35 | mg/l | 32.1 | Leisure facilities | Hampshire West | Backwash of swimming pool filters | Operation of swimming pools | Consent | DIRECT TO WTW
17919 | 1 | Tier 1 Consent | Wealden Leisure Ltd | The Paddock | 1-6 Carriers Way | East Hoathly | East Sussex | - | BN8 6AG | LYMINGTON HEALTH AND LEISURE CENTRE | NORTH STREET |  | PENNINGTON | HA | SO41 8FZ | 2022-03-18 | 10 | 10 | At all times | MILFORD ROAD PENNINGTON WTW | North Street | pH | 6 | 10 | pH Units | 32.1 | Leisure facilities | Hampshire West | Backwash of swimming pool filters | Operation of swimming pools | Consent | DIRECT TO WTW
17919 | 1 | Tier 1 Consent | Wealden Leisure Ltd | The Paddock | 1-6 Carriers Way | East Hoathly | East Sussex | - | BN8 6AG | LYMINGTON HEALTH AND LEISURE CENTRE | NORTH STREET |  | PENNINGTON | HA | SO41 8FZ | 2022-03-18 | 10 | 10 | At all times | MILFORD ROAD PENNINGTON WTW | North Street | Solids Suspended 105 Degrees C | - | 400 | mg/l | 32.1 | Leisure facilities | Hampshire West | Backwash of swimming pool filters | Operation of swimming pools | Consent | DIRECT TO WTW
17920 | 2 | Tier 2 Consent | Sports And Leisure Management Ltd | 2 | Watling Drive | Sketchley Meadows | Hinckley |  | LE10 3EY | BAR END ROAD SPORTS & LEISURE CENTRE | MILLAND ROAD |  | WINCHESTER | HA | SO23 0QA | 2022-03-31 | 37 | 3 | At all times | MORESTEAD ROAD WINCHESTER WTW | Bar End Road | Chemical Oxygen Demand Shaken as 0 | - | 800 | mg/l | 32.1 | Leisure facilities | Hampshire West | Swimming pool water treatment and back washing | Leisure Activity | Consent | GARNIER ROAD WINCHESTER WPS
17920 | 2 | Tier 2 Consent | Sports And Leisure Management Ltd | 2 | Watling Drive | Sketchley Meadows | Hinckley |  | LE10 3EY | BAR END ROAD SPORTS & LEISURE CENTRE | MILLAND ROAD |  | WINCHESTER | HA | SO23 0QA | 2022-03-31 | 37 | 3 | At all times | MORESTEAD ROAD WINCHESTER WTW | Bar End Road | Nitrogen Ammoniacal as N | - | 35 | mg/l | 32.1 | Leisure facilities | Hampshire West | Swimming pool water treatment and back washing | Leisure Activity | Consent | GARNIER ROAD WINCHESTER WPS
17920 | 2 | Tier 2 Consent | Sports And Leisure Management Ltd | 2 | Watling Drive | Sketchley Meadows | Hinckley |  | LE10 3EY | BAR END ROAD SPORTS & LEISURE CENTRE | MILLAND ROAD |  | WINCHESTER | HA | SO23 0QA | 2022-03-31 | 37 | 3 | At all times | MORESTEAD ROAD WINCHESTER WTW | Bar End Road | pH | 6 | 10 | pH Units | 32.1 | Leisure facilities | Hampshire West | Swimming pool water treatment and back washing | Leisure Activity | Consent | GARNIER ROAD WINCHESTER WPS
17920 | 2 | Tier 2 Consent | Sports And Leisure Management Ltd | 2 | Watling Drive | Sketchley Meadows | Hinckley |  | LE10 3EY | BAR END ROAD SPORTS & LEISURE CENTRE | MILLAND ROAD |  | WINCHESTER | HA | SO23 0QA | 2022-03-31 | 37 | 3 | At all times | MORESTEAD ROAD WINCHESTER WTW | Bar End Road | Solids Suspended 105 Degrees C | - | 400 | mg/l | 32.1 | Leisure facilities | Hampshire West | Swimming pool water treatment and back washing | Leisure Activity | Consent | GARNIER ROAD WINCHESTER WPS
17923 | 4 | Tier 2 Consent | A.A. Lock Transport (Headcorn) Limited |  | 10 Towerfield Road |  | Southend on Sea | Kent | SS3 9QE | Headcorn | ASHFORD | BIDDENDEN ROAD |  | KE | TN27 9LF | 2022-05-17 | 5 | 1 | At all times | HEADCORN WTW | Biddenden Road | Chemical Oxygen Demand Shaken as 0 | - | 4000 | mg/l | 31.1 | Vehicle and plant washing (Medium Impact) | Kent East | Lorry wash | Haulage | Consent | MOAT ROAD HEADCORN NEW WPS
17923 | 4 | Tier 2 Consent | A.A. Lock Transport (Headcorn) Limited |  | 10 Towerfield Road |  | Southend on Sea | Kent | SS3 9QE | Headcorn | ASHFORD | BIDDENDEN ROAD |  | KE | TN27 9LF | 2022-05-17 | 5 | 1 | At all times | HEADCORN WTW | Biddenden Road | Nitrogen Ammoniacal as N | - | 35 | mg/l | 31.1 | Vehicle and plant washing (Medium Impact) | Kent East | Lorry wash | Haulage | Consent | MOAT ROAD HEADCORN NEW WPS
17923 | 4 | Tier 2 Consent | A.A. Lock Transport (Headcorn) Limited |  | 10 Towerfield Road |  | Southend on Sea | Kent | SS3 9QE | Headcorn | ASHFORD | BIDDENDEN ROAD |  | KE | TN27 9LF | 2022-05-17 | 5 | 1 | At all times | HEADCORN WTW | Biddenden Road | pH | 6 | 10 | pH Units | 31.1 | Vehicle and plant washing (Medium Impact) | Kent East | Lorry wash | Haulage | Consent | MOAT ROAD HEADCORN NEW WPS
17923 | 4 | Tier 2 Consent | A.A. Lock Transport (Headcorn) Limited |  | 10 Towerfield Road |  | Southend on Sea | Kent | SS3 9QE | Headcorn | ASHFORD | BIDDENDEN ROAD |  | KE | TN27 9LF | 2022-05-17 | 5 | 1 | At all times | HEADCORN WTW | Biddenden Road | Phosphorus Total | - | 10 | ug/l | 31.1 | Vehicle and plant washing (Medium Impact) | Kent East | Lorry wash | Haulage | Consent | MOAT ROAD HEADCORN NEW WPS
17923 | 4 | Tier 2 Consent | A.A. Lock Transport (Headcorn) Limited |  | 10 Towerfield Road |  | Southend on Sea | Kent | SS3 9QE | Headcorn | ASHFORD | BIDDENDEN ROAD |  | KE | TN27 9LF | 2022-05-17 | 5 | 1 | At all times | HEADCORN WTW | Biddenden Road | Solids Suspended 105 Degrees C | - | 500 | mg/l | 31.1 | Vehicle and plant washing (Medium Impact) | Kent East | Lorry wash | Haulage | Consent | MOAT ROAD HEADCORN NEW WPS
17923 | 4 | Tier 2 Consent | A.A. Lock Transport (Headcorn) Limited |  | 10 Towerfield Road |  | Southend on Sea | Kent | SS3 9QE | Headcorn | ASHFORD | BIDDENDEN ROAD |  | KE | TN27 9LF | 2022-05-17 | 5 | 1 | At all times | HEADCORN WTW | Biddenden Road | Sulphate as S04 | - | 500 | mg/l | 31.1 | Vehicle and plant washing (Medium Impact) | Kent East | Lorry wash | Haulage | Consent | MOAT ROAD HEADCORN NEW WPS
17924 | 1 | Tier 2 Consent | Govia Thameslink Railway Limited | 3rd Floor | 41-51 Grey Street |  | Newcastle Upon Tyne |  | NE1 6EE |  | BRIGHTON | DYKE ROAD DRIVE |  | SE | BN1 6AJ | 2022-03-29 | 7.8 | 1.6 | At any time | PEACEHAVEN WTW | Dyke Road | Chemical Oxygen Demand Shaken as 0 | - | 800 | mg/l | 31.1 | Vehicle and plant washing (Medium Impact) | Sussex East | Vehicle and plant washing - Train cleaning | Pre Market Reform | Consent | MARINE DRIVE BRIGHTON WPS
17924 | 1 | Tier 2 Consent | Govia Thameslink Railway Limited | 3rd Floor | 41-51 Grey Street |  | Newcastle Upon Tyne |  | NE1 6EE |  | BRIGHTON | DYKE ROAD DRIVE |  | SE | BN1 6AJ | 2022-03-29 | 7.8 | 1.6 | At any time | PEACEHAVEN WTW | Dyke Road | Detergents Anionic | - | 20 | mg/l | 31.1 | Vehicle and plant washing (Medium Impact) | Sussex East | Vehicle and plant washing - Train cleaning | Pre Market Reform | Consent | MARINE DRIVE BRIGHTON WPS
17924 | 1 | Tier 2 Consent | Govia Thameslink Railway Limited | 3rd Floor | 41-51 Grey Street |  | Newcastle Upon Tyne |  | NE1 6EE |  | BRIGHTON | DYKE ROAD DRIVE |  | SE | BN1 6AJ | 2022-03-29 | 7.8 | 1.6 | At any time | PEACEHAVEN WTW | Dyke Road | Detergents Non-Ionic | - | 20 | mg/l | 31.1 | Vehicle and plant washing (Medium Impact) | Sussex East | Vehicle and plant washing - Train cleaning | Pre Market Reform | Consent | MARINE DRIVE BRIGHTON WPS
17924 | 1 | Tier 2 Consent | Govia Thameslink Railway Limited | 3rd Floor | 41-51 Grey Street |  | Newcastle Upon Tyne |  | NE1 6EE |  | BRIGHTON | DYKE ROAD DRIVE |  | SE | BN1 6AJ | 2022-03-29 | 7.8 | 1.6 | At any time | PEACEHAVEN WTW | Dyke Road | Nitrogen Ammoniacal as N | - | 35 | mg/l | 31.1 | Vehicle and plant washing (Medium Impact) | Sussex East | Vehicle and plant washing - Train cleaning | Pre Market Reform | Consent | MARINE DRIVE BRIGHTON WPS
17924 | 1 | Tier 2 Consent | Govia Thameslink Railway Limited | 3rd Floor | 41-51 Grey Street |  | Newcastle Upon Tyne |  | NE1 6EE |  | BRIGHTON | DYKE ROAD DRIVE |  | SE | BN1 6AJ | 2022-03-29 | 7.8 | 1.6 | At any time | PEACEHAVEN WTW | Dyke Road | Oil and Grease | - | 200 | mg/l | 31.1 | Vehicle and plant washing (Medium Impact) | Sussex East | Vehicle and plant washing - Train cleaning | Pre Market Reform | Consent | MARINE DRIVE BRIGHTON WPS
17924 | 1 | Tier 2 Consent | Govia Thameslink Railway Limited | 3rd Floor | 41-51 Grey Street |  | Newcastle Upon Tyne |  | NE1 6EE |  | BRIGHTON | DYKE ROAD DRIVE |  | SE | BN1 6AJ | 2022-03-29 | 7.8 | 1.6 | At any time | PEACEHAVEN WTW | Dyke Road | pH | 6 | 10 | pH Units | 31.1 | Vehicle and plant washing (Medium Impact) | Sussex East | Vehicle and plant washing - Train cleaning | Pre Market Reform | Consent | MARINE DRIVE BRIGHTON WPS
17924 | 1 | Tier 2 Consent | Govia Thameslink Railway Limited | 3rd Floor | 41-51 Grey Street |  | Newcastle Upon Tyne |  | NE1 6EE |  | BRIGHTON | DYKE ROAD DRIVE |  | SE | BN1 6AJ | 2022-03-29 | 7.8 | 1.6 | At any time | PEACEHAVEN WTW | Dyke Road | Solids Suspended 105 Degrees C | - | 700 | mg/l | 31.1 | Vehicle and plant washing (Medium Impact) | Sussex East | Vehicle and plant washing - Train cleaning | Pre Market Reform | Consent | MARINE DRIVE BRIGHTON WPS
17924 | 1 | Tier 2 Consent | Govia Thameslink Railway Limited | 3rd Floor | 41-51 Grey Street |  | Newcastle Upon Tyne |  | NE1 6EE |  | BRIGHTON | DYKE ROAD DRIVE |  | SE | BN1 6AJ | 2022-03-29 | 7.8 | 1.6 | At any time | PEACEHAVEN WTW | Dyke Road | Sulphate as S04 | - | 500 | mg/l | 31.1 | Vehicle and plant washing (Medium Impact) | Sussex East | Vehicle and plant washing - Train cleaning | Pre Market Reform | Consent | MARINE DRIVE BRIGHTON WPS
17926 | 1 | Tier 1 Consent | Wealden Leisure Ltd | The Paddock | 1-6 Carriers Way | East Hoathly | East Sussex | - | BN8 6AG | NEW MILTON HEALTH AND LEISURE CENTRE | GORE ROAD | - | NEW MILTON | HA | BH25 6RR | 2022-03-29 | 17 | 0.55 | At any time | MILFORD ROAD PENNINGTON WTW | Gore Road | Chemical Oxygen Demand Shaken as 0 | - | 800 | mg/l | 32.1 | Leisure facilities | Hampshire West | backwash from pool | Leisure facilities | Consent | PETERS LANE NEW MILTON WPS
17926 | 1 | Tier 1 Consent | Wealden Leisure Ltd | The Paddock | 1-6 Carriers Way | East Hoathly | East Sussex | - | BN8 6AG | NEW MILTON HEALTH AND LEISURE CENTRE | GORE ROAD | - | NEW MILTON | HA | BH25 6RR | 2022-03-29 | 17 | 0.55 | At any time | MILFORD ROAD PENNINGTON WTW | Gore Road | Nitrogen Ammoniacal as N | - | 35 | mg/l | 32.1 | Leisure facilities | Hampshire West | backwash from pool | Leisure facilities | Consent | PETERS LANE NEW MILTON WPS
17926 | 1 | Tier 1 Consent | Wealden Leisure Ltd | The Paddock | 1-6 Carriers Way | East Hoathly | East Sussex | - | BN8 6AG | NEW MILTON HEALTH AND LEISURE CENTRE | GORE ROAD | - | NEW MILTON | HA | BH25 6RR | 2022-03-29 | 17 | 0.55 | At any time | MILFORD ROAD PENNINGTON WTW | Gore Road | pH | 6 | 10 | pH Units | 32.1 | Leisure facilities | Hampshire West | backwash from pool | Leisure facilities | Consent | PETERS LANE NEW MILTON WPS
17926 | 1 | Tier 1 Consent | Wealden Leisure Ltd | The Paddock | 1-6 Carriers Way | East Hoathly | East Sussex | - | BN8 6AG | NEW MILTON HEALTH AND LEISURE CENTRE | GORE ROAD | - | NEW MILTON | HA | BH25 6RR | 2022-03-29 | 17 | 0.55 | At any time | MILFORD ROAD PENNINGTON WTW | Gore Road | Solids Suspended 105 Degrees C | - | 400 | mg/l | 32.1 | Leisure facilities | Hampshire West | backwash from pool | Leisure facilities | Consent | PETERS LANE NEW MILTON WPS
17926 | 1 | Tier 1 Consent | Wealden Leisure Ltd | The Paddock | 1-6 Carriers Way | East Hoathly | East Sussex | - | BN8 6AG | NEW MILTON HEALTH AND LEISURE CENTRE | GORE ROAD | - | NEW MILTON | HA | BH25 6RR | 2022-03-29 | 17 | 0.55 | At any time | MILFORD ROAD PENNINGTON WTW | Gore Road | Sulphate as S04 | - | 500 | mg/l | 32.1 | Leisure facilities | Hampshire West | backwash from pool | Leisure facilities | Consent | PETERS LANE NEW MILTON WPS
17927 | 1 | Tier 1 Consent | Wealden Leisure Ltd | The Paddock | 1-6 Carriers Way | East Hoathly | East Sussex | - | BN8 6AG | APPLEMORE RECREATION CENTRE | CLAYPITS LANE | - | SOUTHAMPTON | HA | SO45 5TN | 2022-04-26 | 23 | 1 | At any time | SLOWHILL COPSE MARCHWOOD WTW | Claypits Lane | Chemical Oxygen Demand Shaken as 0 | - | 800 | mg/l | 32.1 | Leisure facilities | Hampshire West | backwash from pool. | Leisure facility | Consent | DIBDEN BOTTOM WPS
17927 | 1 | Tier 1 Consent | Wealden Leisure Ltd | The Paddock | 1-6 Carriers Way | East Hoathly | East Sussex | - | BN8 6AG | APPLEMORE RECREATION CENTRE | CLAYPITS LANE | - | SOUTHAMPTON | HA | SO45 5TN | 2022-04-26 | 23 | 1 | At any time | SLOWHILL COPSE MARCHWOOD WTW | Claypits Lane | Nitrogen Ammoniacal as N | - | 35 | mg/l | 32.1 | Leisure facilities | Hampshire West | backwash from pool. | Leisure facility | Consent | DIBDEN BOTTOM WPS
17927 | 1 | Tier 1 Consent | Wealden Leisure Ltd | The Paddock | 1-6 Carriers Way | East Hoathly | East Sussex | - | BN8 6AG | APPLEMORE RECREATION CENTRE | CLAYPITS LANE | - | SOUTHAMPTON | HA | SO45 5TN | 2022-04-26 | 23 | 1 | At any time | SLOWHILL COPSE MARCHWOOD WTW | Claypits Lane | pH | 6 | 10 | pH Units | 32.1 | Leisure facilities | Hampshire West | backwash from pool. | Leisure facility | Consent | DIBDEN BOTTOM WPS
17927 | 1 | Tier 1 Consent | Wealden Leisure Ltd | The Paddock | 1-6 Carriers Way | East Hoathly | East Sussex | - | BN8 6AG | APPLEMORE RECREATION CENTRE | CLAYPITS LANE | - | SOUTHAMPTON | HA | SO45 5TN | 2022-04-26 | 23 | 1 | At any time | SLOWHILL COPSE MARCHWOOD WTW | Claypits Lane | Solids Suspended 105 Degrees C | - | 400 | mg/l | 32.1 | Leisure facilities | Hampshire West | backwash from pool. | Leisure facility | Consent | DIBDEN BOTTOM WPS
17927 | 1 | Tier 1 Consent | Wealden Leisure Ltd | The Paddock | 1-6 Carriers Way | East Hoathly | East Sussex | - | BN8 6AG | APPLEMORE RECREATION CENTRE | CLAYPITS LANE | - | SOUTHAMPTON | HA | SO45 5TN | 2022-04-26 | 23 | 1 | At any time | SLOWHILL COPSE MARCHWOOD WTW | Claypits Lane | Sulphate as S04 | - | 500 | mg/l | 32.1 | Leisure facilities | Hampshire West | backwash from pool. | Leisure facility | Consent | DIBDEN BOTTOM WPS
17929 | 1 | Low Risk Consent | Winchester Distillery Limited | Fleming Court | Leigh Road | Eastleigh | Southampton | Hampshire | SO50 9PD | ST. MARTINS TRADE PARK UNIT C | NICKEL CLOSE | - | WINCHESTER | HA | SO23 7RJ | 2022-04-12 | 1 | 1 | 09:00 To 17:30 | MORESTEAD ROAD WINCHESTER WTW | Nickel Close, Winchester, SO23 7RJ | Chemical Oxygen Demand Shaken as 0 | - | 800 | mg/l | 1.2 | Alcoholic beverages (Medium Impact) | Hampshire West | Effluent is predominantly water with trace alcohol (<1% abv) and natural botanical sediment | Distillery | Consent | NORTHBROOK AVENUE WINCHESTER WPS
17929 | 1 | Low Risk Consent | Winchester Distillery Limited | Fleming Court | Leigh Road | Eastleigh | Southampton | Hampshire | SO50 9PD | ST. MARTINS TRADE PARK UNIT C | NICKEL CLOSE | - | WINCHESTER | HA | SO23 7RJ | 2022-04-12 | 1 | 1 | 09:00 To 17:30 | MORESTEAD ROAD WINCHESTER WTW | Nickel Close, Winchester, SO23 7RJ | Nitrogen Ammoniacal as N | - | 20 | mg/l | 1.2 | Alcoholic beverages (Medium Impact) | Hampshire West | Effluent is predominantly water with trace alcohol (<1% abv) and natural botanical sediment | Distillery | Consent | NORTHBROOK AVENUE WINCHESTER WPS
17929 | 1 | Low Risk Consent | Winchester Distillery Limited | Fleming Court | Leigh Road | Eastleigh | Southampton | Hampshire | SO50 9PD | ST. MARTINS TRADE PARK UNIT C | NICKEL CLOSE | - | WINCHESTER | HA | SO23 7RJ | 2022-04-12 | 1 | 1 | 09:00 To 17:30 | MORESTEAD ROAD WINCHESTER WTW | Nickel Close, Winchester, SO23 7RJ | Solids Suspended 105 Degrees C | - | 400 | mg/l | 1.2 | Alcoholic beverages (Medium Impact) | Hampshire West | Effluent is predominantly water with trace alcohol (<1% abv) and natural botanical sediment | Distillery | Consent | NORTHBROOK AVENUE WINCHESTER WPS
17934 | 2 | Tier 1 Consent | DFT OLR Holdings Limited | Waterloo General Office 3rd Floor | Walker Suite | Waterloo Station | London | - | SE1 8SW |  | Ashford | Station Approach |  | KE | TN23 1EZ | 2022-05-25 | 150 | 10 | At all times | ASHFORD WTW | Ashford Station MH 3104 | Chemical Oxygen Demand Shaken as 0 | - | 800 | mg/l | 31.1 | Vehicle and plant washing (Medium Impact) | Kent East | Cleaning and maintenance of train rolling stock. | Train cleaning and maintenance | Consent | HENWOOD INDUSTRIAL ESTATE ASHFORD WPS
17934 | 2 | Tier 1 Consent | DFT OLR Holdings Limited | Waterloo General Office 3rd Floor | Walker Suite | Waterloo Station | London | - | SE1 8SW |  | Ashford | Station Approach |  | KE | TN23 1EZ | 2022-05-25 | 150 | 10 | At all times | ASHFORD WTW | Ashford Station MH 3104 | Nitrogen Ammoniacal as N | - | 35 | mg/l | 31.1 | Vehicle and plant washing (Medium Impact) | Kent East | Cleaning and maintenance of train rolling stock. | Train cleaning and maintenance | Consent | HENWOOD INDUSTRIAL ESTATE ASHFORD WPS
17934 | 2 | Tier 1 Consent | DFT OLR Holdings Limited | Waterloo General Office 3rd Floor | Walker Suite | Waterloo Station | London | - | SE1 8SW |  | Ashford | Station Approach |  | KE | TN23 1EZ | 2022-05-25 | 150 | 10 | At all times | ASHFORD WTW | Ashford Station MH 3104 | Oil and Grease | - | 200 | mg/l | 31.1 | Vehicle and plant washing (Medium Impact) | Kent East | Cleaning and maintenance of train rolling stock. | Train cleaning and maintenance | Consent | HENWOOD INDUSTRIAL ESTATE ASHFORD WPS
17934 | 2 | Tier 1 Consent | DFT OLR Holdings Limited | Waterloo General Office 3rd Floor | Walker Suite | Waterloo Station | London | - | SE1 8SW |  | Ashford | Station Approach |  | KE | TN23 1EZ | 2022-05-25 | 150 | 10 | At all times | ASHFORD WTW | Ashford Station MH 3104 | pH | 6 | 10 | pH Units | 31.1 | Vehicle and plant washing (Medium Impact) | Kent East | Cleaning and maintenance of train rolling stock. | Train cleaning and maintenance | Consent | HENWOOD INDUSTRIAL ESTATE ASHFORD WPS
17934 | 2 | Tier 1 Consent | DFT OLR Holdings Limited | Waterloo General Office 3rd Floor | Walker Suite | Waterloo Station | London | - | SE1 8SW |  | Ashford | Station Approach |  | KE | TN23 1EZ | 2022-05-25 | 150 | 10 | At all times | ASHFORD WTW | Ashford Station MH 3104 | Phosphorus Total | - | 10 | ug/l | 31.1 | Vehicle and plant washing (Medium Impact) | Kent East | Cleaning and maintenance of train rolling stock. | Train cleaning and maintenance | Consent | HENWOOD INDUSTRIAL ESTATE ASHFORD WPS
17934 | 2 | Tier 1 Consent | DFT OLR Holdings Limited | Waterloo General Office 3rd Floor | Walker Suite | Waterloo Station | London | - | SE1 8SW |  | Ashford | Station Approach |  | KE | TN23 1EZ | 2022-05-25 | 150 | 10 | At all times | ASHFORD WTW | Ashford Station MH 3104 | Solids Suspended 105 Degrees C | - | 400 | mg/l | 31.1 | Vehicle and plant washing (Medium Impact) | Kent East | Cleaning and maintenance of train rolling stock. | Train cleaning and maintenance | Consent | HENWOOD INDUSTRIAL ESTATE ASHFORD WPS
17934 | 2 | Tier 1 Consent | DFT OLR Holdings Limited | Waterloo General Office 3rd Floor | Walker Suite | Waterloo Station | London | - | SE1 8SW |  | Ashford | Station Approach |  | KE | TN23 1EZ | 2022-05-25 | 150 | 10 | At all times | ASHFORD WTW | Ashford Station MH 3104 | Sulphate as S04 | - | 500 | mg/l | 31.1 | Vehicle and plant washing (Medium Impact) | Kent East | Cleaning and maintenance of train rolling stock. | Train cleaning and maintenance | Consent | HENWOOD INDUSTRIAL ESTATE ASHFORD WPS
17939 | 1 | Low Risk Consent | Gefco U.K. Limited |  | Central Boulevard | Prologis Park | Coventry |  | CV6 4BX | W4 SHEERNESS DOCKS | LAPPEL BANK | - | SHEERNESS | KE | ME12 1RS | 2022-05-26 | 1.2 | 0.2 | At all times | QUEENBOROUGH WTW | Brielle Way, Sheerness | Chemical Oxygen Demand Shaken as 0 | - | 800 | mg/l | 31.3 | Vehicle and plant washing (Low Impact) | Kent West | Jet washing vehicles | Vehicle washing | Consent | BRIELLE WAY WESTMINSTER WPS
17939 | 1 | Low Risk Consent | Gefco U.K. Limited |  | Central Boulevard | Prologis Park | Coventry |  | CV6 4BX | W4 SHEERNESS DOCKS | LAPPEL BANK | - | SHEERNESS | KE | ME12 1RS | 2022-05-26 | 1.2 | 0.2 | At all times | QUEENBOROUGH WTW | Brielle Way, Sheerness | Nitrogen Ammoniacal as N | - | 35 | mg/l | 31.3 | Vehicle and plant washing (Low Impact) | Kent West | Jet washing vehicles | Vehicle washing | Consent | BRIELLE WAY WESTMINSTER WPS
17939 | 1 | Low Risk Consent | Gefco U.K. Limited |  | Central Boulevard | Prologis Park | Coventry |  | CV6 4BX | W4 SHEERNESS DOCKS | LAPPEL BANK | - | SHEERNESS | KE | ME12 1RS | 2022-05-26 | 1.2 | 0.2 | At all times | QUEENBOROUGH WTW | Brielle Way, Sheerness | Oil and Grease | - | 200 | mg/l | 31.3 | Vehicle and plant washing (Low Impact) | Kent West | Jet washing vehicles | Vehicle washing | Consent | BRIELLE WAY WESTMINSTER WPS
17939 | 1 | Low Risk Consent | Gefco U.K. Limited |  | Central Boulevard | Prologis Park | Coventry |  | CV6 4BX | W4 SHEERNESS DOCKS | LAPPEL BANK | - | SHEERNESS | KE | ME12 1RS | 2022-05-26 | 1.2 | 0.2 | At all times | QUEENBOROUGH WTW | Brielle Way, Sheerness | pH | 6 | 10 | pH Units | 31.3 | Vehicle and plant washing (Low Impact) | Kent West | Jet washing vehicles | Vehicle washing | Consent | BRIELLE WAY WESTMINSTER WPS
17939 | 1 | Low Risk Consent | Gefco U.K. Limited |  | Central Boulevard | Prologis Park | Coventry |  | CV6 4BX | W4 SHEERNESS DOCKS | LAPPEL BANK | - | SHEERNESS | KE | ME12 1RS | 2022-05-26 | 1.2 | 0.2 | At all times | QUEENBOROUGH WTW | Brielle Way, Sheerness | Phosphorus Total | - | 15 | ug/l | 31.3 | Vehicle and plant washing (Low Impact) | Kent West | Jet washing vehicles | Vehicle washing | Consent | BRIELLE WAY WESTMINSTER WPS
17939 | 1 | Low Risk Consent | Gefco U.K. Limited |  | Central Boulevard | Prologis Park | Coventry |  | CV6 4BX | W4 SHEERNESS DOCKS | LAPPEL BANK | - | SHEERNESS | KE | ME12 1RS | 2022-05-26 | 1.2 | 0.2 | At all times | QUEENBOROUGH WTW | Brielle Way, Sheerness | Solids Suspended 105 Degrees C | - | 400 | mg/l | 31.3 | Vehicle and plant washing (Low Impact) | Kent West | Jet washing vehicles | Vehicle washing | Consent | BRIELLE WAY WESTMINSTER WPS
17939 | 1 | Low Risk Consent | Gefco U.K. Limited |  | Central Boulevard | Prologis Park | Coventry |  | CV6 4BX | W4 SHEERNESS DOCKS | LAPPEL BANK | - | SHEERNESS | KE | ME12 1RS | 2022-05-26 | 1.2 | 0.2 | At all times | QUEENBOROUGH WTW | Brielle Way, Sheerness | Sulphate as S04 | - | 500 | mg/l | 31.3 | Vehicle and plant washing (Low Impact) | Kent West | Jet washing vehicles | Vehicle washing | Consent | BRIELLE WAY WESTMINSTER WPS
17940 | 1 | Tier 2 Consent | Sealanes Brighton Ltd | Amelia House | Crescent Road |  | Worthing |  | BN11 1QR | FORMER PETER'S PAN PLAYGROUND | MADEIRA DRIVE | - | BRIGHTON | SE | BN2 1EN | 2022-04-19 | 18.5 | 5 | At any time | PEACEHAVEN WTW | Madeira Drive | Chemical Oxygen Demand Shaken as 0 | - | 800 | mg/l | 32.1 | Leisure facilities | Sussex East | OPERATION OF SWIMMING POOL and filter backwash | OPERATION OF SWIMMING POOL | Consent | MARINE DRIVE BRIGHTON WPS
17940 | 1 | Tier 2 Consent | Sealanes Brighton Ltd | Amelia House | Crescent Road |  | Worthing |  | BN11 1QR | FORMER PETER'S PAN PLAYGROUND | MADEIRA DRIVE | - | BRIGHTON | SE | BN2 1EN | 2022-04-19 | 18.5 | 5 | At any time | PEACEHAVEN WTW | Madeira Drive | Nitrogen Ammoniacal as N | - | 35 | mg/l | 32.1 | Leisure facilities | Sussex East | OPERATION OF SWIMMING POOL and filter backwash | OPERATION OF SWIMMING POOL | Consent | MARINE DRIVE BRIGHTON WPS
17940 | 1 | Tier 2 Consent | Sealanes Brighton Ltd | Amelia House | Crescent Road |  | Worthing |  | BN11 1QR | FORMER PETER'S PAN PLAYGROUND | MADEIRA DRIVE | - | BRIGHTON | SE | BN2 1EN | 2022-04-19 | 18.5 | 5 | At any time | PEACEHAVEN WTW | Madeira Drive | pH | 6 | 10 | pH Units | 32.1 | Leisure facilities | Sussex East | OPERATION OF SWIMMING POOL and filter backwash | OPERATION OF SWIMMING POOL | Consent | MARINE DRIVE BRIGHTON WPS
17940 | 1 | Tier 2 Consent | Sealanes Brighton Ltd | Amelia House | Crescent Road |  | Worthing |  | BN11 1QR | FORMER PETER'S PAN PLAYGROUND | MADEIRA DRIVE | - | BRIGHTON | SE | BN2 1EN | 2022-04-19 | 18.5 | 5 | At any time | PEACEHAVEN WTW | Madeira Drive | Solids Suspended 105 Degrees C | - | 400 | mg/l | 32.1 | Leisure facilities | Sussex East | OPERATION OF SWIMMING POOL and filter backwash | OPERATION OF SWIMMING POOL | Consent | MARINE DRIVE BRIGHTON WPS
17940 | 1 | Tier 2 Consent | Sealanes Brighton Ltd | Amelia House | Crescent Road |  | Worthing |  | BN11 1QR | FORMER PETER'S PAN PLAYGROUND | MADEIRA DRIVE | - | BRIGHTON | SE | BN2 1EN | 2022-04-19 | 18.5 | 5 | At any time | PEACEHAVEN WTW | Madeira Drive | Sulphate as S04 | - | 500 | mg/l | 32.1 | Leisure facilities | Sussex East | OPERATION OF SWIMMING POOL and filter backwash | OPERATION OF SWIMMING POOL | Consent | MARINE DRIVE BRIGHTON WPS
17941 | 1 | Low Risk Consent | D.K. Enterprises Limited | First Floor, West Barn, | Ashes Lane, Hadlow | North Frith Farm | Tonbridge , Kent |  | TN11 9QU | 64 UNITS 28-29 LANGNEY SHOPPING CENTRE | KINGFISHER DRIVE | - | EASTBOURNE | SE | BN23 7RT | 2022-05-06 | 3 | 0.16 | At any time | EASTBOURNE WTW | Sandpiper Walk | Chemical Oxygen Demand Shaken as 0 | - | 800 | mg/l | 31.2 | Vehicle and plant washing (Low Impact) | Sussex East | vehicle washing using a jet wash | Jet wash | Consent | LOTTBRIDGE DROVE EASTBOURNE WPS
17941 | 1 | Low Risk Consent | D.K. Enterprises Limited | First Floor, West Barn, | Ashes Lane, Hadlow | North Frith Farm | Tonbridge , Kent |  | TN11 9QU | 64 UNITS 28-29 LANGNEY SHOPPING CENTRE | KINGFISHER DRIVE | - | EASTBOURNE | SE | BN23 7RT | 2022-05-06 | 3 | 0.16 | At any time | EASTBOURNE WTW | Sandpiper Walk | Detergents Anionic | - | 50 | mg/l | 31.2 | Vehicle and plant washing (Low Impact) | Sussex East | vehicle washing using a jet wash | Jet wash | Consent | LOTTBRIDGE DROVE EASTBOURNE WPS
17941 | 1 | Low Risk Consent | D.K. Enterprises Limited | First Floor, West Barn, | Ashes Lane, Hadlow | North Frith Farm | Tonbridge , Kent |  | TN11 9QU | 64 UNITS 28-29 LANGNEY SHOPPING CENTRE | KINGFISHER DRIVE | - | EASTBOURNE | SE | BN23 7RT | 2022-05-06 | 3 | 0.16 | At any time | EASTBOURNE WTW | Sandpiper Walk | Detergents Cationic | - | 50 | - | 31.2 | Vehicle and plant washing (Low Impact) | Sussex East | vehicle washing using a jet wash | Jet wash | Consent | LOTTBRIDGE DROVE EASTBOURNE WPS
17941 | 1 | Low Risk Consent | D.K. Enterprises Limited | First Floor, West Barn, | Ashes Lane, Hadlow | North Frith Farm | Tonbridge , Kent |  | TN11 9QU | 64 UNITS 28-29 LANGNEY SHOPPING CENTRE | KINGFISHER DRIVE | - | EASTBOURNE | SE | BN23 7RT | 2022-05-06 | 3 | 0.16 | At any time | EASTBOURNE WTW | Sandpiper Walk | Detergents Non-Ionic | - | 50 | mg/l | 31.2 | Vehicle and plant washing (Low Impact) | Sussex East | vehicle washing using a jet wash | Jet wash | Consent | LOTTBRIDGE DROVE EASTBOURNE WPS
17941 | 1 | Low Risk Consent | D.K. Enterprises Limited | First Floor, West Barn, | Ashes Lane, Hadlow | North Frith Farm | Tonbridge , Kent |  | TN11 9QU | 64 UNITS 28-29 LANGNEY SHOPPING CENTRE | KINGFISHER DRIVE | - | EASTBOURNE | SE | BN23 7RT | 2022-05-06 | 3 | 0.16 | At any time | EASTBOURNE WTW | Sandpiper Walk | Nitrogen Ammoniacal as N | - | 35 | mg/l | 31.2 | Vehicle and plant washing (Low Impact) | Sussex East | vehicle washing using a jet wash | Jet wash | Consent | LOTTBRIDGE DROVE EASTBOURNE WPS
17941 | 1 | Low Risk Consent | D.K. Enterprises Limited | First Floor, West Barn, | Ashes Lane, Hadlow | North Frith Farm | Tonbridge , Kent |  | TN11 9QU | 64 UNITS 28-29 LANGNEY SHOPPING CENTRE | KINGFISHER DRIVE | - | EASTBOURNE | SE | BN23 7RT | 2022-05-06 | 3 | 0.16 | At any time | EASTBOURNE WTW | Sandpiper Walk | pH | 6 | 10 | pH Units | 31.2 | Vehicle and plant washing (Low Impact) | Sussex East | vehicle washing using a jet wash | Jet wash | Consent | LOTTBRIDGE DROVE EASTBOURNE WPS
17941 | 1 | Low Risk Consent | D.K. Enterprises Limited | First Floor, West Barn, | Ashes Lane, Hadlow | North Frith Farm | Tonbridge , Kent |  | TN11 9QU | 64 UNITS 28-29 LANGNEY SHOPPING CENTRE | KINGFISHER DRIVE | - | EASTBOURNE | SE | BN23 7RT | 2022-05-06 | 3 | 0.16 | At any time | EASTBOURNE WTW | Sandpiper Walk | Solids Suspended 105 Degrees C | - | 400 | mg/l | 31.2 | Vehicle and plant washing (Low Impact) | Sussex East | vehicle washing using a jet wash | Jet wash | Consent | LOTTBRIDGE DROVE EASTBOURNE WPS
17945 | 1 | Low Risk Consent | Port Of Sheerness Limited | Maritime Centre |  | Port of Liverpool | Liverpool | Kent | L21 1LA | ARCHWAY HOUSE | SHEERNESS DOCKS | - | SHEERNESS | KE | ME12 1RS | 2022-05-26 | 0.8 | 0.2 | At all times | QUEENBOROUGH WTW | Blue town high street, Sheerness | Chemical Oxygen Demand Shaken as 0 | - | 800 | mg/l | 31.3 | Vehicle and plant washing (Low Impact) | Kent West | Jet washing of mechanical handling equipment and pool vehicles | Dockyard - sea, coastal freight & water transport. Cargo handling warehousing & storage | Consent | BRIELLE WAY WESTMINSTER WPS
17945 | 1 | Low Risk Consent | Port Of Sheerness Limited | Maritime Centre |  | Port of Liverpool | Liverpool | Kent | L21 1LA | ARCHWAY HOUSE | SHEERNESS DOCKS | - | SHEERNESS | KE | ME12 1RS | 2022-05-26 | 0.8 | 0.2 | At all times | QUEENBOROUGH WTW | Blue town high street, Sheerness | Nitrogen Ammoniacal as N | - | 35 | mg/l | 31.3 | Vehicle and plant washing (Low Impact) | Kent West | Jet washing of mechanical handling equipment and pool vehicles | Dockyard - sea, coastal freight & water transport. Cargo handling warehousing & storage | Consent | BRIELLE WAY WESTMINSTER WPS
17945 | 1 | Low Risk Consent | Port Of Sheerness Limited | Maritime Centre |  | Port of Liverpool | Liverpool | Kent | L21 1LA | ARCHWAY HOUSE | SHEERNESS DOCKS | - | SHEERNESS | KE | ME12 1RS | 2022-05-26 | 0.8 | 0.2 | At all times | QUEENBOROUGH WTW | Blue town high street, Sheerness | Oil and Grease | - | 200 | mg/l | 31.3 | Vehicle and plant washing (Low Impact) | Kent West | Jet washing of mechanical handling equipment and pool vehicles | Dockyard - sea, coastal freight & water transport. Cargo handling warehousing & storage | Consent | BRIELLE WAY WESTMINSTER WPS
17945 | 1 | Low Risk Consent | Port Of Sheerness Limited | Maritime Centre |  | Port of Liverpool | Liverpool | Kent | L21 1LA | ARCHWAY HOUSE | SHEERNESS DOCKS | - | SHEERNESS | KE | ME12 1RS | 2022-05-26 | 0.8 | 0.2 | At all times | QUEENBOROUGH WTW | Blue town high street, Sheerness | pH | 6 | 10 | pH Units | 31.3 | Vehicle and plant washing (Low Impact) | Kent West | Jet washing of mechanical handling equipment and pool vehicles | Dockyard - sea, coastal freight & water transport. Cargo handling warehousing & storage | Consent | BRIELLE WAY WESTMINSTER WPS
17945 | 1 | Low Risk Consent | Port Of Sheerness Limited | Maritime Centre |  | Port of Liverpool | Liverpool | Kent | L21 1LA | ARCHWAY HOUSE | SHEERNESS DOCKS | - | SHEERNESS | KE | ME12 1RS | 2022-05-26 | 0.8 | 0.2 | At all times | QUEENBOROUGH WTW | Blue town high street, Sheerness | Phosphorus Total | - | 15 | ug/l | 31.3 | Vehicle and plant washing (Low Impact) | Kent West | Jet washing of mechanical handling equipment and pool vehicles | Dockyard - sea, coastal freight & water transport. Cargo handling warehousing & storage | Consent | BRIELLE WAY WESTMINSTER WPS
17945 | 1 | Low Risk Consent | Port Of Sheerness Limited | Maritime Centre |  | Port of Liverpool | Liverpool | Kent | L21 1LA | ARCHWAY HOUSE | SHEERNESS DOCKS | - | SHEERNESS | KE | ME12 1RS | 2022-05-26 | 0.8 | 0.2 | At all times | QUEENBOROUGH WTW | Blue town high street, Sheerness | Solids Suspended 105 Degrees C | - | 400 | mg/l | 31.3 | Vehicle and plant washing (Low Impact) | Kent West | Jet washing of mechanical handling equipment and pool vehicles | Dockyard - sea, coastal freight & water transport. Cargo handling warehousing & storage | Consent | BRIELLE WAY WESTMINSTER WPS
17945 | 1 | Low Risk Consent | Port Of Sheerness Limited | Maritime Centre |  | Port of Liverpool | Liverpool | Kent | L21 1LA | ARCHWAY HOUSE | SHEERNESS DOCKS | - | SHEERNESS | KE | ME12 1RS | 2022-05-26 | 0.8 | 0.2 | At all times | QUEENBOROUGH WTW | Blue town high street, Sheerness | Sulphate as S04 | - | 500 | mg/l | 31.3 | Vehicle and plant washing (Low Impact) | Kent West | Jet washing of mechanical handling equipment and pool vehicles | Dockyard - sea, coastal freight & water transport. Cargo handling warehousing & storage | Consent | BRIELLE WAY WESTMINSTER WPS
17949 | 4 | Tier 2 Consent | Aquavitrum Ltd | Plot 6 Riverside Industrial Park | Coneger Road | Off Chickenhall Lane | Eastleigh | - | SO50 6JQ | RIVERSIDE INDUSTRIAL PARK UNIT 6 | CHICKENHALL LANE | - | EASTLEIGH | HA | SO50 6YU | 2022-06-21 | 54 | 1.5 | 24 hours | CHICKENHALL EASTLEIGH WTW | Coneger road - SU46183001 | Aluminium Total | 0 | 10 | ug/l | 8.1 | Engineering (High risk) | Hampshire West | Engineering – glass cleaning process | Recycling household packaging glass and converting it into sand | Consent | CHICKENHALL LANE BISHOPSTOKE WPS
17949 | 4 | Tier 2 Consent | Aquavitrum Ltd | Plot 6 Riverside Industrial Park | Coneger Road | Off Chickenhall Lane | Eastleigh | - | SO50 6JQ | RIVERSIDE INDUSTRIAL PARK UNIT 6 | CHICKENHALL LANE | - | EASTLEIGH | HA | SO50 6YU | 2022-06-21 | 54 | 1.5 | 24 hours | CHICKENHALL EASTLEIGH WTW | Coneger road - SU46183001 | Chemical Oxygen Demand Shaken as 0 | 0 | 3000 | mg/l | 8.1 | Engineering (High risk) | Hampshire West | Engineering – glass cleaning process | Recycling household packaging glass and converting it into sand | Consent | CHICKENHALL LANE BISHOPSTOKE WPS
17949 | 4 | Tier 2 Consent | Aquavitrum Ltd | Plot 6 Riverside Industrial Park | Coneger Road | Off Chickenhall Lane | Eastleigh | - | SO50 6JQ | RIVERSIDE INDUSTRIAL PARK UNIT 6 | CHICKENHALL LANE | - | EASTLEIGH | HA | SO50 6YU | 2022-06-21 | 54 | 1.5 | 24 hours | CHICKENHALL EASTLEIGH WTW | Coneger road - SU46183001 | Iron Total | 0 | 10 | ug/l | 8.1 | Engineering (High risk) | Hampshire West | Engineering – glass cleaning process | Recycling household packaging glass and converting it into sand | Consent | CHICKENHALL LANE BISHOPSTOKE WPS
17949 | 4 | Tier 2 Consent | Aquavitrum Ltd | Plot 6 Riverside Industrial Park | Coneger Road | Off Chickenhall Lane | Eastleigh | - | SO50 6JQ | RIVERSIDE INDUSTRIAL PARK UNIT 6 | CHICKENHALL LANE | - | EASTLEIGH | HA | SO50 6YU | 2022-06-21 | 54 | 1.5 | 24 hours | CHICKENHALL EASTLEIGH WTW | Coneger road - SU46183001 | Nitrogen Ammoniacal as N | 0 | 15 | mg/l | 8.1 | Engineering (High risk) | Hampshire West | Engineering – glass cleaning process | Recycling household packaging glass and converting it into sand | Consent | CHICKENHALL LANE BISHOPSTOKE WPS
17949 | 4 | Tier 2 Consent | Aquavitrum Ltd | Plot 6 Riverside Industrial Park | Coneger Road | Off Chickenhall Lane | Eastleigh | - | SO50 6JQ | RIVERSIDE INDUSTRIAL PARK UNIT 6 | CHICKENHALL LANE | - | EASTLEIGH | HA | SO50 6YU | 2022-06-21 | 54 | 1.5 | 24 hours | CHICKENHALL EASTLEIGH WTW | Coneger road - SU46183001 | Oil and Grease | 0 | 200 | mg/l | 8.1 | Engineering (High risk) | Hampshire West | Engineering – glass cleaning process | Recycling household packaging glass and converting it into sand | Consent | CHICKENHALL LANE BISHOPSTOKE WPS
17949 | 4 | Tier 2 Consent | Aquavitrum Ltd | Plot 6 Riverside Industrial Park | Coneger Road | Off Chickenhall Lane | Eastleigh | - | SO50 6JQ | RIVERSIDE INDUSTRIAL PARK UNIT 6 | CHICKENHALL LANE | - | EASTLEIGH | HA | SO50 6YU | 2022-06-21 | 54 | 1.5 | 24 hours | CHICKENHALL EASTLEIGH WTW | Coneger road - SU46183001 | pH | 6 | 10 | pH Units | 8.1 | Engineering (High risk) | Hampshire West | Engineering – glass cleaning process | Recycling household packaging glass and converting it into sand | Consent | CHICKENHALL LANE BISHOPSTOKE WPS
17949 | 4 | Tier 2 Consent | Aquavitrum Ltd | Plot 6 Riverside Industrial Park | Coneger Road | Off Chickenhall Lane | Eastleigh | - | SO50 6JQ | RIVERSIDE INDUSTRIAL PARK UNIT 6 | CHICKENHALL LANE | - | EASTLEIGH | HA | SO50 6YU | 2022-06-21 | 54 | 1.5 | 24 hours | CHICKENHALL EASTLEIGH WTW | Coneger road - SU46183001 | Phosphorus Total | 0 | 15 | ug/l | 8.1 | Engineering (High risk) | Hampshire West | Engineering – glass cleaning process | Recycling household packaging glass and converting it into sand | Consent | CHICKENHALL LANE BISHOPSTOKE WPS
17949 | 4 | Tier 2 Consent | Aquavitrum Ltd | Plot 6 Riverside Industrial Park | Coneger Road | Off Chickenhall Lane | Eastleigh | - | SO50 6JQ | RIVERSIDE INDUSTRIAL PARK UNIT 6 | CHICKENHALL LANE | - | EASTLEIGH | HA | SO50 6YU | 2022-06-21 | 54 | 1.5 | 24 hours | CHICKENHALL EASTLEIGH WTW | Coneger road - SU46183001 | Solids Suspended 105 Degrees C | 0 | 3000 | mg/l | 8.1 | Engineering (High risk) | Hampshire West | Engineering – glass cleaning process | Recycling household packaging glass and converting it into sand | Consent | CHICKENHALL LANE BISHOPSTOKE WPS
17949 | 4 | Tier 2 Consent | Aquavitrum Ltd | Plot 6 Riverside Industrial Park | Coneger Road | Off Chickenhall Lane | Eastleigh | - | SO50 6JQ | RIVERSIDE INDUSTRIAL PARK UNIT 6 | CHICKENHALL LANE | - | EASTLEIGH | HA | SO50 6YU | 2022-06-21 | 54 | 1.5 | 24 hours | CHICKENHALL EASTLEIGH WTW | Coneger road - SU46183001 | Sulphate as S04 | 0 | 500 | mg/l | 8.1 | Engineering (High risk) | Hampshire West | Engineering – glass cleaning process | Recycling household packaging glass and converting it into sand | Consent | CHICKENHALL LANE BISHOPSTOKE WPS
17951 | 1 | Low Risk Consent | Royal Mail Group Limited | 185 | Farringdon Road |  | London |  | EC1A 1AA | PSER/2223SE | ADDINGTON ROAD | - | MARGATE | KE | CT9 2NH | 2022-06-08 | 0.8 | 0.06 | At all times | WEATHERLEES HILL B (MGATE &amp; BSTAIRS) WTW | Addington Road | Chemical Oxygen Demand Shaken as 0 | - | 800 | mg/l | 31.2 | Vehicle and plant washing (Low Impact) | Kent East | Waste liquids arising from vehicle washing | Royal Mail Delivery office | Consent | MARGATE WPS
17951 | 1 | Low Risk Consent | Royal Mail Group Limited | 185 | Farringdon Road |  | London |  | EC1A 1AA | PSER/2223SE | ADDINGTON ROAD | - | MARGATE | KE | CT9 2NH | 2022-06-08 | 0.8 | 0.06 | At all times | WEATHERLEES HILL B (MGATE &amp; BSTAIRS) WTW | Addington Road | Nitrogen Ammoniacal as N | - | 10 | mg/l | 31.2 | Vehicle and plant washing (Low Impact) | Kent East | Waste liquids arising from vehicle washing | Royal Mail Delivery office | Consent | MARGATE WPS
17951 | 1 | Low Risk Consent | Royal Mail Group Limited | 185 | Farringdon Road |  | London |  | EC1A 1AA | PSER/2223SE | ADDINGTON ROAD | - | MARGATE | KE | CT9 2NH | 2022-06-08 | 0.8 | 0.06 | At all times | WEATHERLEES HILL B (MGATE &amp; BSTAIRS) WTW | Addington Road | pH | 6 | 10 | pH Units | 31.2 | Vehicle and plant washing (Low Impact) | Kent East | Waste liquids arising from vehicle washing | Royal Mail Delivery office | Consent | MARGATE WPS
17951 | 1 | Low Risk Consent | Royal Mail Group Limited | 185 | Farringdon Road |  | London |  | EC1A 1AA | PSER/2223SE | ADDINGTON ROAD | - | MARGATE | KE | CT9 2NH | 2022-06-08 | 0.8 | 0.06 | At all times | WEATHERLEES HILL B (MGATE &amp; BSTAIRS) WTW | Addington Road | Phosphorus Total | - | 10 | ug/l | 31.2 | Vehicle and plant washing (Low Impact) | Kent East | Waste liquids arising from vehicle washing | Royal Mail Delivery office | Consent | MARGATE WPS
17951 | 1 | Low Risk Consent | Royal Mail Group Limited | 185 | Farringdon Road |  | London |  | EC1A 1AA | PSER/2223SE | ADDINGTON ROAD | - | MARGATE | KE | CT9 2NH | 2022-06-08 | 0.8 | 0.06 | At all times | WEATHERLEES HILL B (MGATE &amp; BSTAIRS) WTW | Addington Road | Solids Suspended 105 Degrees C | - | 400 | mg/l | 31.2 | Vehicle and plant washing (Low Impact) | Kent East | Waste liquids arising from vehicle washing | Royal Mail Delivery office | Consent | MARGATE WPS
17951 | 1 | Low Risk Consent | Royal Mail Group Limited | 185 | Farringdon Road |  | London |  | EC1A 1AA | PSER/2223SE | ADDINGTON ROAD | - | MARGATE | KE | CT9 2NH | 2022-06-08 | 0.8 | 0.06 | At all times | WEATHERLEES HILL B (MGATE &amp; BSTAIRS) WTW | Addington Road | Sulphate as S04 | - | 500 | mg/l | 31.2 | Vehicle and plant washing (Low Impact) | Kent East | Waste liquids arising from vehicle washing | Royal Mail Delivery office | Consent | MARGATE WPS
17953 | 1 | Low Risk Consent | Steam Town Brewco Limited | 1, | BISHOPSTOKE ROAD |  | EASTLEIGH |  | SO50 6AD | 1 | BISHOPSTOKE ROAD | - | EASTLEIGH | HA | SO50 6AD | 2022-06-24 | 0.25 | 1 | At all times. | CHICKENHALL EASTLEIGH WTW | Dutton Lane | Chemical Oxygen Demand Shaken as 0 | - | 7000 | mg/l | 1.3 | Alcoholic beverages (Low Impact) | Hampshire West | Cleaning of microbrewery equipment and casks. | Brewing of beer | Consent | CHICKENHALL LANE BISHOPSTOKE WPS
17953 | 1 | Low Risk Consent | Steam Town Brewco Limited | 1, | BISHOPSTOKE ROAD |  | EASTLEIGH |  | SO50 6AD | 1 | BISHOPSTOKE ROAD | - | EASTLEIGH | HA | SO50 6AD | 2022-06-24 | 0.25 | 1 | At all times. | CHICKENHALL EASTLEIGH WTW | Dutton Lane | Chloride | - | 200 | mg/l | 1.3 | Alcoholic beverages (Low Impact) | Hampshire West | Cleaning of microbrewery equipment and casks. | Brewing of beer | Consent | CHICKENHALL LANE BISHOPSTOKE WPS
17953 | 1 | Low Risk Consent | Steam Town Brewco Limited | 1, | BISHOPSTOKE ROAD |  | EASTLEIGH |  | SO50 6AD | 1 | BISHOPSTOKE ROAD | - | EASTLEIGH | HA | SO50 6AD | 2022-06-24 | 0.25 | 1 | At all times. | CHICKENHALL EASTLEIGH WTW | Dutton Lane | Nitrogen Ammoniacal as N | - | 15 | mg/l | 1.3 | Alcoholic beverages (Low Impact) | Hampshire West | Cleaning of microbrewery equipment and casks. | Brewing of beer | Consent | CHICKENHALL LANE BISHOPSTOKE WPS
17953 | 1 | Low Risk Consent | Steam Town Brewco Limited | 1, | BISHOPSTOKE ROAD |  | EASTLEIGH |  | SO50 6AD | 1 | BISHOPSTOKE ROAD | - | EASTLEIGH | HA | SO50 6AD | 2022-06-24 | 0.25 | 1 | At all times. | CHICKENHALL EASTLEIGH WTW | Dutton Lane | pH Limit | 6 | 10 |  | 1.3 | Alcoholic beverages (Low Impact) | Hampshire West | Cleaning of microbrewery equipment and casks. | Brewing of beer | Consent | CHICKENHALL LANE BISHOPSTOKE WPS
17953 | 1 | Low Risk Consent | Steam Town Brewco Limited | 1, | BISHOPSTOKE ROAD |  | EASTLEIGH |  | SO50 6AD | 1 | BISHOPSTOKE ROAD | - | EASTLEIGH | HA | SO50 6AD | 2022-06-24 | 0.25 | 1 | At all times. | CHICKENHALL EASTLEIGH WTW | Dutton Lane | Solids Suspended 105 Degrees C | - | 1500 | mg/l | 1.3 | Alcoholic beverages (Low Impact) | Hampshire West | Cleaning of microbrewery equipment and casks. | Brewing of beer | Consent | CHICKENHALL LANE BISHOPSTOKE WPS
17955 | 3 | Tier 1 Consent | GSK Plc | 980 | Great West Road |  | Brentford | Brentford | TW8 9GS | FACTORY | CLARENDON ROAD | - | WORTHING | SW | BN14 8QJ | 2022-11-24 | 150 | 2.5 | At any time | EAST WORTHING WTW | southern water pump house, Beechams Worthing WPS, dominion way west, BN14 8NT | Chemical Oxygen Demand Shaken as 0 | - | 600 | mg/l | 4.1 | Chemical and pharmaceutical manufacture (High Impact) | Sussex West | Cleaning of dispensing, blending, granulation, coating and compression processes involved in the manufacturing of penicillin granules and tablet manufacture | Pharmaceutical (Penicillin product) manufacturing | Discontinuation | BEECHAMS WORTHING WPS
17955 | 3 | Tier 1 Consent | GSK Plc | 980 | Great West Road |  | Brentford | Brentford | TW8 9GS | FACTORY | CLARENDON ROAD | - | WORTHING | SW | BN14 8QJ | 2022-11-24 | 150 | 2.5 | At any time | EAST WORTHING WTW | southern water pump house, Beechams Worthing WPS, dominion way west, BN14 8NT | Iron Total | - | 5 | ug/l | 4.1 | Chemical and pharmaceutical manufacture (High Impact) | Sussex West | Cleaning of dispensing, blending, granulation, coating and compression processes involved in the manufacturing of penicillin granules and tablet manufacture | Pharmaceutical (Penicillin product) manufacturing | Discontinuation | BEECHAMS WORTHING WPS
17955 | 3 | Tier 1 Consent | GSK Plc | 980 | Great West Road |  | Brentford | Brentford | TW8 9GS | FACTORY | CLARENDON ROAD | - | WORTHING | SW | BN14 8QJ | 2022-11-24 | 150 | 2.5 | At any time | EAST WORTHING WTW | southern water pump house, Beechams Worthing WPS, dominion way west, BN14 8NT | Nitrogen Ammoniacal as N | - | 35 | mg/l | 4.1 | Chemical and pharmaceutical manufacture (High Impact) | Sussex West | Cleaning of dispensing, blending, granulation, coating and compression processes involved in the manufacturing of penicillin granules and tablet manufacture | Pharmaceutical (Penicillin product) manufacturing | Discontinuation | BEECHAMS WORTHING WPS
17955 | 3 | Tier 1 Consent | GSK Plc | 980 | Great West Road |  | Brentford | Brentford | TW8 9GS | FACTORY | CLARENDON ROAD | - | WORTHING | SW | BN14 8QJ | 2022-11-24 | 150 | 2.5 | At any time | EAST WORTHING WTW | southern water pump house, Beechams Worthing WPS, dominion way west, BN14 8NT | pH | 6 | 10 | pH Units | 4.1 | Chemical and pharmaceutical manufacture (High Impact) | Sussex West | Cleaning of dispensing, blending, granulation, coating and compression processes involved in the manufacturing of penicillin granules and tablet manufacture | Pharmaceutical (Penicillin product) manufacturing | Discontinuation | BEECHAMS WORTHING WPS
17955 | 3 | Tier 1 Consent | GSK Plc | 980 | Great West Road |  | Brentford | Brentford | TW8 9GS | FACTORY | CLARENDON ROAD | - | WORTHING | SW | BN14 8QJ | 2022-11-24 | 150 | 2.5 | At any time | EAST WORTHING WTW | southern water pump house, Beechams Worthing WPS, dominion way west, BN14 8NT | Phosphorus Total | - | 5 | ug/l | 4.1 | Chemical and pharmaceutical manufacture (High Impact) | Sussex West | Cleaning of dispensing, blending, granulation, coating and compression processes involved in the manufacturing of penicillin granules and tablet manufacture | Pharmaceutical (Penicillin product) manufacturing | Discontinuation | BEECHAMS WORTHING WPS
17955 | 3 | Tier 1 Consent | GSK Plc | 980 | Great West Road |  | Brentford | Brentford | TW8 9GS | FACTORY | CLARENDON ROAD | - | WORTHING | SW | BN14 8QJ | 2022-11-24 | 150 | 2.5 | At any time | EAST WORTHING WTW | southern water pump house, Beechams Worthing WPS, dominion way west, BN14 8NT | Solids Suspended 105 Degrees C | - | 200 | mg/l | 4.1 | Chemical and pharmaceutical manufacture (High Impact) | Sussex West | Cleaning of dispensing, blending, granulation, coating and compression processes involved in the manufacturing of penicillin granules and tablet manufacture | Pharmaceutical (Penicillin product) manufacturing | Discontinuation | BEECHAMS WORTHING WPS
17955 | 3 | Tier 1 Consent | GSK Plc | 980 | Great West Road |  | Brentford | Brentford | TW8 9GS | FACTORY | CLARENDON ROAD | - | WORTHING | SW | BN14 8QJ | 2022-11-24 | 150 | 2.5 | At any time | EAST WORTHING WTW | southern water pump house, Beechams Worthing WPS, dominion way west, BN14 8NT | Sulphate as S04 | - | 500 | mg/l | 4.1 | Chemical and pharmaceutical manufacture (High Impact) | Sussex West | Cleaning of dispensing, blending, granulation, coating and compression processes involved in the manufacturing of penicillin granules and tablet manufacture | Pharmaceutical (Penicillin product) manufacturing | Discontinuation | BEECHAMS WORTHING WPS
17955 | 3 | Tier 1 Consent | GSK Plc | 980 | Great West Road |  | Brentford | Brentford | TW8 9GS | FACTORY | CLARENDON ROAD | - | WORTHING | SW | BN14 8QJ | 2022-11-24 | 150 | 2.5 | At any time | EAST WORTHING WTW | southern water pump house, Beechams Worthing WPS, dominion way west, BN14 8NT | Sulphide as S | - | 1 | mg/l | 4.1 | Chemical and pharmaceutical manufacture (High Impact) | Sussex West | Cleaning of dispensing, blending, granulation, coating and compression processes involved in the manufacturing of penicillin granules and tablet manufacture | Pharmaceutical (Penicillin product) manufacturing | Discontinuation | BEECHAMS WORTHING WPS
17955 | 3 | Tier 1 Consent | GSK Plc | 980 | Great West Road |  | Brentford | Brentford | TW8 9GS | FACTORY | CLARENDON ROAD | - | WORTHING | SW | BN14 8QJ | 2022-11-24 | 150 | 2.5 | At any time | EAST WORTHING WTW | southern water pump house, Beechams Worthing WPS, dominion way west, BN14 8NT | Zinc Total mg/l | - | 3 | ug/l | 4.1 | Chemical and pharmaceutical manufacture (High Impact) | Sussex West | Cleaning of dispensing, blending, granulation, coating and compression processes involved in the manufacturing of penicillin granules and tablet manufacture | Pharmaceutical (Penicillin product) manufacturing | Discontinuation | BEECHAMS WORTHING WPS
17956 | 1 | Low Risk Consent | Argos Limited | 489-499 Avebury Boulevard | Avebury | - | Milton Keynes | - | MK9 2NW | Midway City Estate | Rochester | Antony Way |  | KE | ME2 4DW | 2022-06-09 | 5 | 1 | At all times | WHITEWALL CREEK WTW | Junction of Anthonys way and George Summers Close | Chemical Oxygen Demand Shaken as 0 | - | 800 | mg/l | 31.3 | Vehicle and plant washing (Low Impact) | Kent West | Vehicle jet washing | Distribution Centre van washing on site | Consent | FRINDSBURY NO 1 WPS
17956 | 1 | Low Risk Consent | Argos Limited | 489-499 Avebury Boulevard | Avebury | - | Milton Keynes | - | MK9 2NW | Midway City Estate | Rochester | Antony Way |  | KE | ME2 4DW | 2022-06-09 | 5 | 1 | At all times | WHITEWALL CREEK WTW | Junction of Anthonys way and George Summers Close | Nitrogen Ammoniacal as N | - | 10 | mg/l | 31.3 | Vehicle and plant washing (Low Impact) | Kent West | Vehicle jet washing | Distribution Centre van washing on site | Consent | FRINDSBURY NO 1 WPS
17956 | 1 | Low Risk Consent | Argos Limited | 489-499 Avebury Boulevard | Avebury | - | Milton Keynes | - | MK9 2NW | Midway City Estate | Rochester | Antony Way |  | KE | ME2 4DW | 2022-06-09 | 5 | 1 | At all times | WHITEWALL CREEK WTW | Junction of Anthonys way and George Summers Close | Oil and Grease | - | 200 | mg/l | 31.3 | Vehicle and plant washing (Low Impact) | Kent West | Vehicle jet washing | Distribution Centre van washing on site | Consent | FRINDSBURY NO 1 WPS
17956 | 1 | Low Risk Consent | Argos Limited | 489-499 Avebury Boulevard | Avebury | - | Milton Keynes | - | MK9 2NW | Midway City Estate | Rochester | Antony Way |  | KE | ME2 4DW | 2022-06-09 | 5 | 1 | At all times | WHITEWALL CREEK WTW | Junction of Anthonys way and George Summers Close | pH Limit | 6 | 10 |  | 31.3 | Vehicle and plant washing (Low Impact) | Kent West | Vehicle jet washing | Distribution Centre van washing on site | Consent | FRINDSBURY NO 1 WPS
17956 | 1 | Low Risk Consent | Argos Limited | 489-499 Avebury Boulevard | Avebury | - | Milton Keynes | - | MK9 2NW | Midway City Estate | Rochester | Antony Way |  | KE | ME2 4DW | 2022-06-09 | 5 | 1 | At all times | WHITEWALL CREEK WTW | Junction of Anthonys way and George Summers Close | Solids Suspended 105 Degrees C | - | 400 | mg/l | 31.3 | Vehicle and plant washing (Low Impact) | Kent West | Vehicle jet washing | Distribution Centre van washing on site | Consent | FRINDSBURY NO 1 WPS
17959 | 1 | Low Risk Consent | Dellner Ferrabyrne Limited | - | Fort Road | - | Littlehampton | West Sussex | BN17 7QU | WAREHOUSE | FORT ROAD | - | LITTLEHAMPTON | SW | BN17 7QU | 2022-06-22 | 3 | 1 | At any time | FORD WTW | Fort Road | Chemical Oxygen Demand Shaken as 0 | - | 800 | mg/l | 8.2 | Engineering (Low risk) | Sussex West | Cleaning of the factory floor and washing of returned train bogie parts. | Manufacturing | Consent | WATER LANE LITTLEHAMPTON WPS
17959 | 1 | Low Risk Consent | Dellner Ferrabyrne Limited | - | Fort Road | - | Littlehampton | West Sussex | BN17 7QU | WAREHOUSE | FORT ROAD | - | LITTLEHAMPTON | SW | BN17 7QU | 2022-06-22 | 3 | 1 | At any time | FORD WTW | Fort Road | Nitrogen Ammoniacal as N | - | 35 | mg/l | 8.2 | Engineering (Low risk) | Sussex West | Cleaning of the factory floor and washing of returned train bogie parts. | Manufacturing | Consent | WATER LANE LITTLEHAMPTON WPS
17959 | 1 | Low Risk Consent | Dellner Ferrabyrne Limited | - | Fort Road | - | Littlehampton | West Sussex | BN17 7QU | WAREHOUSE | FORT ROAD | - | LITTLEHAMPTON | SW | BN17 7QU | 2022-06-22 | 3 | 1 | At any time | FORD WTW | Fort Road | Oil and Grease | - | 200 | mg/l | 8.2 | Engineering (Low risk) | Sussex West | Cleaning of the factory floor and washing of returned train bogie parts. | Manufacturing | Consent | WATER LANE LITTLEHAMPTON WPS
17959 | 1 | Low Risk Consent | Dellner Ferrabyrne Limited | - | Fort Road | - | Littlehampton | West Sussex | BN17 7QU | WAREHOUSE | FORT ROAD | - | LITTLEHAMPTON | SW | BN17 7QU | 2022-06-22 | 3 | 1 | At any time | FORD WTW | Fort Road | pH | 6 | 10 | pH Units | 8.2 | Engineering (Low risk) | Sussex West | Cleaning of the factory floor and washing of returned train bogie parts. | Manufacturing | Consent | WATER LANE LITTLEHAMPTON WPS
17959 | 1 | Low Risk Consent | Dellner Ferrabyrne Limited | - | Fort Road | - | Littlehampton | West Sussex | BN17 7QU | WAREHOUSE | FORT ROAD | - | LITTLEHAMPTON | SW | BN17 7QU | 2022-06-22 | 3 | 1 | At any time | FORD WTW | Fort Road | Solids Suspended 105 Degrees C | - | 400 | mg/l | 8.2 | Engineering (Low risk) | Sussex West | Cleaning of the factory floor and washing of returned train bogie parts. | Manufacturing | Consent | WATER LANE LITTLEHAMPTON WPS
17959 | 1 | Low Risk Consent | Dellner Ferrabyrne Limited | - | Fort Road | - | Littlehampton | West Sussex | BN17 7QU | WAREHOUSE | FORT ROAD | - | LITTLEHAMPTON | SW | BN17 7QU | 2022-06-22 | 3 | 1 | At any time | FORD WTW | Fort Road | Sulphate as S04 | - | 500 | mg/l | 8.2 | Engineering (Low risk) | Sussex West | Cleaning of the factory floor and washing of returned train bogie parts. | Manufacturing | Consent | WATER LANE LITTLEHAMPTON WPS
17959 | 1 | Low Risk Consent | Dellner Ferrabyrne Limited | - | Fort Road | - | Littlehampton | West Sussex | BN17 7QU | WAREHOUSE | FORT ROAD | - | LITTLEHAMPTON | SW | BN17 7QU | 2022-06-22 | 3 | 1 | At any time | FORD WTW | Fort Road | Total Organic and Ammoniacal N | - | 35 | mg/l | 8.2 | Engineering (Low risk) | Sussex West | Cleaning of the factory floor and washing of returned train bogie parts. | Manufacturing | Consent | WATER LANE LITTLEHAMPTON WPS
17960 | 1 | Low Risk Consent | Ancala Water Services (Estates) Limited | Unit 1B, Redbrook Business Park | Wilthorpe Road |  | BARNSLEY |  | S75 1JN | MARCHWOOD | SOUTHAMPTON | CRACKNORE HARD |  | HA | SO40 4UT | 2022-06-17 | 0.5 | 0.3 | At all times | SLOWHILL COPSE MARCHWOOD WTW | Cracknore Hard Lane | Chemical Oxygen Demand Shaken as 0 | - | 800 | mg/l | 31.2 | Vehicle and plant washing (Low Impact) | Hampshire West | Vehicle washing | MOD Site | Consent | MAGAZINE LANE MARCHWOOD WPS
17960 | 1 | Low Risk Consent | Ancala Water Services (Estates) Limited | Unit 1B, Redbrook Business Park | Wilthorpe Road |  | BARNSLEY |  | S75 1JN | MARCHWOOD | SOUTHAMPTON | CRACKNORE HARD |  | HA | SO40 4UT | 2022-06-17 | 0.5 | 0.3 | At all times | SLOWHILL COPSE MARCHWOOD WTW | Cracknore Hard Lane | Nitrogen Ammoniacal as N | - | 10 | mg/l | 31.2 | Vehicle and plant washing (Low Impact) | Hampshire West | Vehicle washing | MOD Site | Consent | MAGAZINE LANE MARCHWOOD WPS
17960 | 1 | Low Risk Consent | Ancala Water Services (Estates) Limited | Unit 1B, Redbrook Business Park | Wilthorpe Road |  | BARNSLEY |  | S75 1JN | MARCHWOOD | SOUTHAMPTON | CRACKNORE HARD |  | HA | SO40 4UT | 2022-06-17 | 0.5 | 0.3 | At all times | SLOWHILL COPSE MARCHWOOD WTW | Cracknore Hard Lane | pH Limit | 6 | 10 |  | 31.2 | Vehicle and plant washing (Low Impact) | Hampshire West | Vehicle washing | MOD Site | Consent | MAGAZINE LANE MARCHWOOD WPS
17960 | 1 | Low Risk Consent | Ancala Water Services (Estates) Limited | Unit 1B, Redbrook Business Park | Wilthorpe Road |  | BARNSLEY |  | S75 1JN | MARCHWOOD | SOUTHAMPTON | CRACKNORE HARD |  | HA | SO40 4UT | 2022-06-17 | 0.5 | 0.3 | At all times | SLOWHILL COPSE MARCHWOOD WTW | Cracknore Hard Lane | Phosphorus Total | - | 15 | ug/l | 31.2 | Vehicle and plant washing (Low Impact) | Hampshire West | Vehicle washing | MOD Site | Consent | MAGAZINE LANE MARCHWOOD WPS
17960 | 1 | Low Risk Consent | Ancala Water Services (Estates) Limited | Unit 1B, Redbrook Business Park | Wilthorpe Road |  | BARNSLEY |  | S75 1JN | MARCHWOOD | SOUTHAMPTON | CRACKNORE HARD |  | HA | SO40 4UT | 2022-06-17 | 0.5 | 0.3 | At all times | SLOWHILL COPSE MARCHWOOD WTW | Cracknore Hard Lane | Solids Suspended 105 Degrees C | - | 400 | mg/l | 31.2 | Vehicle and plant washing (Low Impact) | Hampshire West | Vehicle washing | MOD Site | Consent | MAGAZINE LANE MARCHWOOD WPS
17961 | 1 | Low Risk Consent | HSS Hire Service Group Limited | Building 2, Think Park | Mosley Road | - | Manchester | - | M17 1FQ |  | Southampton | Third Avenue |  | HA | SO15 0AP | 2022-06-17 | 2 | 0.1 | At all times | MILLBROOK WTW | Third Avenue | Chemical Oxygen Demand Shaken as 0 | - | 800 | mg/l | 31.2 | Vehicle and plant washing (Low Impact) | Hampshire West | Tools, plant and vehicle washing | Tool and plant hire | Consent | WATERHOUSE WAY SHIRLEY WPS
17961 | 1 | Low Risk Consent | HSS Hire Service Group Limited | Building 2, Think Park | Mosley Road | - | Manchester | - | M17 1FQ |  | Southampton | Third Avenue |  | HA | SO15 0AP | 2022-06-17 | 2 | 0.1 | At all times | MILLBROOK WTW | Third Avenue | Nitrogen Ammoniacal as N | - | 10 | mg/l | 31.2 | Vehicle and plant washing (Low Impact) | Hampshire West | Tools, plant and vehicle washing | Tool and plant hire | Consent | WATERHOUSE WAY SHIRLEY WPS
17961 | 1 | Low Risk Consent | HSS Hire Service Group Limited | Building 2, Think Park | Mosley Road | - | Manchester | - | M17 1FQ |  | Southampton | Third Avenue |  | HA | SO15 0AP | 2022-06-17 | 2 | 0.1 | At all times | MILLBROOK WTW | Third Avenue | Oil and Grease | - | 200 | mg/l | 31.2 | Vehicle and plant washing (Low Impact) | Hampshire West | Tools, plant and vehicle washing | Tool and plant hire | Consent | WATERHOUSE WAY SHIRLEY WPS
17961 | 1 | Low Risk Consent | HSS Hire Service Group Limited | Building 2, Think Park | Mosley Road | - | Manchester | - | M17 1FQ |  | Southampton | Third Avenue |  | HA | SO15 0AP | 2022-06-17 | 2 | 0.1 | At all times | MILLBROOK WTW | Third Avenue | pH Limit | 6 | 10 |  | 31.2 | Vehicle and plant washing (Low Impact) | Hampshire West | Tools, plant and vehicle washing | Tool and plant hire | Consent | WATERHOUSE WAY SHIRLEY WPS
17961 | 1 | Low Risk Consent | HSS Hire Service Group Limited | Building 2, Think Park | Mosley Road | - | Manchester | - | M17 1FQ |  | Southampton | Third Avenue |  | HA | SO15 0AP | 2022-06-17 | 2 | 0.1 | At all times | MILLBROOK WTW | Third Avenue | Phosphorus Total | - | 15 | ug/l | 31.2 | Vehicle and plant washing (Low Impact) | Hampshire West | Tools, plant and vehicle washing | Tool and plant hire | Consent | WATERHOUSE WAY SHIRLEY WPS
17961 | 1 | Low Risk Consent | HSS Hire Service Group Limited | Building 2, Think Park | Mosley Road | - | Manchester | - | M17 1FQ |  | Southampton | Third Avenue |  | HA | SO15 0AP | 2022-06-17 | 2 | 0.1 | At all times | MILLBROOK WTW | Third Avenue | Solids Suspended 105 Degrees C | - | 400 | mg/l | 31.2 | Vehicle and plant washing (Low Impact) | Hampshire West | Tools, plant and vehicle washing | Tool and plant hire | Consent | WATERHOUSE WAY SHIRLEY WPS
17962 | 3 | Tier 2 Consent | Enva England Specialist Waste Limited | Brailwood Road Bilsthorpe | Industrial Estate Bilsthorpe | Newark | Nottinghamshire |  | NG22 8UA | ROD END WASTE TRANSFER STATION | ROD END ESTATE LOWER ROAD |  | NORTHFLEET GRAVESEND | KE | DA11 9SN | 2022-08-10 | 86.4 | 1 | At all times | NORTHFLEET WTW | Lower Road | Chemical Oxygen Demand Shaken as 0 | - | 800 | mg/l | 40.1 | Rainwater and surface water run-off (Medium Impact). Fire fighting foam training | Kent West | Motor trade waste, waste transfer station contaminated surface water runoff. | Waste Transfer Station | Consent | STONEBRIDGE ROAD NORTHFLEET WPS
17962 | 3 | Tier 2 Consent | Enva England Specialist Waste Limited | Brailwood Road Bilsthorpe | Industrial Estate Bilsthorpe | Newark | Nottinghamshire |  | NG22 8UA | ROD END WASTE TRANSFER STATION | ROD END ESTATE LOWER ROAD |  | NORTHFLEET GRAVESEND | KE | DA11 9SN | 2022-08-10 | 86.4 | 1 | At all times | NORTHFLEET WTW | Lower Road | Cyanide Total as Cn | - | 0.5 | ug/l | 40.1 | Rainwater and surface water run-off (Medium Impact). Fire fighting foam training | Kent West | Motor trade waste, waste transfer station contaminated surface water runoff. | Waste Transfer Station | Consent | STONEBRIDGE ROAD NORTHFLEET WPS
17962 | 3 | Tier 2 Consent | Enva England Specialist Waste Limited | Brailwood Road Bilsthorpe | Industrial Estate Bilsthorpe | Newark | Nottinghamshire |  | NG22 8UA | ROD END WASTE TRANSFER STATION | ROD END ESTATE LOWER ROAD |  | NORTHFLEET GRAVESEND | KE | DA11 9SN | 2022-08-10 | 86.4 | 1 | At all times | NORTHFLEET WTW | Lower Road | Nitrogen Ammoniacal as N | - | 10 | mg/l | 40.1 | Rainwater and surface water run-off (Medium Impact). Fire fighting foam training | Kent West | Motor trade waste, waste transfer station contaminated surface water runoff. | Waste Transfer Station | Consent | STONEBRIDGE ROAD NORTHFLEET WPS
17962 | 3 | Tier 2 Consent | Enva England Specialist Waste Limited | Brailwood Road Bilsthorpe | Industrial Estate Bilsthorpe | Newark | Nottinghamshire |  | NG22 8UA | ROD END WASTE TRANSFER STATION | ROD END ESTATE LOWER ROAD |  | NORTHFLEET GRAVESEND | KE | DA11 9SN | 2022-08-10 | 86.4 | 1 | At all times | NORTHFLEET WTW | Lower Road | Oil and Grease | - | 50 | mg/l | 40.1 | Rainwater and surface water run-off (Medium Impact). Fire fighting foam training | Kent West | Motor trade waste, waste transfer station contaminated surface water runoff. | Waste Transfer Station | Consent | STONEBRIDGE ROAD NORTHFLEET WPS
17962 | 3 | Tier 2 Consent | Enva England Specialist Waste Limited | Brailwood Road Bilsthorpe | Industrial Estate Bilsthorpe | Newark | Nottinghamshire |  | NG22 8UA | ROD END WASTE TRANSFER STATION | ROD END ESTATE LOWER ROAD |  | NORTHFLEET GRAVESEND | KE | DA11 9SN | 2022-08-10 | 86.4 | 1 | At all times | NORTHFLEET WTW | Lower Road | pH | 6 | 10 | pH Units | 40.1 | Rainwater and surface water run-off (Medium Impact). Fire fighting foam training | Kent West | Motor trade waste, waste transfer station contaminated surface water runoff. | Waste Transfer Station | Consent | STONEBRIDGE ROAD NORTHFLEET WPS
17962 | 3 | Tier 2 Consent | Enva England Specialist Waste Limited | Brailwood Road Bilsthorpe | Industrial Estate Bilsthorpe | Newark | Nottinghamshire |  | NG22 8UA | ROD END WASTE TRANSFER STATION | ROD END ESTATE LOWER ROAD |  | NORTHFLEET GRAVESEND | KE | DA11 9SN | 2022-08-10 | 86.4 | 1 | At all times | NORTHFLEET WTW | Lower Road | Solids Suspended 105 Degrees C | - | 400 | mg/l | 40.1 | Rainwater and surface water run-off (Medium Impact). Fire fighting foam training | Kent West | Motor trade waste, waste transfer station contaminated surface water runoff. | Waste Transfer Station | Consent | STONEBRIDGE ROAD NORTHFLEET WPS
17962 | 3 | Tier 2 Consent | Enva England Specialist Waste Limited | Brailwood Road Bilsthorpe | Industrial Estate Bilsthorpe | Newark | Nottinghamshire |  | NG22 8UA | ROD END WASTE TRANSFER STATION | ROD END ESTATE LOWER ROAD |  | NORTHFLEET GRAVESEND | KE | DA11 9SN | 2022-08-10 | 86.4 | 1 | At all times | NORTHFLEET WTW | Lower Road | Sulphate as S04 | - | 500 | mg/l | 40.1 | Rainwater and surface water run-off (Medium Impact). Fire fighting foam training | Kent West | Motor trade waste, waste transfer station contaminated surface water runoff. | Waste Transfer Station | Consent | STONEBRIDGE ROAD NORTHFLEET WPS
17964 | 4 | Tier 2 Consent | Rye Waterworks Microbrewery Ltd | Rye Waterworks Microbrewery The Old Dairy | Rye Road | Playden | - | East Sussex | TN31 7UL | THE OLD DAIRY | RYE ROAD | - | PLAYDEN | SE | TN31 7UL | 2022-08-05 | 1 | 1 | At any time | IDEN WTW | Rye Road | Chemical Oxygen Demand Shaken as 0 | - | 7000 | mg/l | 1.3 | Alcoholic beverages (Low Impact) | Sussex East | Cleaning equipment and drink production brewing process | microbrewery | Consent | RYE ROAD PLAYDEN WPS
17964 | 4 | Tier 2 Consent | Rye Waterworks Microbrewery Ltd | Rye Waterworks Microbrewery The Old Dairy | Rye Road | Playden | - | East Sussex | TN31 7UL | THE OLD DAIRY | RYE ROAD | - | PLAYDEN | SE | TN31 7UL | 2022-08-05 | 1 | 1 | At any time | IDEN WTW | Rye Road | pH | 7 | 7.5 | pH Units | 1.3 | Alcoholic beverages (Low Impact) | Sussex East | Cleaning equipment and drink production brewing process | microbrewery | Consent | RYE ROAD PLAYDEN WPS
17964 | 4 | Tier 2 Consent | Rye Waterworks Microbrewery Ltd | Rye Waterworks Microbrewery The Old Dairy | Rye Road | Playden | - | East Sussex | TN31 7UL | THE OLD DAIRY | RYE ROAD | - | PLAYDEN | SE | TN31 7UL | 2022-08-05 | 1 | 1 | At any time | IDEN WTW | Rye Road | Solids Suspended 105 Degrees C | - | 1400 | mg/l | 1.3 | Alcoholic beverages (Low Impact) | Sussex East | Cleaning equipment and drink production brewing process | microbrewery | Consent | RYE ROAD PLAYDEN WPS
17964 | 4 | Tier 2 Consent | Rye Waterworks Microbrewery Ltd | Rye Waterworks Microbrewery The Old Dairy | Rye Road | Playden | - | East Sussex | TN31 7UL | THE OLD DAIRY | RYE ROAD | - | PLAYDEN | SE | TN31 7UL | 2022-08-05 | 1 | 1 | At any time | IDEN WTW | Rye Road | Sulphate as S04 | - | 500 | mg/l | 1.3 | Alcoholic beverages (Low Impact) | Sussex East | Cleaning equipment and drink production brewing process | microbrewery | Consent | RYE ROAD PLAYDEN WPS
17964 | 4 | Tier 2 Consent | Rye Waterworks Microbrewery Ltd | Rye Waterworks Microbrewery The Old Dairy | Rye Road | Playden | - | East Sussex | TN31 7UL | THE OLD DAIRY | RYE ROAD | - | PLAYDEN | SE | TN31 7UL | 2022-08-05 | 1 | 1 | At any time | IDEN WTW | Rye Road | Total Organic and Ammoniacal N | - | 35 | mg/l | 1.3 | Alcoholic beverages (Low Impact) | Sussex East | Cleaning equipment and drink production brewing process | microbrewery | Consent | RYE ROAD PLAYDEN WPS
17969 | 1 | Tier 2 Consent | University of Portsmouth | University House | Winston Churchill Avenue |  | Portsmouth | Hampshire | PO1 2UP |  | Southsea | Cambridge Road |  | HA | PO1 2SE | 2022-08-23 | 28.8 | 1.5 | At all times | BUDDS FARM HAVANT WTW | Landport Terrace | Chemical Oxygen Demand Shaken as 0 | - | 800 | mg/l | 32.1 | Leisure facilities | Hampshire East | Backwash effluent from the swimming pool filters | Universtiy sports facility with swimming pool | Consent | ST ANDREWS ROAD SOUTHSEA WPS
17969 | 1 | Tier 2 Consent | University of Portsmouth | University House | Winston Churchill Avenue |  | Portsmouth | Hampshire | PO1 2UP |  | Southsea | Cambridge Road |  | HA | PO1 2SE | 2022-08-23 | 28.8 | 1.5 | At all times | BUDDS FARM HAVANT WTW | Landport Terrace | Chloride | - | 700 | mg/l | 32.1 | Leisure facilities | Hampshire East | Backwash effluent from the swimming pool filters | Universtiy sports facility with swimming pool | Consent | ST ANDREWS ROAD SOUTHSEA WPS
17969 | 1 | Tier 2 Consent | University of Portsmouth | University House | Winston Churchill Avenue |  | Portsmouth | Hampshire | PO1 2UP |  | Southsea | Cambridge Road |  | HA | PO1 2SE | 2022-08-23 | 28.8 | 1.5 | At all times | BUDDS FARM HAVANT WTW | Landport Terrace | Nitrogen Ammoniacal as N | - | 10 | mg/l | 32.1 | Leisure facilities | Hampshire East | Backwash effluent from the swimming pool filters | Universtiy sports facility with swimming pool | Consent | ST ANDREWS ROAD SOUTHSEA WPS
17969 | 1 | Tier 2 Consent | University of Portsmouth | University House | Winston Churchill Avenue |  | Portsmouth | Hampshire | PO1 2UP |  | Southsea | Cambridge Road |  | HA | PO1 2SE | 2022-08-23 | 28.8 | 1.5 | At all times | BUDDS FARM HAVANT WTW | Landport Terrace | pH Limit | 6 | 10 |  | 32.1 | Leisure facilities | Hampshire East | Backwash effluent from the swimming pool filters | Universtiy sports facility with swimming pool | Consent | ST ANDREWS ROAD SOUTHSEA WPS
17969 | 1 | Tier 2 Consent | University of Portsmouth | University House | Winston Churchill Avenue |  | Portsmouth | Hampshire | PO1 2UP |  | Southsea | Cambridge Road |  | HA | PO1 2SE | 2022-08-23 | 28.8 | 1.5 | At all times | BUDDS FARM HAVANT WTW | Landport Terrace | Solids Suspended 105 Degrees C | - | 400 | mg/l | 32.1 | Leisure facilities | Hampshire East | Backwash effluent from the swimming pool filters | Universtiy sports facility with swimming pool | Consent | ST ANDREWS ROAD SOUTHSEA WPS
17971 | 2 | Low Risk Consent | Good Food Wines Limited | 3 | Manor Road | - | Chatham | Kent | ME4 6AE | Strood | Rochester | Whitewall Road |  | KE | ME2 4EW | 2022-07-22 | 0.75 | 0.6 | At all times | WHITEWALL CREEK WTW | Whitewall Road | Chemical Oxygen Demand Shaken as 0 | - | 7000 | mg/l | 1.3 | Alcoholic beverages (Low Impact) | Kent West | Cleaning of vessels used in the blending of alcoholic beverages, vinegars and condiments | Cleaning vessels | Consent | WHITEWALL ROAD FRINDSBURY WPS
17971 | 2 | Low Risk Consent | Good Food Wines Limited | 3 | Manor Road | - | Chatham | Kent | ME4 6AE | Strood | Rochester | Whitewall Road |  | KE | ME2 4EW | 2022-07-22 | 0.75 | 0.6 | At all times | WHITEWALL CREEK WTW | Whitewall Road | Nitrogen Ammoniacal as N | - | 35 | mg/l | 1.3 | Alcoholic beverages (Low Impact) | Kent West | Cleaning of vessels used in the blending of alcoholic beverages, vinegars and condiments | Cleaning vessels | Consent | WHITEWALL ROAD FRINDSBURY WPS
17971 | 2 | Low Risk Consent | Good Food Wines Limited | 3 | Manor Road | - | Chatham | Kent | ME4 6AE | Strood | Rochester | Whitewall Road |  | KE | ME2 4EW | 2022-07-22 | 0.75 | 0.6 | At all times | WHITEWALL CREEK WTW | Whitewall Road | pH | 6 | 10 | pH Units | 1.3 | Alcoholic beverages (Low Impact) | Kent West | Cleaning of vessels used in the blending of alcoholic beverages, vinegars and condiments | Cleaning vessels | Consent | WHITEWALL ROAD FRINDSBURY WPS
17971 | 2 | Low Risk Consent | Good Food Wines Limited | 3 | Manor Road | - | Chatham | Kent | ME4 6AE | Strood | Rochester | Whitewall Road |  | KE | ME2 4EW | 2022-07-22 | 0.75 | 0.6 | At all times | WHITEWALL CREEK WTW | Whitewall Road | Solids Suspended 105 Degrees C | - | 1400 | mg/l | 1.3 | Alcoholic beverages (Low Impact) | Kent West | Cleaning of vessels used in the blending of alcoholic beverages, vinegars and condiments | Cleaning vessels | Consent | WHITEWALL ROAD FRINDSBURY WPS
17971 | 2 | Low Risk Consent | Good Food Wines Limited | 3 | Manor Road | - | Chatham | Kent | ME4 6AE | Strood | Rochester | Whitewall Road |  | KE | ME2 4EW | 2022-07-22 | 0.75 | 0.6 | At all times | WHITEWALL CREEK WTW | Whitewall Road | Sulphate as S04 | - | 500 | mg/l | 1.3 | Alcoholic beverages (Low Impact) | Kent West | Cleaning of vessels used in the blending of alcoholic beverages, vinegars and condiments | Cleaning vessels | Consent | WHITEWALL ROAD FRINDSBURY WPS
17972 | 4 | Tier 2 Consent | Good Food Wines Limited | 3 | Manor Road | - | Chatham | Kent | ME4 6AE | Strood | Rochester | Whitewall Road |  | KE | ME2 4EW | 2022-07-22 | 40 | 1 | At all times | WHITEWALL CREEK WTW | Whitewall Road, at the point shown in the sewer plan attached under Appendix | Chemical Oxygen Demand Shaken as 0 | - | 7000 | mg/l | 1.3 | Alcoholic beverages (Low Impact) | Kent West | Cleaning of vessels used in the blending of alcoholic beverages, vinegars and condiments and wastewater generated by a reverse osmosis system. | Cleaning vessels | Consent | WHITEWALL ROAD FRINDSBURY WPS
17972 | 4 | Tier 2 Consent | Good Food Wines Limited | 3 | Manor Road | - | Chatham | Kent | ME4 6AE | Strood | Rochester | Whitewall Road |  | KE | ME2 4EW | 2022-07-22 | 40 | 1 | At all times | WHITEWALL CREEK WTW | Whitewall Road, at the point shown in the sewer plan attached under Appendix | Nitrogen Ammoniacal as N | - | 35 | mg/l | 1.3 | Alcoholic beverages (Low Impact) | Kent West | Cleaning of vessels used in the blending of alcoholic beverages, vinegars and condiments and wastewater generated by a reverse osmosis system. | Cleaning vessels | Consent | WHITEWALL ROAD FRINDSBURY WPS
17972 | 4 | Tier 2 Consent | Good Food Wines Limited | 3 | Manor Road | - | Chatham | Kent | ME4 6AE | Strood | Rochester | Whitewall Road |  | KE | ME2 4EW | 2022-07-22 | 40 | 1 | At all times | WHITEWALL CREEK WTW | Whitewall Road, at the point shown in the sewer plan attached under Appendix | pH | 6 | 10 | pH Units | 1.3 | Alcoholic beverages (Low Impact) | Kent West | Cleaning of vessels used in the blending of alcoholic beverages, vinegars and condiments and wastewater generated by a reverse osmosis system. | Cleaning vessels | Consent | WHITEWALL ROAD FRINDSBURY WPS
17972 | 4 | Tier 2 Consent | Good Food Wines Limited | 3 | Manor Road | - | Chatham | Kent | ME4 6AE | Strood | Rochester | Whitewall Road |  | KE | ME2 4EW | 2022-07-22 | 40 | 1 | At all times | WHITEWALL CREEK WTW | Whitewall Road, at the point shown in the sewer plan attached under Appendix | Solids Suspended 105 Degrees C | - | 1400 | mg/l | 1.3 | Alcoholic beverages (Low Impact) | Kent West | Cleaning of vessels used in the blending of alcoholic beverages, vinegars and condiments and wastewater generated by a reverse osmosis system. | Cleaning vessels | Consent | WHITEWALL ROAD FRINDSBURY WPS
17972 | 4 | Tier 2 Consent | Good Food Wines Limited | 3 | Manor Road | - | Chatham | Kent | ME4 6AE | Strood | Rochester | Whitewall Road |  | KE | ME2 4EW | 2022-07-22 | 40 | 1 | At all times | WHITEWALL CREEK WTW | Whitewall Road, at the point shown in the sewer plan attached under Appendix | Sulphate as S04 | - | 500 | mg/l | 1.3 | Alcoholic beverages (Low Impact) | Kent West | Cleaning of vessels used in the blending of alcoholic beverages, vinegars and condiments and wastewater generated by a reverse osmosis system. | Cleaning vessels | Consent | WHITEWALL ROAD FRINDSBURY WPS
17978 | 1 | Low Risk Consent | Divergent Drinks Ltd | Fulford House | Newbold Terrace | - | Leamington Spa | Warwickshire | CV32 4EA | UNIT 18 | WILLOWBROOK ROAD | - | WORTHING | SW | BN14 8NA | 2022-08-01 | 2 | 1 | At any time | EAST WORTHING WTW | Willowbrook rd, worthing | Chemical Oxygen Demand Shaken as 0 | - | 10000 | mg/l | 1.3 | Alcoholic beverages (Low Impact) | Sussex West | Cleaning/sanitising/ washdown operations | Beverage Production | Consent | WILLOWBROOK ROAD WORTHING WPS
17978 | 1 | Low Risk Consent | Divergent Drinks Ltd | Fulford House | Newbold Terrace | - | Leamington Spa | Warwickshire | CV32 4EA | UNIT 18 | WILLOWBROOK ROAD | - | WORTHING | SW | BN14 8NA | 2022-08-01 | 2 | 1 | At any time | EAST WORTHING WTW | Willowbrook rd, worthing | Nitrogen Ammoniacal as N | - | 35 | mg/l | 1.3 | Alcoholic beverages (Low Impact) | Sussex West | Cleaning/sanitising/ washdown operations | Beverage Production | Consent | WILLOWBROOK ROAD WORTHING WPS
17978 | 1 | Low Risk Consent | Divergent Drinks Ltd | Fulford House | Newbold Terrace | - | Leamington Spa | Warwickshire | CV32 4EA | UNIT 18 | WILLOWBROOK ROAD | - | WORTHING | SW | BN14 8NA | 2022-08-01 | 2 | 1 | At any time | EAST WORTHING WTW | Willowbrook rd, worthing | pH | 6 | 10 | pH Units | 1.3 | Alcoholic beverages (Low Impact) | Sussex West | Cleaning/sanitising/ washdown operations | Beverage Production | Consent | WILLOWBROOK ROAD WORTHING WPS
17978 | 1 | Low Risk Consent | Divergent Drinks Ltd | Fulford House | Newbold Terrace | - | Leamington Spa | Warwickshire | CV32 4EA | UNIT 18 | WILLOWBROOK ROAD | - | WORTHING | SW | BN14 8NA | 2022-08-01 | 2 | 1 | At any time | EAST WORTHING WTW | Willowbrook rd, worthing | Solids Suspended 105 Degrees C | - | 900 | mg/l | 1.3 | Alcoholic beverages (Low Impact) | Sussex West | Cleaning/sanitising/ washdown operations | Beverage Production | Consent | WILLOWBROOK ROAD WORTHING WPS
17978 | 1 | Low Risk Consent | Divergent Drinks Ltd | Fulford House | Newbold Terrace | - | Leamington Spa | Warwickshire | CV32 4EA | UNIT 18 | WILLOWBROOK ROAD | - | WORTHING | SW | BN14 8NA | 2022-08-01 | 2 | 1 | At any time | EAST WORTHING WTW | Willowbrook rd, worthing | Sulphate as S04 | - | 500 | mg/l | 1.3 | Alcoholic beverages (Low Impact) | Sussex West | Cleaning/sanitising/ washdown operations | Beverage Production | Consent | WILLOWBROOK ROAD WORTHING WPS
17978 | 1 | Low Risk Consent | Divergent Drinks Ltd | Fulford House | Newbold Terrace | - | Leamington Spa | Warwickshire | CV32 4EA | UNIT 18 | WILLOWBROOK ROAD | - | WORTHING | SW | BN14 8NA | 2022-08-01 | 2 | 1 | At any time | EAST WORTHING WTW | Willowbrook rd, worthing | Total Organic and Ammoniacal N | - | 35 | mg/l | 1.3 | Alcoholic beverages (Low Impact) | Sussex West | Cleaning/sanitising/ washdown operations | Beverage Production | Consent | WILLOWBROOK ROAD WORTHING WPS
17979 | 1 | Low Risk Consent | Arthur Foodstores Limited | Asda House | Great Wilson Street |  | Leeds |  | LS11 5AD | PROP PETROL FILLING STATION | SHEPPEY WAY | - | SITTINGBOURNE | KE | ME9 8PG | 2022-07-26 | 8 | 0.83 | At all times | SITTINGBOURNE WTW | Sheppey Way | Chemical Oxygen Demand Shaken as 0 | - | 800 | mg/l | 31.3 | Vehicle and plant washing (Low Impact) | Kent West | Vehicle washing | Automatic Car & Jet wash facilities | Consent | Low Risk Consent - Unknown
17979 | 1 | Low Risk Consent | Arthur Foodstores Limited | Asda House | Great Wilson Street |  | Leeds |  | LS11 5AD | PROP PETROL FILLING STATION | SHEPPEY WAY | - | SITTINGBOURNE | KE | ME9 8PG | 2022-07-26 | 8 | 0.83 | At all times | SITTINGBOURNE WTW | Sheppey Way | Nitrogen Ammoniacal as N | - | 35 | mg/l | 31.3 | Vehicle and plant washing (Low Impact) | Kent West | Vehicle washing | Automatic Car & Jet wash facilities | Consent | Low Risk Consent - Unknown
17979 | 1 | Low Risk Consent | Arthur Foodstores Limited | Asda House | Great Wilson Street |  | Leeds |  | LS11 5AD | PROP PETROL FILLING STATION | SHEPPEY WAY | - | SITTINGBOURNE | KE | ME9 8PG | 2022-07-26 | 8 | 0.83 | At all times | SITTINGBOURNE WTW | Sheppey Way | Oil and Grease | - | 200 | mg/l | 31.3 | Vehicle and plant washing (Low Impact) | Kent West | Vehicle washing | Automatic Car & Jet wash facilities | Consent | Low Risk Consent - Unknown
17979 | 1 | Low Risk Consent | Arthur Foodstores Limited | Asda House | Great Wilson Street |  | Leeds |  | LS11 5AD | PROP PETROL FILLING STATION | SHEPPEY WAY | - | SITTINGBOURNE | KE | ME9 8PG | 2022-07-26 | 8 | 0.83 | At all times | SITTINGBOURNE WTW | Sheppey Way | pH | 6 | 10 | pH Units | 31.3 | Vehicle and plant washing (Low Impact) | Kent West | Vehicle washing | Automatic Car & Jet wash facilities | Consent | Low Risk Consent - Unknown
17979 | 1 | Low Risk Consent | Arthur Foodstores Limited | Asda House | Great Wilson Street |  | Leeds |  | LS11 5AD | PROP PETROL FILLING STATION | SHEPPEY WAY | - | SITTINGBOURNE | KE | ME9 8PG | 2022-07-26 | 8 | 0.83 | At all times | SITTINGBOURNE WTW | Sheppey Way | Solids Suspended 105 Degrees C | - | 400 | mg/l | 31.3 | Vehicle and plant washing (Low Impact) | Kent West | Vehicle washing | Automatic Car & Jet wash facilities | Consent | Low Risk Consent - Unknown
17980 | 2 | Low Risk Consent | Arthur Foodstores Limited | Asda House | Great Wilson Street |  | Leeds |  | LS11 5AD | Minster | Ramsgate | Tothill Street |  | KE | CT12 4AU | 2022-07-19 | 5 | 0.25 | At all times | MINSTER IOT WTW | Tothill Street | Chemical Oxygen Demand Shaken as 0 | - | 800 | mg/l | 31.2 | Vehicle and plant washing (Low Impact) | Kent East | Automatic Car & Jet Wash Facilities | Petrol station + vehicle wash | Consent | DIRECT TO WTW
17980 | 2 | Low Risk Consent | Arthur Foodstores Limited | Asda House | Great Wilson Street |  | Leeds |  | LS11 5AD | Minster | Ramsgate | Tothill Street |  | KE | CT12 4AU | 2022-07-19 | 5 | 0.25 | At all times | MINSTER IOT WTW | Tothill Street | Nitrogen Ammoniacal as N | - | 35 | mg/l | 31.2 | Vehicle and plant washing (Low Impact) | Kent East | Automatic Car & Jet Wash Facilities | Petrol station + vehicle wash | Consent | DIRECT TO WTW
17980 | 2 | Low Risk Consent | Arthur Foodstores Limited | Asda House | Great Wilson Street |  | Leeds |  | LS11 5AD | Minster | Ramsgate | Tothill Street |  | KE | CT12 4AU | 2022-07-19 | 5 | 0.25 | At all times | MINSTER IOT WTW | Tothill Street | Oil and Grease | - | 200 | mg/l | 31.2 | Vehicle and plant washing (Low Impact) | Kent East | Automatic Car & Jet Wash Facilities | Petrol station + vehicle wash | Consent | DIRECT TO WTW
17980 | 2 | Low Risk Consent | Arthur Foodstores Limited | Asda House | Great Wilson Street |  | Leeds |  | LS11 5AD | Minster | Ramsgate | Tothill Street |  | KE | CT12 4AU | 2022-07-19 | 5 | 0.25 | At all times | MINSTER IOT WTW | Tothill Street | pH Limit | 6 | 10 |  | 31.2 | Vehicle and plant washing (Low Impact) | Kent East | Automatic Car & Jet Wash Facilities | Petrol station + vehicle wash | Consent | DIRECT TO WTW
17980 | 2 | Low Risk Consent | Arthur Foodstores Limited | Asda House | Great Wilson Street |  | Leeds |  | LS11 5AD | Minster | Ramsgate | Tothill Street |  | KE | CT12 4AU | 2022-07-19 | 5 | 0.25 | At all times | MINSTER IOT WTW | Tothill Street | Phosphorus Total | - | 15 | ug/l | 31.2 | Vehicle and plant washing (Low Impact) | Kent East | Automatic Car & Jet Wash Facilities | Petrol station + vehicle wash | Consent | DIRECT TO WTW
17980 | 2 | Low Risk Consent | Arthur Foodstores Limited | Asda House | Great Wilson Street |  | Leeds |  | LS11 5AD | Minster | Ramsgate | Tothill Street |  | KE | CT12 4AU | 2022-07-19 | 5 | 0.25 | At all times | MINSTER IOT WTW | Tothill Street | Solids Suspended 105 Degrees C | - | 400 | mg/l | 31.2 | Vehicle and plant washing (Low Impact) | Kent East | Automatic Car & Jet Wash Facilities | Petrol station + vehicle wash | Consent | DIRECT TO WTW
17981 | 1 | Low Risk Consent | Arthur Foodstores Limited | Asda House | Great Wilson Street |  | Leeds |  | LS11 5AD |  | Rochester | Anthonys Way |  | MW | ME2 4DW | 2022-07-19 | 5 | 0.25 | At all times | WHITEWALL CREEK WTW | Anthonys Way | Chemical Oxygen Demand Shaken as 0 | - | 800 | mg/l | 31.3 | Vehicle and plant washing (Low Impact) | Kent West | Vehicle washing | Automatic Car & Jet Wash facilities | Consent | FRINDSBURY NO 1 WPS
17981 | 1 | Low Risk Consent | Arthur Foodstores Limited | Asda House | Great Wilson Street |  | Leeds |  | LS11 5AD |  | Rochester | Anthonys Way |  | MW | ME2 4DW | 2022-07-19 | 5 | 0.25 | At all times | WHITEWALL CREEK WTW | Anthonys Way | Nitrogen Ammoniacal as N | - | 35 | mg/l | 31.3 | Vehicle and plant washing (Low Impact) | Kent West | Vehicle washing | Automatic Car & Jet Wash facilities | Consent | FRINDSBURY NO 1 WPS
17981 | 1 | Low Risk Consent | Arthur Foodstores Limited | Asda House | Great Wilson Street |  | Leeds |  | LS11 5AD |  | Rochester | Anthonys Way |  | MW | ME2 4DW | 2022-07-19 | 5 | 0.25 | At all times | WHITEWALL CREEK WTW | Anthonys Way | Oil and Grease | - | 200 | mg/l | 31.3 | Vehicle and plant washing (Low Impact) | Kent West | Vehicle washing | Automatic Car & Jet Wash facilities | Consent | FRINDSBURY NO 1 WPS
17981 | 1 | Low Risk Consent | Arthur Foodstores Limited | Asda House | Great Wilson Street |  | Leeds |  | LS11 5AD |  | Rochester | Anthonys Way |  | MW | ME2 4DW | 2022-07-19 | 5 | 0.25 | At all times | WHITEWALL CREEK WTW | Anthonys Way | pH | 6 | 10 | pH Units | 31.3 | Vehicle and plant washing (Low Impact) | Kent West | Vehicle washing | Automatic Car & Jet Wash facilities | Consent | FRINDSBURY NO 1 WPS
17981 | 1 | Low Risk Consent | Arthur Foodstores Limited | Asda House | Great Wilson Street |  | Leeds |  | LS11 5AD |  | Rochester | Anthonys Way |  | MW | ME2 4DW | 2022-07-19 | 5 | 0.25 | At all times | WHITEWALL CREEK WTW | Anthonys Way | Phosphorus Total | - | 15 | ug/l | 31.3 | Vehicle and plant washing (Low Impact) | Kent West | Vehicle washing | Automatic Car & Jet Wash facilities | Consent | FRINDSBURY NO 1 WPS
17981 | 1 | Low Risk Consent | Arthur Foodstores Limited | Asda House | Great Wilson Street |  | Leeds |  | LS11 5AD |  | Rochester | Anthonys Way |  | MW | ME2 4DW | 2022-07-19 | 5 | 0.25 | At all times | WHITEWALL CREEK WTW | Anthonys Way | Solids Suspended 105 Degrees C | - | 400 | mg/l | 31.3 | Vehicle and plant washing (Low Impact) | Kent West | Vehicle washing | Automatic Car & Jet Wash facilities | Consent | FRINDSBURY NO 1 WPS
17981 | 1 | Low Risk Consent | Arthur Foodstores Limited | Asda House | Great Wilson Street |  | Leeds |  | LS11 5AD |  | Rochester | Anthonys Way |  | MW | ME2 4DW | 2022-07-19 | 5 | 0.25 | At all times | WHITEWALL CREEK WTW | Anthonys Way | Sulphate as S04 | - | 500 | mg/l | 31.3 | Vehicle and plant washing (Low Impact) | Kent West | Vehicle washing | Automatic Car & Jet Wash facilities | Consent | FRINDSBURY NO 1 WPS
17982 | 1 | Low Risk Consent | Arthur Foodstores Limited | Asda House | Great Wilson Street |  | Leeds |  | LS11 5AD |  | Gillingham | Cornwallis Roundabout, Beechings Way |  | KE | ME8 6PS | 2022-07-19 | 5 | 0.25 | At all times | MOTNEY HILL WTW | Godden Way | Chemical Oxygen Demand Shaken as 0 | - | 800 | mg/l | 31.3 | Vehicle and plant washing (Low Impact) | Kent West | Vehicle washing | Vehicle Jet Wash facility | Consent | LOWER TWYDALL WPS
17982 | 1 | Low Risk Consent | Arthur Foodstores Limited | Asda House | Great Wilson Street |  | Leeds |  | LS11 5AD |  | Gillingham | Cornwallis Roundabout, Beechings Way |  | KE | ME8 6PS | 2022-07-19 | 5 | 0.25 | At all times | MOTNEY HILL WTW | Godden Way | Nitrogen Ammoniacal as N | - | 35 | mg/l | 31.3 | Vehicle and plant washing (Low Impact) | Kent West | Vehicle washing | Vehicle Jet Wash facility | Consent | LOWER TWYDALL WPS
17982 | 1 | Low Risk Consent | Arthur Foodstores Limited | Asda House | Great Wilson Street |  | Leeds |  | LS11 5AD |  | Gillingham | Cornwallis Roundabout, Beechings Way |  | KE | ME8 6PS | 2022-07-19 | 5 | 0.25 | At all times | MOTNEY HILL WTW | Godden Way | Oil and Grease | - | 200 | mg/l | 31.3 | Vehicle and plant washing (Low Impact) | Kent West | Vehicle washing | Vehicle Jet Wash facility | Consent | LOWER TWYDALL WPS
17982 | 1 | Low Risk Consent | Arthur Foodstores Limited | Asda House | Great Wilson Street |  | Leeds |  | LS11 5AD |  | Gillingham | Cornwallis Roundabout, Beechings Way |  | KE | ME8 6PS | 2022-07-19 | 5 | 0.25 | At all times | MOTNEY HILL WTW | Godden Way | pH | 6 | 10 | pH Units | 31.3 | Vehicle and plant washing (Low Impact) | Kent West | Vehicle washing | Vehicle Jet Wash facility | Consent | LOWER TWYDALL WPS
17982 | 1 | Low Risk Consent | Arthur Foodstores Limited | Asda House | Great Wilson Street |  | Leeds |  | LS11 5AD |  | Gillingham | Cornwallis Roundabout, Beechings Way |  | KE | ME8 6PS | 2022-07-19 | 5 | 0.25 | At all times | MOTNEY HILL WTW | Godden Way | Phosphorus Total | - | 15 | ug/l | 31.3 | Vehicle and plant washing (Low Impact) | Kent West | Vehicle washing | Vehicle Jet Wash facility | Consent | LOWER TWYDALL WPS
17982 | 1 | Low Risk Consent | Arthur Foodstores Limited | Asda House | Great Wilson Street |  | Leeds |  | LS11 5AD |  | Gillingham | Cornwallis Roundabout, Beechings Way |  | KE | ME8 6PS | 2022-07-19 | 5 | 0.25 | At all times | MOTNEY HILL WTW | Godden Way | Solids Suspended 105 Degrees C | - | 400 | mg/l | 31.3 | Vehicle and plant washing (Low Impact) | Kent West | Vehicle washing | Vehicle Jet Wash facility | Consent | LOWER TWYDALL WPS
17982 | 1 | Low Risk Consent | Arthur Foodstores Limited | Asda House | Great Wilson Street |  | Leeds |  | LS11 5AD |  | Gillingham | Cornwallis Roundabout, Beechings Way |  | KE | ME8 6PS | 2022-07-19 | 5 | 0.25 | At all times | MOTNEY HILL WTW | Godden Way | Sulphate as S04 | - | 500 | mg/l | 31.3 | Vehicle and plant washing (Low Impact) | Kent West | Vehicle washing | Vehicle Jet Wash facility | Consent | LOWER TWYDALL WPS
17983 | 4 | Tier 2 Consent | Arthur Foodstores Limited | Asda House | Great Wilson Street |  | Leeds |  | LS11 5AD | Arthur Food Stores Petrol Horsham | Worthing Road | West Grinstead | Horsham | SW | RH13 8LW | 2022-10-26 | 5 | 0.25 | At all times | DRAGONS GREEN WTW | Public foul sewer connected into Dragon’s Green WPS via a private sewer system | Chemical Oxygen Demand Shaken as 0 | - | 800 | mg/l | 31.3 | Vehicle and plant washing (Low Impact) | Sussex West | Vehicle jet washing | Waste liquids arising from vehicle washing | Consent | DRAGONS GREEN WPS
17983 | 4 | Tier 2 Consent | Arthur Foodstores Limited | Asda House | Great Wilson Street |  | Leeds |  | LS11 5AD | Arthur Food Stores Petrol Horsham | Worthing Road | West Grinstead | Horsham | SW | RH13 8LW | 2022-10-26 | 5 | 0.25 | At all times | DRAGONS GREEN WTW | Public foul sewer connected into Dragon’s Green WPS via a private sewer system | Nitrogen Ammoniacal as N | - | 35 | mg/l | 31.3 | Vehicle and plant washing (Low Impact) | Sussex West | Vehicle jet washing | Waste liquids arising from vehicle washing | Consent | DRAGONS GREEN WPS
17983 | 4 | Tier 2 Consent | Arthur Foodstores Limited | Asda House | Great Wilson Street |  | Leeds |  | LS11 5AD | Arthur Food Stores Petrol Horsham | Worthing Road | West Grinstead | Horsham | SW | RH13 8LW | 2022-10-26 | 5 | 0.25 | At all times | DRAGONS GREEN WTW | Public foul sewer connected into Dragon’s Green WPS via a private sewer system | Oil and Grease | - | 200 | mg/l | 31.3 | Vehicle and plant washing (Low Impact) | Sussex West | Vehicle jet washing | Waste liquids arising from vehicle washing | Consent | DRAGONS GREEN WPS
17983 | 4 | Tier 2 Consent | Arthur Foodstores Limited | Asda House | Great Wilson Street |  | Leeds |  | LS11 5AD | Arthur Food Stores Petrol Horsham | Worthing Road | West Grinstead | Horsham | SW | RH13 8LW | 2022-10-26 | 5 | 0.25 | At all times | DRAGONS GREEN WTW | Public foul sewer connected into Dragon’s Green WPS via a private sewer system | pH | 6 | 10 | pH Units | 31.3 | Vehicle and plant washing (Low Impact) | Sussex West | Vehicle jet washing | Waste liquids arising from vehicle washing | Consent | DRAGONS GREEN WPS
17983 | 4 | Tier 2 Consent | Arthur Foodstores Limited | Asda House | Great Wilson Street |  | Leeds |  | LS11 5AD | Arthur Food Stores Petrol Horsham | Worthing Road | West Grinstead | Horsham | SW | RH13 8LW | 2022-10-26 | 5 | 0.25 | At all times | DRAGONS GREEN WTW | Public foul sewer connected into Dragon’s Green WPS via a private sewer system | Solids Suspended 105 Degrees C | - | 400 | mg/l | 31.3 | Vehicle and plant washing (Low Impact) | Sussex West | Vehicle jet washing | Waste liquids arising from vehicle washing | Consent | DRAGONS GREEN WPS
17984 | 1 | Tier 2 Consent | Parkfoot Garage Limited | 263-265 | London Road | - | West Malling | Kent | ME19 5AE | 265 | LONDON ROAD | - | WEST MALLING | KE | ME19 5AE | 2022-08-19 | 15 | 1 | At all times | HAM HILL WTW | London Road (A20) | Chemical Oxygen Demand Shaken as 0 | - | 800 | mg/l | 31.2 | Vehicle and plant washing (Low Impact) | Kent West | Washing of cars and light vans | Petrol Forecourt with valeting facilities | Consent | DIRECT TO WTW
17984 | 1 | Tier 2 Consent | Parkfoot Garage Limited | 263-265 | London Road | - | West Malling | Kent | ME19 5AE | 265 | LONDON ROAD | - | WEST MALLING | KE | ME19 5AE | 2022-08-19 | 15 | 1 | At all times | HAM HILL WTW | London Road (A20) | Nitrogen Ammoniacal as N | - | 35 | mg/l | 31.2 | Vehicle and plant washing (Low Impact) | Kent West | Washing of cars and light vans | Petrol Forecourt with valeting facilities | Consent | DIRECT TO WTW
17984 | 1 | Tier 2 Consent | Parkfoot Garage Limited | 263-265 | London Road | - | West Malling | Kent | ME19 5AE | 265 | LONDON ROAD | - | WEST MALLING | KE | ME19 5AE | 2022-08-19 | 15 | 1 | At all times | HAM HILL WTW | London Road (A20) | Oil and Grease | - | 200 | mg/l | 31.2 | Vehicle and plant washing (Low Impact) | Kent West | Washing of cars and light vans | Petrol Forecourt with valeting facilities | Consent | DIRECT TO WTW
17984 | 1 | Tier 2 Consent | Parkfoot Garage Limited | 263-265 | London Road | - | West Malling | Kent | ME19 5AE | 265 | LONDON ROAD | - | WEST MALLING | KE | ME19 5AE | 2022-08-19 | 15 | 1 | At all times | HAM HILL WTW | London Road (A20) | pH | 6 | 10 | pH Units | 31.2 | Vehicle and plant washing (Low Impact) | Kent West | Washing of cars and light vans | Petrol Forecourt with valeting facilities | Consent | DIRECT TO WTW
17984 | 1 | Tier 2 Consent | Parkfoot Garage Limited | 263-265 | London Road | - | West Malling | Kent | ME19 5AE | 265 | LONDON ROAD | - | WEST MALLING | KE | ME19 5AE | 2022-08-19 | 15 | 1 | At all times | HAM HILL WTW | London Road (A20) | Solids Suspended 105 Degrees C | - | 400 | mg/l | 31.2 | Vehicle and plant washing (Low Impact) | Kent West | Washing of cars and light vans | Petrol Forecourt with valeting facilities | Consent | DIRECT TO WTW
17985 | 1 | Low Risk Consent | LST Partnership LLP | Seymour House | Mayflower Close | Chandler's Ford Industrial Estate | Eastleigh | Hampshire | SO53 4AR | UNIT 4 | MAYFLOWER CLOSE | - | EASTLEIGH | HA | SO53 4AR | 2022-08-02 | 1 | 0.2 | At all times | CHICKENHALL EASTLEIGH WTW | Mayflower close | Chemical Oxygen Demand Shaken as 0 | - | 800 | mg/l | 31.2 | Vehicle and plant washing (Low Impact) | Hampshire West | Vehicle wash | Offices and storage of construction equipment and materials | Consent | TEMPLARS WAY CHANDLERS FORD WPS
17985 | 1 | Low Risk Consent | LST Partnership LLP | Seymour House | Mayflower Close | Chandler's Ford Industrial Estate | Eastleigh | Hampshire | SO53 4AR | UNIT 4 | MAYFLOWER CLOSE | - | EASTLEIGH | HA | SO53 4AR | 2022-08-02 | 1 | 0.2 | At all times | CHICKENHALL EASTLEIGH WTW | Mayflower close | Nitrogen Ammoniacal as N | - | 35 | mg/l | 31.2 | Vehicle and plant washing (Low Impact) | Hampshire West | Vehicle wash | Offices and storage of construction equipment and materials | Consent | TEMPLARS WAY CHANDLERS FORD WPS
17985 | 1 | Low Risk Consent | LST Partnership LLP | Seymour House | Mayflower Close | Chandler's Ford Industrial Estate | Eastleigh | Hampshire | SO53 4AR | UNIT 4 | MAYFLOWER CLOSE | - | EASTLEIGH | HA | SO53 4AR | 2022-08-02 | 1 | 0.2 | At all times | CHICKENHALL EASTLEIGH WTW | Mayflower close | Oil and Grease | - | 200 | mg/l | 31.2 | Vehicle and plant washing (Low Impact) | Hampshire West | Vehicle wash | Offices and storage of construction equipment and materials | Consent | TEMPLARS WAY CHANDLERS FORD WPS
17985 | 1 | Low Risk Consent | LST Partnership LLP | Seymour House | Mayflower Close | Chandler's Ford Industrial Estate | Eastleigh | Hampshire | SO53 4AR | UNIT 4 | MAYFLOWER CLOSE | - | EASTLEIGH | HA | SO53 4AR | 2022-08-02 | 1 | 0.2 | At all times | CHICKENHALL EASTLEIGH WTW | Mayflower close | pH Limit | 6 | 10 |  | 31.2 | Vehicle and plant washing (Low Impact) | Hampshire West | Vehicle wash | Offices and storage of construction equipment and materials | Consent | TEMPLARS WAY CHANDLERS FORD WPS
17985 | 1 | Low Risk Consent | LST Partnership LLP | Seymour House | Mayflower Close | Chandler's Ford Industrial Estate | Eastleigh | Hampshire | SO53 4AR | UNIT 4 | MAYFLOWER CLOSE | - | EASTLEIGH | HA | SO53 4AR | 2022-08-02 | 1 | 0.2 | At all times | CHICKENHALL EASTLEIGH WTW | Mayflower close | Solids Suspended 105 Degrees C | - | 400 | mg/l | 31.2 | Vehicle and plant washing (Low Impact) | Hampshire West | Vehicle wash | Offices and storage of construction equipment and materials | Consent | TEMPLARS WAY CHANDLERS FORD WPS
17986 | 1 | Low Risk Consent | Fibercore Limited | Fibercore House | University Parkway Southampton | Science Park | Southampton | Hampshire | SO16 7QQ | FIBRECORE HOUSE | UNIVERSITY PARKWAY | - | CHILWORTH | HA | SO16 7QQ | 2022-08-22 | 0.75 | 0.01 | At all times | MILLBROOK WTW | University Parkway | Chemical Oxygen Demand Shaken as 0 | - | 800 | mg/l | 8.2 | Engineering (Low risk) | Hampshire West | preparation, cleaning, and etching of glass | manufacture of optical fibre | Consent | MANOR ROAD CHILWORTH WPS
17986 | 1 | Low Risk Consent | Fibercore Limited | Fibercore House | University Parkway Southampton | Science Park | Southampton | Hampshire | SO16 7QQ | FIBRECORE HOUSE | UNIVERSITY PARKWAY | - | CHILWORTH | HA | SO16 7QQ | 2022-08-22 | 0.75 | 0.01 | At all times | MILLBROOK WTW | University Parkway | Nitrogen Ammoniacal as N | - | 35 | mg/l | 8.2 | Engineering (Low risk) | Hampshire West | preparation, cleaning, and etching of glass | manufacture of optical fibre | Consent | MANOR ROAD CHILWORTH WPS
17986 | 1 | Low Risk Consent | Fibercore Limited | Fibercore House | University Parkway Southampton | Science Park | Southampton | Hampshire | SO16 7QQ | FIBRECORE HOUSE | UNIVERSITY PARKWAY | - | CHILWORTH | HA | SO16 7QQ | 2022-08-22 | 0.75 | 0.01 | At all times | MILLBROOK WTW | University Parkway | pH Limit | 6 | 10 |  | 8.2 | Engineering (Low risk) | Hampshire West | preparation, cleaning, and etching of glass | manufacture of optical fibre | Consent | MANOR ROAD CHILWORTH WPS
17986 | 1 | Low Risk Consent | Fibercore Limited | Fibercore House | University Parkway Southampton | Science Park | Southampton | Hampshire | SO16 7QQ | FIBRECORE HOUSE | UNIVERSITY PARKWAY | - | CHILWORTH | HA | SO16 7QQ | 2022-08-22 | 0.75 | 0.01 | At all times | MILLBROOK WTW | University Parkway | Phosphorus Total | - | 15 | ug/l | 8.2 | Engineering (Low risk) | Hampshire West | preparation, cleaning, and etching of glass | manufacture of optical fibre | Consent | MANOR ROAD CHILWORTH WPS
17986 | 1 | Low Risk Consent | Fibercore Limited | Fibercore House | University Parkway Southampton | Science Park | Southampton | Hampshire | SO16 7QQ | FIBRECORE HOUSE | UNIVERSITY PARKWAY | - | CHILWORTH | HA | SO16 7QQ | 2022-08-22 | 0.75 | 0.01 | At all times | MILLBROOK WTW | University Parkway | Solids Suspended 105 Degrees C | - | 400 | mg/l | 8.2 | Engineering (Low risk) | Hampshire West | preparation, cleaning, and etching of glass | manufacture of optical fibre | Consent | MANOR ROAD CHILWORTH WPS
17987 | 1 | Low Risk Consent | Arthur Foodstores Limited | Asda House | Great Wilson Street |  | Leeds |  | LS11 5AD | STAR SERVICE STATION (BOTLEY) | BROADOAK | - | SOUTHAMPTON | HA | SO30 2EU | 2022-08-02 | 5 | 0.25 | At all times | BISHOPS WALTHAM WTW | Grange Road (rear of site ) | Chemical Oxygen Demand Shaken as 0 | - | 800 | mg/l | 31.2 | Vehicle and plant washing (Low Impact) | Hampshire East | vehicle wash | vehicle washing | Consent | MISSENDEN ACRES HEDGE END WPS
17987 | 1 | Low Risk Consent | Arthur Foodstores Limited | Asda House | Great Wilson Street |  | Leeds |  | LS11 5AD | STAR SERVICE STATION (BOTLEY) | BROADOAK | - | SOUTHAMPTON | HA | SO30 2EU | 2022-08-02 | 5 | 0.25 | At all times | BISHOPS WALTHAM WTW | Grange Road (rear of site ) | Nitrogen Ammoniacal as N | - | 35 | mg/l | 31.2 | Vehicle and plant washing (Low Impact) | Hampshire East | vehicle wash | vehicle washing | Consent | MISSENDEN ACRES HEDGE END WPS
17987 | 1 | Low Risk Consent | Arthur Foodstores Limited | Asda House | Great Wilson Street |  | Leeds |  | LS11 5AD | STAR SERVICE STATION (BOTLEY) | BROADOAK | - | SOUTHAMPTON | HA | SO30 2EU | 2022-08-02 | 5 | 0.25 | At all times | BISHOPS WALTHAM WTW | Grange Road (rear of site ) | Oil and Grease | - | 200 | mg/l | 31.2 | Vehicle and plant washing (Low Impact) | Hampshire East | vehicle wash | vehicle washing | Consent | MISSENDEN ACRES HEDGE END WPS
17987 | 1 | Low Risk Consent | Arthur Foodstores Limited | Asda House | Great Wilson Street |  | Leeds |  | LS11 5AD | STAR SERVICE STATION (BOTLEY) | BROADOAK | - | SOUTHAMPTON | HA | SO30 2EU | 2022-08-02 | 5 | 0.25 | At all times | BISHOPS WALTHAM WTW | Grange Road (rear of site ) | pH Limit | 6 | 10 |  | 31.2 | Vehicle and plant washing (Low Impact) | Hampshire East | vehicle wash | vehicle washing | Consent | MISSENDEN ACRES HEDGE END WPS
17987 | 1 | Low Risk Consent | Arthur Foodstores Limited | Asda House | Great Wilson Street |  | Leeds |  | LS11 5AD | STAR SERVICE STATION (BOTLEY) | BROADOAK | - | SOUTHAMPTON | HA | SO30 2EU | 2022-08-02 | 5 | 0.25 | At all times | BISHOPS WALTHAM WTW | Grange Road (rear of site ) | Solids Suspended 105 Degrees C | - | 400 | mg/l | 31.2 | Vehicle and plant washing (Low Impact) | Hampshire East | vehicle wash | vehicle washing | Consent | MISSENDEN ACRES HEDGE END WPS
17989 | 5 | Tier 1 Consent | Nijjar Property Limited | Second Floor Park View | Riverside Way |  | Camberley |  | GU15 3YL | WATSONS DAIRY - HAWKNEST FARM | BISHOPS WOOD ROAD |  | FAREHAM | HA | PO17 5AS | 2022-09-01 | 300 | 3.5 | At all times | BISHOPS WALTHAM WTW | Hospital Road | Aluminium Total | - | 1.25 | ug/l | 9.4 | Food processing - liquid dairy products | Hampshire East | Wastewater from milk production processes, including washing and cleaning of milk processing plant and equipment | Dairy - processing of raw milk into pasturised milk and cream | Consent | SHIRRELL HEATH WPS
17989 | 5 | Tier 1 Consent | Nijjar Property Limited | Second Floor Park View | Riverside Way |  | Camberley |  | GU15 3YL | WATSONS DAIRY - HAWKNEST FARM | BISHOPS WOOD ROAD |  | FAREHAM | HA | PO17 5AS | 2022-09-01 | 300 | 3.5 | At all times | BISHOPS WALTHAM WTW | Hospital Road | Chemical Oxygen Demand Shaken as 0 | - | 1000 | mg/l | 9.4 | Food processing - liquid dairy products | Hampshire East | Wastewater from milk production processes, including washing and cleaning of milk processing plant and equipment | Dairy - processing of raw milk into pasturised milk and cream | Consent | SHIRRELL HEATH WPS
17989 | 5 | Tier 1 Consent | Nijjar Property Limited | Second Floor Park View | Riverside Way |  | Camberley |  | GU15 3YL | WATSONS DAIRY - HAWKNEST FARM | BISHOPS WOOD ROAD |  | FAREHAM | HA | PO17 5AS | 2022-09-01 | 300 | 3.5 | At all times | BISHOPS WALTHAM WTW | Hospital Road | Nitrogen Ammoniacal as N | - | 30 | mg/l | 9.4 | Food processing - liquid dairy products | Hampshire East | Wastewater from milk production processes, including washing and cleaning of milk processing plant and equipment | Dairy - processing of raw milk into pasturised milk and cream | Consent | SHIRRELL HEATH WPS
17989 | 5 | Tier 1 Consent | Nijjar Property Limited | Second Floor Park View | Riverside Way |  | Camberley |  | GU15 3YL | WATSONS DAIRY - HAWKNEST FARM | BISHOPS WOOD ROAD |  | FAREHAM | HA | PO17 5AS | 2022-09-01 | 300 | 3.5 | At all times | BISHOPS WALTHAM WTW | Hospital Road | Oil and Grease | - | 200 | mg/l | 9.4 | Food processing - liquid dairy products | Hampshire East | Wastewater from milk production processes, including washing and cleaning of milk processing plant and equipment | Dairy - processing of raw milk into pasturised milk and cream | Consent | SHIRRELL HEATH WPS
17989 | 5 | Tier 1 Consent | Nijjar Property Limited | Second Floor Park View | Riverside Way |  | Camberley |  | GU15 3YL | WATSONS DAIRY - HAWKNEST FARM | BISHOPS WOOD ROAD |  | FAREHAM | HA | PO17 5AS | 2022-09-01 | 300 | 3.5 | At all times | BISHOPS WALTHAM WTW | Hospital Road | pH Limit | 6 | 10 |  | 9.4 | Food processing - liquid dairy products | Hampshire East | Wastewater from milk production processes, including washing and cleaning of milk processing plant and equipment | Dairy - processing of raw milk into pasturised milk and cream | Consent | SHIRRELL HEATH WPS
17989 | 5 | Tier 1 Consent | Nijjar Property Limited | Second Floor Park View | Riverside Way |  | Camberley |  | GU15 3YL | WATSONS DAIRY - HAWKNEST FARM | BISHOPS WOOD ROAD |  | FAREHAM | HA | PO17 5AS | 2022-09-01 | 300 | 3.5 | At all times | BISHOPS WALTHAM WTW | Hospital Road | Phosphorus Total | - | 6 | ug/l | 9.4 | Food processing - liquid dairy products | Hampshire East | Wastewater from milk production processes, including washing and cleaning of milk processing plant and equipment | Dairy - processing of raw milk into pasturised milk and cream | Consent | SHIRRELL HEATH WPS
17989 | 5 | Tier 1 Consent | Nijjar Property Limited | Second Floor Park View | Riverside Way |  | Camberley |  | GU15 3YL | WATSONS DAIRY - HAWKNEST FARM | BISHOPS WOOD ROAD |  | FAREHAM | HA | PO17 5AS | 2022-09-01 | 300 | 3.5 | At all times | BISHOPS WALTHAM WTW | Hospital Road | Solids Suspended 105 Degrees C | - | 500 | mg/l | 9.4 | Food processing - liquid dairy products | Hampshire East | Wastewater from milk production processes, including washing and cleaning of milk processing plant and equipment | Dairy - processing of raw milk into pasturised milk and cream | Consent | SHIRRELL HEATH WPS
17989 | 5 | Tier 1 Consent | Nijjar Property Limited | Second Floor Park View | Riverside Way |  | Camberley |  | GU15 3YL | WATSONS DAIRY - HAWKNEST FARM | BISHOPS WOOD ROAD |  | FAREHAM | HA | PO17 5AS | 2022-09-01 | 300 | 3.5 | At all times | BISHOPS WALTHAM WTW | Hospital Road | Sulphate as S04 | - | 500 | mg/l | 9.4 | Food processing - liquid dairy products | Hampshire East | Wastewater from milk production processes, including washing and cleaning of milk processing plant and equipment | Dairy - processing of raw milk into pasturised milk and cream | Consent | SHIRRELL HEATH WPS
17994 | 1 | Low Risk Consent | CAN Structures Limited | Spring Lodge | 172 Chester Road | Helsby | - | Cheshire | WA6 0AR | UNIT A | SPRINGHEAD ENTERPRISE PK | - | GRAVESEND | KE | DA11 8HB | 2022-08-01 | 0.5 | 0.08 | At all times. | NORTHFLEET WTW | Springhead Road | Chemical Oxygen Demand Shaken as 0 | - | 800 | mg/l | 31.3 | Vehicle and plant washing (Low Impact) | Kent West | Vehicle and PPE washing | Work at height structural services. Office space used for planning. Warehouse space used for storage. | Consent | DIRECT TO WTW
17994 | 1 | Low Risk Consent | CAN Structures Limited | Spring Lodge | 172 Chester Road | Helsby | - | Cheshire | WA6 0AR | UNIT A | SPRINGHEAD ENTERPRISE PK | - | GRAVESEND | KE | DA11 8HB | 2022-08-01 | 0.5 | 0.08 | At all times. | NORTHFLEET WTW | Springhead Road | Nitrogen Ammoniacal as N | - | 35 | mg/l | 31.3 | Vehicle and plant washing (Low Impact) | Kent West | Vehicle and PPE washing | Work at height structural services. Office space used for planning. Warehouse space used for storage. | Consent | DIRECT TO WTW
17994 | 1 | Low Risk Consent | CAN Structures Limited | Spring Lodge | 172 Chester Road | Helsby | - | Cheshire | WA6 0AR | UNIT A | SPRINGHEAD ENTERPRISE PK | - | GRAVESEND | KE | DA11 8HB | 2022-08-01 | 0.5 | 0.08 | At all times. | NORTHFLEET WTW | Springhead Road | Oil and Grease | - | 200 | mg/l | 31.3 | Vehicle and plant washing (Low Impact) | Kent West | Vehicle and PPE washing | Work at height structural services. Office space used for planning. Warehouse space used for storage. | Consent | DIRECT TO WTW
17994 | 1 | Low Risk Consent | CAN Structures Limited | Spring Lodge | 172 Chester Road | Helsby | - | Cheshire | WA6 0AR | UNIT A | SPRINGHEAD ENTERPRISE PK | - | GRAVESEND | KE | DA11 8HB | 2022-08-01 | 0.5 | 0.08 | At all times. | NORTHFLEET WTW | Springhead Road | pH | 6 | 10 | pH Units | 31.3 | Vehicle and plant washing (Low Impact) | Kent West | Vehicle and PPE washing | Work at height structural services. Office space used for planning. Warehouse space used for storage. | Consent | DIRECT TO WTW
17994 | 1 | Low Risk Consent | CAN Structures Limited | Spring Lodge | 172 Chester Road | Helsby | - | Cheshire | WA6 0AR | UNIT A | SPRINGHEAD ENTERPRISE PK | - | GRAVESEND | KE | DA11 8HB | 2022-08-01 | 0.5 | 0.08 | At all times. | NORTHFLEET WTW | Springhead Road | Solids Suspended 105 Degrees C | - | 400 | mg/l | 31.3 | Vehicle and plant washing (Low Impact) | Kent West | Vehicle and PPE washing | Work at height structural services. Office space used for planning. Warehouse space used for storage. | Consent | DIRECT TO WTW
17998 | 2 | Low Risk Consent | 1st Advance Tanks Ltd | Office K Dutch Barn | Ford End |  | Chelmsford |  | CM3 1LN | BOUGHTON SERVICE STATION | HEATH ROAD | - | BOUGHTON MONCHELSEA | KE | ME17 4JD | 2022-08-19 | 5 | 1.5 | At all times | COXHEATH WTW | Brising Lane | Chemical Oxygen Demand Shaken as 0 | - | 800 | mg/l | 31.3 | Vehicle and plant washing (Low Impact) | Kent West | Hand car washing | Car wash and retail activites | Consent | LOOSE LOWER WPS
17998 | 2 | Low Risk Consent | 1st Advance Tanks Ltd | Office K Dutch Barn | Ford End |  | Chelmsford |  | CM3 1LN | BOUGHTON SERVICE STATION | HEATH ROAD | - | BOUGHTON MONCHELSEA | KE | ME17 4JD | 2022-08-19 | 5 | 1.5 | At all times | COXHEATH WTW | Brising Lane | Nitrogen Ammoniacal as N | - | 35 | mg/l | 31.3 | Vehicle and plant washing (Low Impact) | Kent West | Hand car washing | Car wash and retail activites | Consent | LOOSE LOWER WPS
17998 | 2 | Low Risk Consent | 1st Advance Tanks Ltd | Office K Dutch Barn | Ford End |  | Chelmsford |  | CM3 1LN | BOUGHTON SERVICE STATION | HEATH ROAD | - | BOUGHTON MONCHELSEA | KE | ME17 4JD | 2022-08-19 | 5 | 1.5 | At all times | COXHEATH WTW | Brising Lane | Oil and Grease | - | 200 | mg/l | 31.3 | Vehicle and plant washing (Low Impact) | Kent West | Hand car washing | Car wash and retail activites | Consent | LOOSE LOWER WPS
17998 | 2 | Low Risk Consent | 1st Advance Tanks Ltd | Office K Dutch Barn | Ford End |  | Chelmsford |  | CM3 1LN | BOUGHTON SERVICE STATION | HEATH ROAD | - | BOUGHTON MONCHELSEA | KE | ME17 4JD | 2022-08-19 | 5 | 1.5 | At all times | COXHEATH WTW | Brising Lane | pH | 6 | 10 | pH Units | 31.3 | Vehicle and plant washing (Low Impact) | Kent West | Hand car washing | Car wash and retail activites | Consent | LOOSE LOWER WPS
17998 | 2 | Low Risk Consent | 1st Advance Tanks Ltd | Office K Dutch Barn | Ford End |  | Chelmsford |  | CM3 1LN | BOUGHTON SERVICE STATION | HEATH ROAD | - | BOUGHTON MONCHELSEA | KE | ME17 4JD | 2022-08-19 | 5 | 1.5 | At all times | COXHEATH WTW | Brising Lane | Solids Suspended 105 Degrees C | - | 400 | mg/l | 31.3 | Vehicle and plant washing (Low Impact) | Kent West | Hand car washing | Car wash and retail activites | Consent | LOOSE LOWER WPS
18001 | 2 | Low Risk Consent | Valon HCW Ltd | 72 | Sir John Killick Road | - | Ashford | Kent | TN23 3TF | HAND CAR WASH TESCO STORE | HIGHBURY WORKS SMALLHYTHE ROAD | - | TENTERDEN | KE | TN30 7LN | 2022-10-05 | 5 | 0.5 | At all times | TENTERDEN WTW | Longfield Road | Chemical Oxygen Demand Shaken as 0 | - | 800 | mg/l | 31.3 | Vehicle and plant washing (Low Impact) | Kent East | Hand car wash | Supermarket | Consent | LONGFIELD TENTERDEN WPS
18001 | 2 | Low Risk Consent | Valon HCW Ltd | 72 | Sir John Killick Road | - | Ashford | Kent | TN23 3TF | HAND CAR WASH TESCO STORE | HIGHBURY WORKS SMALLHYTHE ROAD | - | TENTERDEN | KE | TN30 7LN | 2022-10-05 | 5 | 0.5 | At all times | TENTERDEN WTW | Longfield Road | Nitrogen Ammoniacal as N | - | 10 | mg/l | 31.3 | Vehicle and plant washing (Low Impact) | Kent East | Hand car wash | Supermarket | Consent | LONGFIELD TENTERDEN WPS
18001 | 2 | Low Risk Consent | Valon HCW Ltd | 72 | Sir John Killick Road | - | Ashford | Kent | TN23 3TF | HAND CAR WASH TESCO STORE | HIGHBURY WORKS SMALLHYTHE ROAD | - | TENTERDEN | KE | TN30 7LN | 2022-10-05 | 5 | 0.5 | At all times | TENTERDEN WTW | Longfield Road | pH | 6 | 10 | pH Units | 31.3 | Vehicle and plant washing (Low Impact) | Kent East | Hand car wash | Supermarket | Consent | LONGFIELD TENTERDEN WPS
18001 | 2 | Low Risk Consent | Valon HCW Ltd | 72 | Sir John Killick Road | - | Ashford | Kent | TN23 3TF | HAND CAR WASH TESCO STORE | HIGHBURY WORKS SMALLHYTHE ROAD | - | TENTERDEN | KE | TN30 7LN | 2022-10-05 | 5 | 0.5 | At all times | TENTERDEN WTW | Longfield Road | Phosphorus Total | - | 10 | ug/l | 31.3 | Vehicle and plant washing (Low Impact) | Kent East | Hand car wash | Supermarket | Consent | LONGFIELD TENTERDEN WPS
18001 | 2 | Low Risk Consent | Valon HCW Ltd | 72 | Sir John Killick Road | - | Ashford | Kent | TN23 3TF | HAND CAR WASH TESCO STORE | HIGHBURY WORKS SMALLHYTHE ROAD | - | TENTERDEN | KE | TN30 7LN | 2022-10-05 | 5 | 0.5 | At all times | TENTERDEN WTW | Longfield Road | Solids Suspended 105 Degrees C | - | 400 | mg/l | 31.3 | Vehicle and plant washing (Low Impact) | Kent East | Hand car wash | Supermarket | Consent | LONGFIELD TENTERDEN WPS
18005 | 1 | Low Risk Consent | Beaver Tool Hire (Chichester) Limited | Ben Turner Industrial Estate | Oving Road | - | Chichester | West Sussex | PO19 7ET | 280-282 | WEST STREET | - | FAREHAM | HA | PO16 0HT | 2022-08-30 | 0.6 | 0.01 | At all times | PEEL COMMON WTW | Outside 280 west street fareham beaver tool hire carpark | Chemical Oxygen Demand Shaken as 0 | - | 800 | mg/l | 8.2 | Engineering (Low risk) | Hampshire East | Pressure washing of plant and tools | Hire of small plant and tools | Consent | THE AVENUE FAREHAM WPS
18005 | 1 | Low Risk Consent | Beaver Tool Hire (Chichester) Limited | Ben Turner Industrial Estate | Oving Road | - | Chichester | West Sussex | PO19 7ET | 280-282 | WEST STREET | - | FAREHAM | HA | PO16 0HT | 2022-08-30 | 0.6 | 0.01 | At all times | PEEL COMMON WTW | Outside 280 west street fareham beaver tool hire carpark | Nitrogen Ammoniacal as N | - | 15 | mg/l | 8.2 | Engineering (Low risk) | Hampshire East | Pressure washing of plant and tools | Hire of small plant and tools | Consent | THE AVENUE FAREHAM WPS
18005 | 1 | Low Risk Consent | Beaver Tool Hire (Chichester) Limited | Ben Turner Industrial Estate | Oving Road | - | Chichester | West Sussex | PO19 7ET | 280-282 | WEST STREET | - | FAREHAM | HA | PO16 0HT | 2022-08-30 | 0.6 | 0.01 | At all times | PEEL COMMON WTW | Outside 280 west street fareham beaver tool hire carpark | Oil and Grease | - | 200 | mg/l | 8.2 | Engineering (Low risk) | Hampshire East | Pressure washing of plant and tools | Hire of small plant and tools | Consent | THE AVENUE FAREHAM WPS
18005 | 1 | Low Risk Consent | Beaver Tool Hire (Chichester) Limited | Ben Turner Industrial Estate | Oving Road | - | Chichester | West Sussex | PO19 7ET | 280-282 | WEST STREET | - | FAREHAM | HA | PO16 0HT | 2022-08-30 | 0.6 | 0.01 | At all times | PEEL COMMON WTW | Outside 280 west street fareham beaver tool hire carpark | pH Limit | 6 | 10 |  | 8.2 | Engineering (Low risk) | Hampshire East | Pressure washing of plant and tools | Hire of small plant and tools | Consent | THE AVENUE FAREHAM WPS
18005 | 1 | Low Risk Consent | Beaver Tool Hire (Chichester) Limited | Ben Turner Industrial Estate | Oving Road | - | Chichester | West Sussex | PO19 7ET | 280-282 | WEST STREET | - | FAREHAM | HA | PO16 0HT | 2022-08-30 | 0.6 | 0.01 | At all times | PEEL COMMON WTW | Outside 280 west street fareham beaver tool hire carpark | Solids Suspended 105 Degrees C | - | 400 | mg/l | 8.2 | Engineering (Low risk) | Hampshire East | Pressure washing of plant and tools | Hire of small plant and tools | Consent | THE AVENUE FAREHAM WPS
18006 | 1 | Tier 2 Consent | Arthur Foodstores Limited | Asda House | Great Wilson Street |  | Leeds |  | LS11 5AD | SUPERMARKET/GARAGE/CAR WASH | SOUTHAMPTON ROAD | - | LYMINGTON | HA | SO41 9ZU | 2022-09-01 | 5 | 0.25 | At all times | MILFORD ROAD PENNINGTON WTW | Foul outfall pumped to wellworthy road | Chemical Oxygen Demand Shaken as 0 | - | 800 | mg/l | 31.3 | Vehicle and plant washing (Low Impact) | Hampshire West | Automatic Car + Jet Wash | Vehicle Wash | Consent | SOUTHAMPTON ROAD ROMSEY WPS
18006 | 1 | Tier 2 Consent | Arthur Foodstores Limited | Asda House | Great Wilson Street |  | Leeds |  | LS11 5AD | SUPERMARKET/GARAGE/CAR WASH | SOUTHAMPTON ROAD | - | LYMINGTON | HA | SO41 9ZU | 2022-09-01 | 5 | 0.25 | At all times | MILFORD ROAD PENNINGTON WTW | Foul outfall pumped to wellworthy road | Nitrogen Ammoniacal as N | - | 35 | mg/l | 31.3 | Vehicle and plant washing (Low Impact) | Hampshire West | Automatic Car + Jet Wash | Vehicle Wash | Consent | SOUTHAMPTON ROAD ROMSEY WPS
18006 | 1 | Tier 2 Consent | Arthur Foodstores Limited | Asda House | Great Wilson Street |  | Leeds |  | LS11 5AD | SUPERMARKET/GARAGE/CAR WASH | SOUTHAMPTON ROAD | - | LYMINGTON | HA | SO41 9ZU | 2022-09-01 | 5 | 0.25 | At all times | MILFORD ROAD PENNINGTON WTW | Foul outfall pumped to wellworthy road | Oil and Grease | - | 200 | mg/l | 31.3 | Vehicle and plant washing (Low Impact) | Hampshire West | Automatic Car + Jet Wash | Vehicle Wash | Consent | SOUTHAMPTON ROAD ROMSEY WPS
18006 | 1 | Tier 2 Consent | Arthur Foodstores Limited | Asda House | Great Wilson Street |  | Leeds |  | LS11 5AD | SUPERMARKET/GARAGE/CAR WASH | SOUTHAMPTON ROAD | - | LYMINGTON | HA | SO41 9ZU | 2022-09-01 | 5 | 0.25 | At all times | MILFORD ROAD PENNINGTON WTW | Foul outfall pumped to wellworthy road | pH Limit | 6 | 10 |  | 31.3 | Vehicle and plant washing (Low Impact) | Hampshire West | Automatic Car + Jet Wash | Vehicle Wash | Consent | SOUTHAMPTON ROAD ROMSEY WPS
18006 | 1 | Tier 2 Consent | Arthur Foodstores Limited | Asda House | Great Wilson Street |  | Leeds |  | LS11 5AD | SUPERMARKET/GARAGE/CAR WASH | SOUTHAMPTON ROAD | - | LYMINGTON | HA | SO41 9ZU | 2022-09-01 | 5 | 0.25 | At all times | MILFORD ROAD PENNINGTON WTW | Foul outfall pumped to wellworthy road | Phosphorus Total | - | 15 | ug/l | 31.3 | Vehicle and plant washing (Low Impact) | Hampshire West | Automatic Car + Jet Wash | Vehicle Wash | Consent | SOUTHAMPTON ROAD ROMSEY WPS
18006 | 1 | Tier 2 Consent | Arthur Foodstores Limited | Asda House | Great Wilson Street |  | Leeds |  | LS11 5AD | SUPERMARKET/GARAGE/CAR WASH | SOUTHAMPTON ROAD | - | LYMINGTON | HA | SO41 9ZU | 2022-09-01 | 5 | 0.25 | At all times | MILFORD ROAD PENNINGTON WTW | Foul outfall pumped to wellworthy road | Solids Suspended 105 Degrees C | - | 400 | mg/l | 31.3 | Vehicle and plant washing (Low Impact) | Hampshire West | Automatic Car + Jet Wash | Vehicle Wash | Consent | SOUTHAMPTON ROAD ROMSEY WPS
18007 | 1 | Tier 2 Consent | Arthur Foodstores Limited | Asda House | Great Wilson Street |  | Leeds |  | LS11 5AD | MILLBROOK STAR GARAGE | MILLBROOK ROAD WEST | - | SOUTHAMPTON | HA | SO15 0JU | 2022-09-01 | 5 | 0.9 | At all times | MILLBROOK WTW | Millbrook Road West | Chemical Oxygen Demand Shaken as 0 | - | 800 | mg/l | 31.2 | Vehicle and plant washing (Low Impact) | Hampshire West | Automatic car and jet wash | Vehicle wash | Consent | Low Risk Consent - Unknown
18007 | 1 | Tier 2 Consent | Arthur Foodstores Limited | Asda House | Great Wilson Street |  | Leeds |  | LS11 5AD | MILLBROOK STAR GARAGE | MILLBROOK ROAD WEST | - | SOUTHAMPTON | HA | SO15 0JU | 2022-09-01 | 5 | 0.9 | At all times | MILLBROOK WTW | Millbrook Road West | Nitrogen Ammoniacal as N | - | 35 | mg/l | 31.2 | Vehicle and plant washing (Low Impact) | Hampshire West | Automatic car and jet wash | Vehicle wash | Consent | Low Risk Consent - Unknown
18007 | 1 | Tier 2 Consent | Arthur Foodstores Limited | Asda House | Great Wilson Street |  | Leeds |  | LS11 5AD | MILLBROOK STAR GARAGE | MILLBROOK ROAD WEST | - | SOUTHAMPTON | HA | SO15 0JU | 2022-09-01 | 5 | 0.9 | At all times | MILLBROOK WTW | Millbrook Road West | Oil and Grease | - | 200 | mg/l | 31.2 | Vehicle and plant washing (Low Impact) | Hampshire West | Automatic car and jet wash | Vehicle wash | Consent | Low Risk Consent - Unknown
18007 | 1 | Tier 2 Consent | Arthur Foodstores Limited | Asda House | Great Wilson Street |  | Leeds |  | LS11 5AD | MILLBROOK STAR GARAGE | MILLBROOK ROAD WEST | - | SOUTHAMPTON | HA | SO15 0JU | 2022-09-01 | 5 | 0.9 | At all times | MILLBROOK WTW | Millbrook Road West | pH | 6 | 10 | pH Units | 31.2 | Vehicle and plant washing (Low Impact) | Hampshire West | Automatic car and jet wash | Vehicle wash | Consent | Low Risk Consent - Unknown
18007 | 1 | Tier 2 Consent | Arthur Foodstores Limited | Asda House | Great Wilson Street |  | Leeds |  | LS11 5AD | MILLBROOK STAR GARAGE | MILLBROOK ROAD WEST | - | SOUTHAMPTON | HA | SO15 0JU | 2022-09-01 | 5 | 0.9 | At all times | MILLBROOK WTW | Millbrook Road West | Phosphorus Total | - | 15 | ug/l | 31.2 | Vehicle and plant washing (Low Impact) | Hampshire West | Automatic car and jet wash | Vehicle wash | Consent | Low Risk Consent - Unknown
18007 | 1 | Tier 2 Consent | Arthur Foodstores Limited | Asda House | Great Wilson Street |  | Leeds |  | LS11 5AD | MILLBROOK STAR GARAGE | MILLBROOK ROAD WEST | - | SOUTHAMPTON | HA | SO15 0JU | 2022-09-01 | 5 | 0.9 | At all times | MILLBROOK WTW | Millbrook Road West | Solids Suspended 105 Degrees C | - | 400 | mg/l | 31.2 | Vehicle and plant washing (Low Impact) | Hampshire West | Automatic car and jet wash | Vehicle wash | Consent | Low Risk Consent - Unknown
18012 | 1 | Low Risk Consent | Creasey Castings Limited | Unit 6 | Eurolink Way |  | Sittingbourne |  | ME10 3RN | EUROLINK INDUSTRIAL ESTATE UNIT 6 & 6A EUROLINK WAY | CASTLE ROAD | - | SITTINGBOURNE | KE | ME10 3RN | 2022-11-02 | 0.5 | 1 | At all times | SITTINGBOURNE WTW | Eurolink Way | Aluminium Total | - | 20 | ug/l | 8.1 | Engineering (High risk) | Kent West | Washing of castings containing a dye penetrant solution | Dye Penetrant Wash Tank | Consent | DIRECT TO WTW
18012 | 1 | Low Risk Consent | Creasey Castings Limited | Unit 6 | Eurolink Way |  | Sittingbourne |  | ME10 3RN | EUROLINK INDUSTRIAL ESTATE UNIT 6 & 6A EUROLINK WAY | CASTLE ROAD | - | SITTINGBOURNE | KE | ME10 3RN | 2022-11-02 | 0.5 | 1 | At all times | SITTINGBOURNE WTW | Eurolink Way | Chemical Oxygen Demand Shaken as 0 | - | 10000 | mg/l | 8.1 | Engineering (High risk) | Kent West | Washing of castings containing a dye penetrant solution | Dye Penetrant Wash Tank | Consent | DIRECT TO WTW
18012 | 1 | Low Risk Consent | Creasey Castings Limited | Unit 6 | Eurolink Way |  | Sittingbourne |  | ME10 3RN | EUROLINK INDUSTRIAL ESTATE UNIT 6 & 6A EUROLINK WAY | CASTLE ROAD | - | SITTINGBOURNE | KE | ME10 3RN | 2022-11-02 | 0.5 | 1 | At all times | SITTINGBOURNE WTW | Eurolink Way | Nitrogen Ammoniacal as N | - | 35 | mg/l | 8.1 | Engineering (High risk) | Kent West | Washing of castings containing a dye penetrant solution | Dye Penetrant Wash Tank | Consent | DIRECT TO WTW
18012 | 1 | Low Risk Consent | Creasey Castings Limited | Unit 6 | Eurolink Way |  | Sittingbourne |  | ME10 3RN | EUROLINK INDUSTRIAL ESTATE UNIT 6 & 6A EUROLINK WAY | CASTLE ROAD | - | SITTINGBOURNE | KE | ME10 3RN | 2022-11-02 | 0.5 | 1 | At all times | SITTINGBOURNE WTW | Eurolink Way | pH | 6 | 10 | pH Units | 8.1 | Engineering (High risk) | Kent West | Washing of castings containing a dye penetrant solution | Dye Penetrant Wash Tank | Consent | DIRECT TO WTW
18012 | 1 | Low Risk Consent | Creasey Castings Limited | Unit 6 | Eurolink Way |  | Sittingbourne |  | ME10 3RN | EUROLINK INDUSTRIAL ESTATE UNIT 6 & 6A EUROLINK WAY | CASTLE ROAD | - | SITTINGBOURNE | KE | ME10 3RN | 2022-11-02 | 0.5 | 1 | At all times | SITTINGBOURNE WTW | Eurolink Way | Solids Suspended 105 Degrees C | - | 400 | mg/l | 8.1 | Engineering (High risk) | Kent West | Washing of castings containing a dye penetrant solution | Dye Penetrant Wash Tank | Consent | DIRECT TO WTW
18014 | 1 | Low Risk Consent | Saint-Gobain Building Distribution Limited | Saint-Gobain House | - | East Leake | Loughborough | Leicestershire | LE12 6JU | 32-37 | BRIDGE ROAD | - | HAYWARDS HEATH | SW | RH16 1TX | 2022-10-04 | 1 | 0.1 | at all times | SCAYNES HILL WTW | Bridge Road | Chemical Oxygen Demand Shaken as 0 | - | 800 | mg/l | 31.2 | Vehicle and plant washing (Low Impact) | Sussex West | Jet washing of plant and machinery | Jet washing of plant and machinery | Consent | Low Risk Consent - Unknown
18014 | 1 | Low Risk Consent | Saint-Gobain Building Distribution Limited | Saint-Gobain House | - | East Leake | Loughborough | Leicestershire | LE12 6JU | 32-37 | BRIDGE ROAD | - | HAYWARDS HEATH | SW | RH16 1TX | 2022-10-04 | 1 | 0.1 | at all times | SCAYNES HILL WTW | Bridge Road | Nitrogen Ammoniacal as N | - | 35 | mg/l | 31.2 | Vehicle and plant washing (Low Impact) | Sussex West | Jet washing of plant and machinery | Jet washing of plant and machinery | Consent | Low Risk Consent - Unknown
18014 | 1 | Low Risk Consent | Saint-Gobain Building Distribution Limited | Saint-Gobain House | - | East Leake | Loughborough | Leicestershire | LE12 6JU | 32-37 | BRIDGE ROAD | - | HAYWARDS HEATH | SW | RH16 1TX | 2022-10-04 | 1 | 0.1 | at all times | SCAYNES HILL WTW | Bridge Road | Oil and Grease | - | 200 | mg/l | 31.2 | Vehicle and plant washing (Low Impact) | Sussex West | Jet washing of plant and machinery | Jet washing of plant and machinery | Consent | Low Risk Consent - Unknown
18014 | 1 | Low Risk Consent | Saint-Gobain Building Distribution Limited | Saint-Gobain House | - | East Leake | Loughborough | Leicestershire | LE12 6JU | 32-37 | BRIDGE ROAD | - | HAYWARDS HEATH | SW | RH16 1TX | 2022-10-04 | 1 | 0.1 | at all times | SCAYNES HILL WTW | Bridge Road | pH | 6 | 10 | pH Units | 31.2 | Vehicle and plant washing (Low Impact) | Sussex West | Jet washing of plant and machinery | Jet washing of plant and machinery | Consent | Low Risk Consent - Unknown
18014 | 1 | Low Risk Consent | Saint-Gobain Building Distribution Limited | Saint-Gobain House | - | East Leake | Loughborough | Leicestershire | LE12 6JU | 32-37 | BRIDGE ROAD | - | HAYWARDS HEATH | SW | RH16 1TX | 2022-10-04 | 1 | 0.1 | at all times | SCAYNES HILL WTW | Bridge Road | Solids Suspended 105 Degrees C | - | 400 | mg/l | 31.2 | Vehicle and plant washing (Low Impact) | Sussex West | Jet washing of plant and machinery | Jet washing of plant and machinery | Consent | Low Risk Consent - Unknown
18014 | 1 | Low Risk Consent | Saint-Gobain Building Distribution Limited | Saint-Gobain House | - | East Leake | Loughborough | Leicestershire | LE12 6JU | 32-37 | BRIDGE ROAD | - | HAYWARDS HEATH | SW | RH16 1TX | 2022-10-04 | 1 | 0.1 | at all times | SCAYNES HILL WTW | Bridge Road | Sulphate as S04 | - | 500 | mg/l | 31.2 | Vehicle and plant washing (Low Impact) | Sussex West | Jet washing of plant and machinery | Jet washing of plant and machinery | Consent | Low Risk Consent - Unknown
18016 | 1 | Tier 2 Consent | Unipart Group Limited | Unipart House | Garsington Road | Cowley | Oxford |  | OX4 2PG | NHS SUPPLY CHAIN | ST. BARNABAS CLOSE | - | MAIDSTONE | KE | ME16 0LW | 2022-10-03 | 13 | 1 | At all times | AYLESFORD WTW | St. Laurence Avenue | Chemical Oxygen Demand Shaken as 0 | - | 1000 | mg/l | 31.3 | Vehicle and plant washing (Low Impact) | Kent West | Vehicle and floor washings | Warehouse/ Logistics | Consent | DIRECT TO WTW
18016 | 1 | Tier 2 Consent | Unipart Group Limited | Unipart House | Garsington Road | Cowley | Oxford |  | OX4 2PG | NHS SUPPLY CHAIN | ST. BARNABAS CLOSE | - | MAIDSTONE | KE | ME16 0LW | 2022-10-03 | 13 | 1 | At all times | AYLESFORD WTW | St. Laurence Avenue | Nitrogen Ammoniacal as N | - | 15 | mg/l | 31.3 | Vehicle and plant washing (Low Impact) | Kent West | Vehicle and floor washings | Warehouse/ Logistics | Consent | DIRECT TO WTW
18016 | 1 | Tier 2 Consent | Unipart Group Limited | Unipart House | Garsington Road | Cowley | Oxford |  | OX4 2PG | NHS SUPPLY CHAIN | ST. BARNABAS CLOSE | - | MAIDSTONE | KE | ME16 0LW | 2022-10-03 | 13 | 1 | At all times | AYLESFORD WTW | St. Laurence Avenue | Oil and Grease | - | 200 | mg/l | 31.3 | Vehicle and plant washing (Low Impact) | Kent West | Vehicle and floor washings | Warehouse/ Logistics | Consent | DIRECT TO WTW
18016 | 1 | Tier 2 Consent | Unipart Group Limited | Unipart House | Garsington Road | Cowley | Oxford |  | OX4 2PG | NHS SUPPLY CHAIN | ST. BARNABAS CLOSE | - | MAIDSTONE | KE | ME16 0LW | 2022-10-03 | 13 | 1 | At all times | AYLESFORD WTW | St. Laurence Avenue | pH | 6 | 10 | pH Units | 31.3 | Vehicle and plant washing (Low Impact) | Kent West | Vehicle and floor washings | Warehouse/ Logistics | Consent | DIRECT TO WTW
18016 | 1 | Tier 2 Consent | Unipart Group Limited | Unipart House | Garsington Road | Cowley | Oxford |  | OX4 2PG | NHS SUPPLY CHAIN | ST. BARNABAS CLOSE | - | MAIDSTONE | KE | ME16 0LW | 2022-10-03 | 13 | 1 | At all times | AYLESFORD WTW | St. Laurence Avenue | Phosphorus Total | - | 15 | ug/l | 31.3 | Vehicle and plant washing (Low Impact) | Kent West | Vehicle and floor washings | Warehouse/ Logistics | Consent | DIRECT TO WTW
18016 | 1 | Tier 2 Consent | Unipart Group Limited | Unipart House | Garsington Road | Cowley | Oxford |  | OX4 2PG | NHS SUPPLY CHAIN | ST. BARNABAS CLOSE | - | MAIDSTONE | KE | ME16 0LW | 2022-10-03 | 13 | 1 | At all times | AYLESFORD WTW | St. Laurence Avenue | Solids Suspended 105 Degrees C | - | 400 | mg/l | 31.3 | Vehicle and plant washing (Low Impact) | Kent West | Vehicle and floor washings | Warehouse/ Logistics | Consent | DIRECT TO WTW
18017 | 4 | Tier 1 Consent | Church & Dwight UK Limited |  | Wear Bay Road |  | Folkestone | Kent | CT19 6PG |  | Folkestone | Wear Bay Road |  | KE | CT19 6PQ | 2022-12-02 | 259 | 3 | At all times | BROOMFIELD BANK WTW | Bowles Well Gardens | Chemical Oxygen Demand Shaken as 0 | - | 5000 | mg/l | 27.1 | Soap, detergents, toiletries and cleaning products | Kent East | Processing vessel washdown and machine CIP cleaning from the manufacture of personal care products. Contaminated surface water. | Manufacture of personal care products | Consent | FOLKESTONE JUNCTION WPS
18017 | 4 | Tier 1 Consent | Church & Dwight UK Limited |  | Wear Bay Road |  | Folkestone | Kent | CT19 6PG |  | Folkestone | Wear Bay Road |  | KE | CT19 6PQ | 2022-12-02 | 259 | 3 | At all times | BROOMFIELD BANK WTW | Bowles Well Gardens | Detergents Anionic | - | 50 | mg/l | 27.1 | Soap, detergents, toiletries and cleaning products | Kent East | Processing vessel washdown and machine CIP cleaning from the manufacture of personal care products. Contaminated surface water. | Manufacture of personal care products | Consent | FOLKESTONE JUNCTION WPS
18017 | 4 | Tier 1 Consent | Church & Dwight UK Limited |  | Wear Bay Road |  | Folkestone | Kent | CT19 6PG |  | Folkestone | Wear Bay Road |  | KE | CT19 6PQ | 2022-12-02 | 259 | 3 | At all times | BROOMFIELD BANK WTW | Bowles Well Gardens | Detergents Cationic | - | 50 | - | 27.1 | Soap, detergents, toiletries and cleaning products | Kent East | Processing vessel washdown and machine CIP cleaning from the manufacture of personal care products. Contaminated surface water. | Manufacture of personal care products | Consent | FOLKESTONE JUNCTION WPS
18017 | 4 | Tier 1 Consent | Church & Dwight UK Limited |  | Wear Bay Road |  | Folkestone | Kent | CT19 6PG |  | Folkestone | Wear Bay Road |  | KE | CT19 6PQ | 2022-12-02 | 259 | 3 | At all times | BROOMFIELD BANK WTW | Bowles Well Gardens | Detergents Non-Ionic | - | 50 | mg/l | 27.1 | Soap, detergents, toiletries and cleaning products | Kent East | Processing vessel washdown and machine CIP cleaning from the manufacture of personal care products. Contaminated surface water. | Manufacture of personal care products | Consent | FOLKESTONE JUNCTION WPS
18017 | 4 | Tier 1 Consent | Church & Dwight UK Limited |  | Wear Bay Road |  | Folkestone | Kent | CT19 6PG |  | Folkestone | Wear Bay Road |  | KE | CT19 6PQ | 2022-12-02 | 259 | 3 | At all times | BROOMFIELD BANK WTW | Bowles Well Gardens | Nitrogen Ammoniacal as N | - | 35 | mg/l | 27.1 | Soap, detergents, toiletries and cleaning products | Kent East | Processing vessel washdown and machine CIP cleaning from the manufacture of personal care products. Contaminated surface water. | Manufacture of personal care products | Consent | FOLKESTONE JUNCTION WPS
18017 | 4 | Tier 1 Consent | Church & Dwight UK Limited |  | Wear Bay Road |  | Folkestone | Kent | CT19 6PG |  | Folkestone | Wear Bay Road |  | KE | CT19 6PQ | 2022-12-02 | 259 | 3 | At all times | BROOMFIELD BANK WTW | Bowles Well Gardens | Oil and Grease | - | 200 | mg/l | 27.1 | Soap, detergents, toiletries and cleaning products | Kent East | Processing vessel washdown and machine CIP cleaning from the manufacture of personal care products. Contaminated surface water. | Manufacture of personal care products | Consent | FOLKESTONE JUNCTION WPS
18017 | 4 | Tier 1 Consent | Church & Dwight UK Limited |  | Wear Bay Road |  | Folkestone | Kent | CT19 6PG |  | Folkestone | Wear Bay Road |  | KE | CT19 6PQ | 2022-12-02 | 259 | 3 | At all times | BROOMFIELD BANK WTW | Bowles Well Gardens | pH | 6 | 10 | pH Units | 27.1 | Soap, detergents, toiletries and cleaning products | Kent East | Processing vessel washdown and machine CIP cleaning from the manufacture of personal care products. Contaminated surface water. | Manufacture of personal care products | Consent | FOLKESTONE JUNCTION WPS
18017 | 4 | Tier 1 Consent | Church & Dwight UK Limited |  | Wear Bay Road |  | Folkestone | Kent | CT19 6PG |  | Folkestone | Wear Bay Road |  | KE | CT19 6PQ | 2022-12-02 | 259 | 3 | At all times | BROOMFIELD BANK WTW | Bowles Well Gardens | Phosphorus Total | - | 10 | ug/l | 27.1 | Soap, detergents, toiletries and cleaning products | Kent East | Processing vessel washdown and machine CIP cleaning from the manufacture of personal care products. Contaminated surface water. | Manufacture of personal care products | Consent | FOLKESTONE JUNCTION WPS
18017 | 4 | Tier 1 Consent | Church & Dwight UK Limited |  | Wear Bay Road |  | Folkestone | Kent | CT19 6PG |  | Folkestone | Wear Bay Road |  | KE | CT19 6PQ | 2022-12-02 | 259 | 3 | At all times | BROOMFIELD BANK WTW | Bowles Well Gardens | Solids Suspended 105 Degrees C | - | 1000 | mg/l | 27.1 | Soap, detergents, toiletries and cleaning products | Kent East | Processing vessel washdown and machine CIP cleaning from the manufacture of personal care products. Contaminated surface water. | Manufacture of personal care products | Consent | FOLKESTONE JUNCTION WPS
18017 | 4 | Tier 1 Consent | Church & Dwight UK Limited |  | Wear Bay Road |  | Folkestone | Kent | CT19 6PG |  | Folkestone | Wear Bay Road |  | KE | CT19 6PQ | 2022-12-02 | 259 | 3 | At all times | BROOMFIELD BANK WTW | Bowles Well Gardens | Sulphate as S04 | - | 1000 | mg/l | 27.1 | Soap, detergents, toiletries and cleaning products | Kent East | Processing vessel washdown and machine CIP cleaning from the manufacture of personal care products. Contaminated surface water. | Manufacture of personal care products | Consent | FOLKESTONE JUNCTION WPS
18017 | 4 | Tier 1 Consent | Church & Dwight UK Limited |  | Wear Bay Road |  | Folkestone | Kent | CT19 6PG |  | Folkestone | Wear Bay Road |  | KE | CT19 6PQ | 2022-12-02 | 259 | 3 | At all times | BROOMFIELD BANK WTW | Bowles Well Gardens | Sulphide as S | - | 1 | mg/l | 27.1 | Soap, detergents, toiletries and cleaning products | Kent East | Processing vessel washdown and machine CIP cleaning from the manufacture of personal care products. Contaminated surface water. | Manufacture of personal care products | Consent | FOLKESTONE JUNCTION WPS
18019 | 1 | Low Risk Consent | Yodel Delivery Network Limited | Atlantic Pavilion | Albert Dock | - | Liverpool | - | L3 4AE |  | FAREHAM | BARNES WALLIS ROAD |  | HA | PO15 5ST | 2022-10-25 | 1 | 0.25 | At all times | PEEL COMMON WTW | Barnes Wallis Road | Chemical Oxygen Demand Shaken as 0 | - | 800 | mg/l | 31.2 | Vehicle and plant washing (Low Impact) | Hampshire East | Vehicle and plant washing | Parcel Distribution | Consent | CONCORDE WAY SEGENSWORTH WPS
18019 | 1 | Low Risk Consent | Yodel Delivery Network Limited | Atlantic Pavilion | Albert Dock | - | Liverpool | - | L3 4AE |  | FAREHAM | BARNES WALLIS ROAD |  | HA | PO15 5ST | 2022-10-25 | 1 | 0.25 | At all times | PEEL COMMON WTW | Barnes Wallis Road | Nitrogen Ammoniacal as N | - | 20 | mg/l | 31.2 | Vehicle and plant washing (Low Impact) | Hampshire East | Vehicle and plant washing | Parcel Distribution | Consent | CONCORDE WAY SEGENSWORTH WPS
18019 | 1 | Low Risk Consent | Yodel Delivery Network Limited | Atlantic Pavilion | Albert Dock | - | Liverpool | - | L3 4AE |  | FAREHAM | BARNES WALLIS ROAD |  | HA | PO15 5ST | 2022-10-25 | 1 | 0.25 | At all times | PEEL COMMON WTW | Barnes Wallis Road | Oil and Grease | - | 200 | mg/l | 31.2 | Vehicle and plant washing (Low Impact) | Hampshire East | Vehicle and plant washing | Parcel Distribution | Consent | CONCORDE WAY SEGENSWORTH WPS
18019 | 1 | Low Risk Consent | Yodel Delivery Network Limited | Atlantic Pavilion | Albert Dock | - | Liverpool | - | L3 4AE |  | FAREHAM | BARNES WALLIS ROAD |  | HA | PO15 5ST | 2022-10-25 | 1 | 0.25 | At all times | PEEL COMMON WTW | Barnes Wallis Road | Phosphorus Total | - | 10 | ug/l | 31.2 | Vehicle and plant washing (Low Impact) | Hampshire East | Vehicle and plant washing | Parcel Distribution | Consent | CONCORDE WAY SEGENSWORTH WPS
18019 | 1 | Low Risk Consent | Yodel Delivery Network Limited | Atlantic Pavilion | Albert Dock | - | Liverpool | - | L3 4AE |  | FAREHAM | BARNES WALLIS ROAD |  | HA | PO15 5ST | 2022-10-25 | 1 | 0.25 | At all times | PEEL COMMON WTW | Barnes Wallis Road | Solids Suspended 105 Degrees C | - | 400 | mg/l | 31.2 | Vehicle and plant washing (Low Impact) | Hampshire East | Vehicle and plant washing | Parcel Distribution | Consent | CONCORDE WAY SEGENSWORTH WPS
18020 | 1 | Low Risk Consent | Xylem Water Solutions UK Ltd | Private Road 1 | - | Colwick | Nottingham | - | NG4 2AN | Ellingham Industrial Estate | Ashford | Ellingham Way |  | KE | TN23 6LZ | 2022-10-05 | 1 | 0.2 | At all times | ASHFORD WTW | Ellingham Way | Chemical Oxygen Demand Shaken as 0 | - | 800 | mg/l | 31.3 | Vehicle and plant washing (Low Impact) | Kent East | Washdown of pumps | Pump maintenance and repair | Consent | SOUTH STOUR AVENUE SOUTH ASHFORD WPS
18020 | 1 | Low Risk Consent | Xylem Water Solutions UK Ltd | Private Road 1 | - | Colwick | Nottingham | - | NG4 2AN | Ellingham Industrial Estate | Ashford | Ellingham Way |  | KE | TN23 6LZ | 2022-10-05 | 1 | 0.2 | At all times | ASHFORD WTW | Ellingham Way | Nitrogen Ammoniacal as N | - | 10 | mg/l | 31.3 | Vehicle and plant washing (Low Impact) | Kent East | Washdown of pumps | Pump maintenance and repair | Consent | SOUTH STOUR AVENUE SOUTH ASHFORD WPS
18020 | 1 | Low Risk Consent | Xylem Water Solutions UK Ltd | Private Road 1 | - | Colwick | Nottingham | - | NG4 2AN | Ellingham Industrial Estate | Ashford | Ellingham Way |  | KE | TN23 6LZ | 2022-10-05 | 1 | 0.2 | At all times | ASHFORD WTW | Ellingham Way | Oil and Grease | - | 200 | mg/l | 31.3 | Vehicle and plant washing (Low Impact) | Kent East | Washdown of pumps | Pump maintenance and repair | Consent | SOUTH STOUR AVENUE SOUTH ASHFORD WPS
18020 | 1 | Low Risk Consent | Xylem Water Solutions UK Ltd | Private Road 1 | - | Colwick | Nottingham | - | NG4 2AN | Ellingham Industrial Estate | Ashford | Ellingham Way |  | KE | TN23 6LZ | 2022-10-05 | 1 | 0.2 | At all times | ASHFORD WTW | Ellingham Way | pH | 6 | 10 | pH Units | 31.3 | Vehicle and plant washing (Low Impact) | Kent East | Washdown of pumps | Pump maintenance and repair | Consent | SOUTH STOUR AVENUE SOUTH ASHFORD WPS
18020 | 1 | Low Risk Consent | Xylem Water Solutions UK Ltd | Private Road 1 | - | Colwick | Nottingham | - | NG4 2AN | Ellingham Industrial Estate | Ashford | Ellingham Way |  | KE | TN23 6LZ | 2022-10-05 | 1 | 0.2 | At all times | ASHFORD WTW | Ellingham Way | Phosphorus Total | - | 10 | ug/l | 31.3 | Vehicle and plant washing (Low Impact) | Kent East | Washdown of pumps | Pump maintenance and repair | Consent | SOUTH STOUR AVENUE SOUTH ASHFORD WPS
18020 | 1 | Low Risk Consent | Xylem Water Solutions UK Ltd | Private Road 1 | - | Colwick | Nottingham | - | NG4 2AN | Ellingham Industrial Estate | Ashford | Ellingham Way |  | KE | TN23 6LZ | 2022-10-05 | 1 | 0.2 | At all times | ASHFORD WTW | Ellingham Way | Solids Suspended 105 Degrees C | - | 400 | mg/l | 31.3 | Vehicle and plant washing (Low Impact) | Kent East | Washdown of pumps | Pump maintenance and repair | Consent | SOUTH STOUR AVENUE SOUTH ASHFORD WPS
18026 | 1 | Low Risk Consent | Arthur Foodstores Limited | Asda House | Great Wilson Street |  | Leeds |  | LS11 5AD | EASTBOURNE POLEGATE PETROL FILLING | COPHALL FARM | - | EASTBOURNE |  | BN26 6RE | 2022-10-14 | 5 | 0.25 | 00:01 To 23:59 | HAILSHAM SOUTH WTW | Combined outfall onto Hailsham Road | Chemical Oxygen Demand Shaken as 0 | - | 800 | mg/l | 31.2 | Vehicle and plant washing (Low Impact) | Sussex East | Automatic car and jet wash facilities | Waste liquids arising from vehicle washing | Consent | Low Risk Consent - Unknown
18026 | 1 | Low Risk Consent | Arthur Foodstores Limited | Asda House | Great Wilson Street |  | Leeds |  | LS11 5AD | EASTBOURNE POLEGATE PETROL FILLING | COPHALL FARM | - | EASTBOURNE |  | BN26 6RE | 2022-10-14 | 5 | 0.25 | 00:01 To 23:59 | HAILSHAM SOUTH WTW | Combined outfall onto Hailsham Road | Nitrogen Ammoniacal as N | - | 35 | mg/l | 31.2 | Vehicle and plant washing (Low Impact) | Sussex East | Automatic car and jet wash facilities | Waste liquids arising from vehicle washing | Consent | Low Risk Consent - Unknown
18026 | 1 | Low Risk Consent | Arthur Foodstores Limited | Asda House | Great Wilson Street |  | Leeds |  | LS11 5AD | EASTBOURNE POLEGATE PETROL FILLING | COPHALL FARM | - | EASTBOURNE |  | BN26 6RE | 2022-10-14 | 5 | 0.25 | 00:01 To 23:59 | HAILSHAM SOUTH WTW | Combined outfall onto Hailsham Road | pH | 6 | 10 | pH Units | 31.2 | Vehicle and plant washing (Low Impact) | Sussex East | Automatic car and jet wash facilities | Waste liquids arising from vehicle washing | Consent | Low Risk Consent - Unknown
18026 | 1 | Low Risk Consent | Arthur Foodstores Limited | Asda House | Great Wilson Street |  | Leeds |  | LS11 5AD | EASTBOURNE POLEGATE PETROL FILLING | COPHALL FARM | - | EASTBOURNE |  | BN26 6RE | 2022-10-14 | 5 | 0.25 | 00:01 To 23:59 | HAILSHAM SOUTH WTW | Combined outfall onto Hailsham Road | Solids Suspended 105 Degrees C | - | 400 | mg/l | 31.2 | Vehicle and plant washing (Low Impact) | Sussex East | Automatic car and jet wash facilities | Waste liquids arising from vehicle washing | Consent | Low Risk Consent - Unknown
18032 | 1 | Low Risk Consent | Channel Commercials plc |  | Brunswick Road | Cobbs Wood Industrial Estate | Ashford | Kent | TN23 1EH |  | CANTERBURY | Aylesham Industrial Estate |  | KE | CT3 3EP | 2022-12-19 | 1 | 1 | At all times | DAMBRIDGE WINGHAM WTW | Cooting Road | Chemical Oxygen Demand Shaken as 0 | - | 800 | mg/l | 31.3 | Vehicle and plant washing (Low Impact) | Kent East | Pressure washing of commercial vehicles | Repair and maintenance of commercial vehicles | Consent | DIRECT TO WTW
18032 | 1 | Low Risk Consent | Channel Commercials plc |  | Brunswick Road | Cobbs Wood Industrial Estate | Ashford | Kent | TN23 1EH |  | CANTERBURY | Aylesham Industrial Estate |  | KE | CT3 3EP | 2022-12-19 | 1 | 1 | At all times | DAMBRIDGE WINGHAM WTW | Cooting Road | Nitrogen Ammoniacal as N | - | 25 | mg/l | 31.3 | Vehicle and plant washing (Low Impact) | Kent East | Pressure washing of commercial vehicles | Repair and maintenance of commercial vehicles | Consent | DIRECT TO WTW
18032 | 1 | Low Risk Consent | Channel Commercials plc |  | Brunswick Road | Cobbs Wood Industrial Estate | Ashford | Kent | TN23 1EH |  | CANTERBURY | Aylesham Industrial Estate |  | KE | CT3 3EP | 2022-12-19 | 1 | 1 | At all times | DAMBRIDGE WINGHAM WTW | Cooting Road | Oil and Grease | - | 200 | mg/l | 31.3 | Vehicle and plant washing (Low Impact) | Kent East | Pressure washing of commercial vehicles | Repair and maintenance of commercial vehicles | Consent | DIRECT TO WTW
18032 | 1 | Low Risk Consent | Channel Commercials plc |  | Brunswick Road | Cobbs Wood Industrial Estate | Ashford | Kent | TN23 1EH |  | CANTERBURY | Aylesham Industrial Estate |  | KE | CT3 3EP | 2022-12-19 | 1 | 1 | At all times | DAMBRIDGE WINGHAM WTW | Cooting Road | pH | 6 | 10 | pH Units | 31.3 | Vehicle and plant washing (Low Impact) | Kent East | Pressure washing of commercial vehicles | Repair and maintenance of commercial vehicles | Consent | DIRECT TO WTW
18032 | 1 | Low Risk Consent | Channel Commercials plc |  | Brunswick Road | Cobbs Wood Industrial Estate | Ashford | Kent | TN23 1EH |  | CANTERBURY | Aylesham Industrial Estate |  | KE | CT3 3EP | 2022-12-19 | 1 | 1 | At all times | DAMBRIDGE WINGHAM WTW | Cooting Road | Solids Suspended 105 Degrees C | - | 400 | mg/l | 31.3 | Vehicle and plant washing (Low Impact) | Kent East | Pressure washing of commercial vehicles | Repair and maintenance of commercial vehicles | Consent | DIRECT TO WTW
18033 | 2 | Tier 2 Consent | Quattro Foods Limited | 8 The Nelson Centre | Portfield Road |  | Portsmouth |  | PO3 5SF | UNIT 8 NELSON CENTRE | PORTFIELD ROAD |  | PORTSMOUTH | HA | PO3 5SF | 2022-10-25 | 10 | 1 | 0001 - 2359 | BUDDS FARM HAVANT WTW | Portfield Road | Aluminium Total | - | 40 | ug/l | 9.1 | Food/drink processing - high sugar/prepared meals | Hampshire East | Cleaning of equipment and utensils used in the preparation of soups and sauces. | Meal preparation company | Consent | ACKWORTH ROAD HILSEA WPS
18033 | 2 | Tier 2 Consent | Quattro Foods Limited | 8 The Nelson Centre | Portfield Road |  | Portsmouth |  | PO3 5SF | UNIT 8 NELSON CENTRE | PORTFIELD ROAD |  | PORTSMOUTH | HA | PO3 5SF | 2022-10-25 | 10 | 1 | 0001 - 2359 | BUDDS FARM HAVANT WTW | Portfield Road | Chemical Oxygen Demand Shaken as 0 | - | 6000 | mg/l | 9.1 | Food/drink processing - high sugar/prepared meals | Hampshire East | Cleaning of equipment and utensils used in the preparation of soups and sauces. | Meal preparation company | Consent | ACKWORTH ROAD HILSEA WPS
18033 | 2 | Tier 2 Consent | Quattro Foods Limited | 8 The Nelson Centre | Portfield Road |  | Portsmouth |  | PO3 5SF | UNIT 8 NELSON CENTRE | PORTFIELD ROAD |  | PORTSMOUTH | HA | PO3 5SF | 2022-10-25 | 10 | 1 | 0001 - 2359 | BUDDS FARM HAVANT WTW | Portfield Road | Chloride | - | 300 | mg/l | 9.1 | Food/drink processing - high sugar/prepared meals | Hampshire East | Cleaning of equipment and utensils used in the preparation of soups and sauces. | Meal preparation company | Consent | ACKWORTH ROAD HILSEA WPS
18033 | 2 | Tier 2 Consent | Quattro Foods Limited | 8 The Nelson Centre | Portfield Road |  | Portsmouth |  | PO3 5SF | UNIT 8 NELSON CENTRE | PORTFIELD ROAD |  | PORTSMOUTH | HA | PO3 5SF | 2022-10-25 | 10 | 1 | 0001 - 2359 | BUDDS FARM HAVANT WTW | Portfield Road | Nitrogen Ammoniacal as N | - | 35 | mg/l | 9.1 | Food/drink processing - high sugar/prepared meals | Hampshire East | Cleaning of equipment and utensils used in the preparation of soups and sauces. | Meal preparation company | Consent | ACKWORTH ROAD HILSEA WPS
18033 | 2 | Tier 2 Consent | Quattro Foods Limited | 8 The Nelson Centre | Portfield Road |  | Portsmouth |  | PO3 5SF | UNIT 8 NELSON CENTRE | PORTFIELD ROAD |  | PORTSMOUTH | HA | PO3 5SF | 2022-10-25 | 10 | 1 | 0001 - 2359 | BUDDS FARM HAVANT WTW | Portfield Road | Oil and Grease | - | 200 | mg/l | 9.1 | Food/drink processing - high sugar/prepared meals | Hampshire East | Cleaning of equipment and utensils used in the preparation of soups and sauces. | Meal preparation company | Consent | ACKWORTH ROAD HILSEA WPS
18033 | 2 | Tier 2 Consent | Quattro Foods Limited | 8 The Nelson Centre | Portfield Road |  | Portsmouth |  | PO3 5SF | UNIT 8 NELSON CENTRE | PORTFIELD ROAD |  | PORTSMOUTH | HA | PO3 5SF | 2022-10-25 | 10 | 1 | 0001 - 2359 | BUDDS FARM HAVANT WTW | Portfield Road | pH | 6 | 10 | pH Units | 9.1 | Food/drink processing - high sugar/prepared meals | Hampshire East | Cleaning of equipment and utensils used in the preparation of soups and sauces. | Meal preparation company | Consent | ACKWORTH ROAD HILSEA WPS
18033 | 2 | Tier 2 Consent | Quattro Foods Limited | 8 The Nelson Centre | Portfield Road |  | Portsmouth |  | PO3 5SF | UNIT 8 NELSON CENTRE | PORTFIELD ROAD |  | PORTSMOUTH | HA | PO3 5SF | 2022-10-25 | 10 | 1 | 0001 - 2359 | BUDDS FARM HAVANT WTW | Portfield Road | Phosphorus Total | - | 15 | ug/l | 9.1 | Food/drink processing - high sugar/prepared meals | Hampshire East | Cleaning of equipment and utensils used in the preparation of soups and sauces. | Meal preparation company | Consent | ACKWORTH ROAD HILSEA WPS
18033 | 2 | Tier 2 Consent | Quattro Foods Limited | 8 The Nelson Centre | Portfield Road |  | Portsmouth |  | PO3 5SF | UNIT 8 NELSON CENTRE | PORTFIELD ROAD |  | PORTSMOUTH | HA | PO3 5SF | 2022-10-25 | 10 | 1 | 0001 - 2359 | BUDDS FARM HAVANT WTW | Portfield Road | Solids Suspended 105 Degrees C | - | 2000 | mg/l | 9.1 | Food/drink processing - high sugar/prepared meals | Hampshire East | Cleaning of equipment and utensils used in the preparation of soups and sauces. | Meal preparation company | Consent | ACKWORTH ROAD HILSEA WPS
18033 | 2 | Tier 2 Consent | Quattro Foods Limited | 8 The Nelson Centre | Portfield Road |  | Portsmouth |  | PO3 5SF | UNIT 8 NELSON CENTRE | PORTFIELD ROAD |  | PORTSMOUTH | HA | PO3 5SF | 2022-10-25 | 10 | 1 | 0001 - 2359 | BUDDS FARM HAVANT WTW | Portfield Road | Sulphate as S04 | - | 200 | mg/l | 9.1 | Food/drink processing - high sugar/prepared meals | Hampshire East | Cleaning of equipment and utensils used in the preparation of soups and sauces. | Meal preparation company | Consent | ACKWORTH ROAD HILSEA WPS
18034 | 2 | Tier 2 Consent | Smurfit Kappa UK Ltd | Smurfit Kappa Uk Ltd, Cunard Buildings | Water Street | Pier Head | Liverpool |  | L3 1SF | SMURFIT CORRUGATED PACKAGING GROUP LTD | WINGATE ROAD |  | GOSPORT | HA | PO12 4DR | 2022-10-25 | 5 | 0.5 | At all times | PEEL COMMON WTW | Alphage Road | Aluminium Total | - | 10 | ug/l | 24.2 | Printing and related activities (Low impact) | Hampshire East | Wash down of water based inks from print machinery | Manufacture of cardboard packaging | Consent | ELSON WPS
18034 | 2 | Tier 2 Consent | Smurfit Kappa UK Ltd | Smurfit Kappa Uk Ltd, Cunard Buildings | Water Street | Pier Head | Liverpool |  | L3 1SF | SMURFIT CORRUGATED PACKAGING GROUP LTD | WINGATE ROAD |  | GOSPORT | HA | PO12 4DR | 2022-10-25 | 5 | 0.5 | At all times | PEEL COMMON WTW | Alphage Road | Chemical Oxygen Demand Settled as 0 | - | 15000 | mg/l | 24.2 | Printing and related activities (Low impact) | Hampshire East | Wash down of water based inks from print machinery | Manufacture of cardboard packaging | Consent | ELSON WPS
18034 | 2 | Tier 2 Consent | Smurfit Kappa UK Ltd | Smurfit Kappa Uk Ltd, Cunard Buildings | Water Street | Pier Head | Liverpool |  | L3 1SF | SMURFIT CORRUGATED PACKAGING GROUP LTD | WINGATE ROAD |  | GOSPORT | HA | PO12 4DR | 2022-10-25 | 5 | 0.5 | At all times | PEEL COMMON WTW | Alphage Road | Chemical Oxygen Demand Shaken as 0 | - | 15000 | mg/l | 24.2 | Printing and related activities (Low impact) | Hampshire East | Wash down of water based inks from print machinery | Manufacture of cardboard packaging | Consent | ELSON WPS
18034 | 2 | Tier 2 Consent | Smurfit Kappa UK Ltd | Smurfit Kappa Uk Ltd, Cunard Buildings | Water Street | Pier Head | Liverpool |  | L3 1SF | SMURFIT CORRUGATED PACKAGING GROUP LTD | WINGATE ROAD |  | GOSPORT | HA | PO12 4DR | 2022-10-25 | 5 | 0.5 | At all times | PEEL COMMON WTW | Alphage Road | Chloride | - | 500 | mg/l | 24.2 | Printing and related activities (Low impact) | Hampshire East | Wash down of water based inks from print machinery | Manufacture of cardboard packaging | Consent | ELSON WPS
18034 | 2 | Tier 2 Consent | Smurfit Kappa UK Ltd | Smurfit Kappa Uk Ltd, Cunard Buildings | Water Street | Pier Head | Liverpool |  | L3 1SF | SMURFIT CORRUGATED PACKAGING GROUP LTD | WINGATE ROAD |  | GOSPORT | HA | PO12 4DR | 2022-10-25 | 5 | 0.5 | At all times | PEEL COMMON WTW | Alphage Road | Copper Total | - | 4 | ug/l | 24.2 | Printing and related activities (Low impact) | Hampshire East | Wash down of water based inks from print machinery | Manufacture of cardboard packaging | Consent | ELSON WPS
18034 | 2 | Tier 2 Consent | Smurfit Kappa UK Ltd | Smurfit Kappa Uk Ltd, Cunard Buildings | Water Street | Pier Head | Liverpool |  | L3 1SF | SMURFIT CORRUGATED PACKAGING GROUP LTD | WINGATE ROAD |  | GOSPORT | HA | PO12 4DR | 2022-10-25 | 5 | 0.5 | At all times | PEEL COMMON WTW | Alphage Road | Iron Total | - | 4 | ug/l | 24.2 | Printing and related activities (Low impact) | Hampshire East | Wash down of water based inks from print machinery | Manufacture of cardboard packaging | Consent | ELSON WPS
18034 | 2 | Tier 2 Consent | Smurfit Kappa UK Ltd | Smurfit Kappa Uk Ltd, Cunard Buildings | Water Street | Pier Head | Liverpool |  | L3 1SF | SMURFIT CORRUGATED PACKAGING GROUP LTD | WINGATE ROAD |  | GOSPORT | HA | PO12 4DR | 2022-10-25 | 5 | 0.5 | At all times | PEEL COMMON WTW | Alphage Road | Nitrogen Ammoniacal as N | - | 35 | mg/l | 24.2 | Printing and related activities (Low impact) | Hampshire East | Wash down of water based inks from print machinery | Manufacture of cardboard packaging | Consent | ELSON WPS
18034 | 2 | Tier 2 Consent | Smurfit Kappa UK Ltd | Smurfit Kappa Uk Ltd, Cunard Buildings | Water Street | Pier Head | Liverpool |  | L3 1SF | SMURFIT CORRUGATED PACKAGING GROUP LTD | WINGATE ROAD |  | GOSPORT | HA | PO12 4DR | 2022-10-25 | 5 | 0.5 | At all times | PEEL COMMON WTW | Alphage Road | Phosphorus Total | - | 5 | ug/l | 24.2 | Printing and related activities (Low impact) | Hampshire East | Wash down of water based inks from print machinery | Manufacture of cardboard packaging | Consent | ELSON WPS
18034 | 2 | Tier 2 Consent | Smurfit Kappa UK Ltd | Smurfit Kappa Uk Ltd, Cunard Buildings | Water Street | Pier Head | Liverpool |  | L3 1SF | SMURFIT CORRUGATED PACKAGING GROUP LTD | WINGATE ROAD |  | GOSPORT | HA | PO12 4DR | 2022-10-25 | 5 | 0.5 | At all times | PEEL COMMON WTW | Alphage Road | Solids Suspended 105 Degrees C | - | 800 | mg/l | 24.2 | Printing and related activities (Low impact) | Hampshire East | Wash down of water based inks from print machinery | Manufacture of cardboard packaging | Consent | ELSON WPS
18034 | 2 | Tier 2 Consent | Smurfit Kappa UK Ltd | Smurfit Kappa Uk Ltd, Cunard Buildings | Water Street | Pier Head | Liverpool |  | L3 1SF | SMURFIT CORRUGATED PACKAGING GROUP LTD | WINGATE ROAD |  | GOSPORT | HA | PO12 4DR | 2022-10-25 | 5 | 0.5 | At all times | PEEL COMMON WTW | Alphage Road | Solids Suspended 105C at pH7 | - | 800 | mg/l | 24.2 | Printing and related activities (Low impact) | Hampshire East | Wash down of water based inks from print machinery | Manufacture of cardboard packaging | Consent | ELSON WPS
18034 | 2 | Tier 2 Consent | Smurfit Kappa UK Ltd | Smurfit Kappa Uk Ltd, Cunard Buildings | Water Street | Pier Head | Liverpool |  | L3 1SF | SMURFIT CORRUGATED PACKAGING GROUP LTD | WINGATE ROAD |  | GOSPORT | HA | PO12 4DR | 2022-10-25 | 5 | 0.5 | At all times | PEEL COMMON WTW | Alphage Road | Sulphate as S04 | - | 500 | mg/l | 24.2 | Printing and related activities (Low impact) | Hampshire East | Wash down of water based inks from print machinery | Manufacture of cardboard packaging | Consent | ELSON WPS
18034 | 2 | Tier 2 Consent | Smurfit Kappa UK Ltd | Smurfit Kappa Uk Ltd, Cunard Buildings | Water Street | Pier Head | Liverpool |  | L3 1SF | SMURFIT CORRUGATED PACKAGING GROUP LTD | WINGATE ROAD |  | GOSPORT | HA | PO12 4DR | 2022-10-25 | 5 | 0.5 | At all times | PEEL COMMON WTW | Alphage Road | Zinc Total mg/l | - | 1 | ug/l | 24.2 | Printing and related activities (Low impact) | Hampshire East | Wash down of water based inks from print machinery | Manufacture of cardboard packaging | Consent | ELSON WPS
18037 | 1 | Low Risk Consent | Brighton & Hove Bus And Coach Company Limited | 3rd Floor | 41-51 Grey Street | - | Newcastle Upon Tyne | - | NE1 6EE |  | NEWHAVEN | BEACH CLOSE |  | SE | BN9 0BY | 2022-11-08 | 5 | 0.97 | At any time. | NEWHAVEN MAIN WTW | Beach Close | Chemical Oxygen Demand Shaken as 0 | - | 800 | mg/l | 31.2 | Vehicle and plant washing (Low Impact) | Sussex East | washing of buses | Bus garage | Consent | NEWHAVEN EAST WPS
18037 | 1 | Low Risk Consent | Brighton & Hove Bus And Coach Company Limited | 3rd Floor | 41-51 Grey Street | - | Newcastle Upon Tyne | - | NE1 6EE |  | NEWHAVEN | BEACH CLOSE |  | SE | BN9 0BY | 2022-11-08 | 5 | 0.97 | At any time. | NEWHAVEN MAIN WTW | Beach Close | Nitrogen Ammoniacal as N | - | 35 | mg/l | 31.2 | Vehicle and plant washing (Low Impact) | Sussex East | washing of buses | Bus garage | Consent | NEWHAVEN EAST WPS
18037 | 1 | Low Risk Consent | Brighton & Hove Bus And Coach Company Limited | 3rd Floor | 41-51 Grey Street | - | Newcastle Upon Tyne | - | NE1 6EE |  | NEWHAVEN | BEACH CLOSE |  | SE | BN9 0BY | 2022-11-08 | 5 | 0.97 | At any time. | NEWHAVEN MAIN WTW | Beach Close | pH | 6 | 10 | pH Units | 31.2 | Vehicle and plant washing (Low Impact) | Sussex East | washing of buses | Bus garage | Consent | NEWHAVEN EAST WPS
18037 | 1 | Low Risk Consent | Brighton & Hove Bus And Coach Company Limited | 3rd Floor | 41-51 Grey Street | - | Newcastle Upon Tyne | - | NE1 6EE |  | NEWHAVEN | BEACH CLOSE |  | SE | BN9 0BY | 2022-11-08 | 5 | 0.97 | At any time. | NEWHAVEN MAIN WTW | Beach Close | Solids Suspended 105 Degrees C | - | 400 | mg/l | 31.2 | Vehicle and plant washing (Low Impact) | Sussex East | washing of buses | Bus garage | Consent | NEWHAVEN EAST WPS
18042 | 1 | Tier 2 Consent | Dover Harbour Board | Harbour House | Marine Parade |  | Dover | Kent | CT17 9BU | PORT OF DOVER CARGO | UNION STREET |  | DOVER | KE | CT17 9FJ | 2022-12-21 | 3.78 | 0.35 | At all times | BROOMFIELD BANK WTW | Union Street, Dover | Chemical Oxygen Demand Shaken as 0 | - | 800 | mg/l | 31.2 | Vehicle and plant washing (Low Impact) | Kent East | Power washing of plant vehicles used in cargo operations. | Unloading and loading of cargo vessels. Cargo includes fruit, steel, aggregate, grain and containers. Occasional vessel berthing | Discontinuation | ELIZABETH STREET DOVER WPS
18042 | 1 | Tier 2 Consent | Dover Harbour Board | Harbour House | Marine Parade |  | Dover | Kent | CT17 9BU | PORT OF DOVER CARGO | UNION STREET |  | DOVER | KE | CT17 9FJ | 2022-12-21 | 3.78 | 0.35 | At all times | BROOMFIELD BANK WTW | Union Street, Dover | Nitrogen Ammoniacal as N | - | 15 | mg/l | 31.2 | Vehicle and plant washing (Low Impact) | Kent East | Power washing of plant vehicles used in cargo operations. | Unloading and loading of cargo vessels. Cargo includes fruit, steel, aggregate, grain and containers. Occasional vessel berthing | Discontinuation | ELIZABETH STREET DOVER WPS
18042 | 1 | Tier 2 Consent | Dover Harbour Board | Harbour House | Marine Parade |  | Dover | Kent | CT17 9BU | PORT OF DOVER CARGO | UNION STREET |  | DOVER | KE | CT17 9FJ | 2022-12-21 | 3.78 | 0.35 | At all times | BROOMFIELD BANK WTW | Union Street, Dover | Oil and Grease | - | 200 | mg/l | 31.2 | Vehicle and plant washing (Low Impact) | Kent East | Power washing of plant vehicles used in cargo operations. | Unloading and loading of cargo vessels. Cargo includes fruit, steel, aggregate, grain and containers. Occasional vessel berthing | Discontinuation | ELIZABETH STREET DOVER WPS
18042 | 1 | Tier 2 Consent | Dover Harbour Board | Harbour House | Marine Parade |  | Dover | Kent | CT17 9BU | PORT OF DOVER CARGO | UNION STREET |  | DOVER | KE | CT17 9FJ | 2022-12-21 | 3.78 | 0.35 | At all times | BROOMFIELD BANK WTW | Union Street, Dover | pH | 6 | 10 | pH Units | 31.2 | Vehicle and plant washing (Low Impact) | Kent East | Power washing of plant vehicles used in cargo operations. | Unloading and loading of cargo vessels. Cargo includes fruit, steel, aggregate, grain and containers. Occasional vessel berthing | Discontinuation | ELIZABETH STREET DOVER WPS
18042 | 1 | Tier 2 Consent | Dover Harbour Board | Harbour House | Marine Parade |  | Dover | Kent | CT17 9BU | PORT OF DOVER CARGO | UNION STREET |  | DOVER | KE | CT17 9FJ | 2022-12-21 | 3.78 | 0.35 | At all times | BROOMFIELD BANK WTW | Union Street, Dover | Solids Suspended 105 Degrees C | - | 400 | mg/l | 31.2 | Vehicle and plant washing (Low Impact) | Kent East | Power washing of plant vehicles used in cargo operations. | Unloading and loading of cargo vessels. Cargo includes fruit, steel, aggregate, grain and containers. Occasional vessel berthing | Discontinuation | ELIZABETH STREET DOVER WPS
18047 | 1 | Low Risk Consent | Albi Car Wash Limited | C/O Tesco Extra | Courteney Road |  | Gillingham |  | ME8 0GX | HAND CAR WASH TESCO STORE | COURTENEY ROAD | - | GILLINGHAM | KE | ME8 0GX | 2022-12-09 | 5 | 0.5 | At all times | MOTNEY HILL WTW | Courteney Road | Chemical Oxygen Demand Shaken as 0 | - | 800 | mg/l | 31.3 | Vehicle and plant washing (Low Impact) | Kent West | Vehicle washing | Hand car wash and valeting services | Consent | DIRECT TO WTW
18047 | 1 | Low Risk Consent | Albi Car Wash Limited | C/O Tesco Extra | Courteney Road |  | Gillingham |  | ME8 0GX | HAND CAR WASH TESCO STORE | COURTENEY ROAD | - | GILLINGHAM | KE | ME8 0GX | 2022-12-09 | 5 | 0.5 | At all times | MOTNEY HILL WTW | Courteney Road | Nitrogen Ammoniacal as N | - | 15 | mg/l | 31.3 | Vehicle and plant washing (Low Impact) | Kent West | Vehicle washing | Hand car wash and valeting services | Consent | DIRECT TO WTW
18047 | 1 | Low Risk Consent | Albi Car Wash Limited | C/O Tesco Extra | Courteney Road |  | Gillingham |  | ME8 0GX | HAND CAR WASH TESCO STORE | COURTENEY ROAD | - | GILLINGHAM | KE | ME8 0GX | 2022-12-09 | 5 | 0.5 | At all times | MOTNEY HILL WTW | Courteney Road | Oil and Grease | - | 200 | mg/l | 31.3 | Vehicle and plant washing (Low Impact) | Kent West | Vehicle washing | Hand car wash and valeting services | Consent | DIRECT TO WTW
18047 | 1 | Low Risk Consent | Albi Car Wash Limited | C/O Tesco Extra | Courteney Road |  | Gillingham |  | ME8 0GX | HAND CAR WASH TESCO STORE | COURTENEY ROAD | - | GILLINGHAM | KE | ME8 0GX | 2022-12-09 | 5 | 0.5 | At all times | MOTNEY HILL WTW | Courteney Road | pH | 6 | 10 | pH Units | 31.3 | Vehicle and plant washing (Low Impact) | Kent West | Vehicle washing | Hand car wash and valeting services | Consent | DIRECT TO WTW
18047 | 1 | Low Risk Consent | Albi Car Wash Limited | C/O Tesco Extra | Courteney Road |  | Gillingham |  | ME8 0GX | HAND CAR WASH TESCO STORE | COURTENEY ROAD | - | GILLINGHAM | KE | ME8 0GX | 2022-12-09 | 5 | 0.5 | At all times | MOTNEY HILL WTW | Courteney Road | Phosphorus Total | - | 15 | ug/l | 31.3 | Vehicle and plant washing (Low Impact) | Kent West | Vehicle washing | Hand car wash and valeting services | Consent | DIRECT TO WTW
18047 | 1 | Low Risk Consent | Albi Car Wash Limited | C/O Tesco Extra | Courteney Road |  | Gillingham |  | ME8 0GX | HAND CAR WASH TESCO STORE | COURTENEY ROAD | - | GILLINGHAM | KE | ME8 0GX | 2022-12-09 | 5 | 0.5 | At all times | MOTNEY HILL WTW | Courteney Road | Solids Suspended 105 Degrees C | - | 400 | mg/l | 31.3 | Vehicle and plant washing (Low Impact) | Kent West | Vehicle washing | Hand car wash and valeting services | Consent | DIRECT TO WTW
18048 | 2 | Low Risk Consent | Arthur Foodstores Limited | Asda House | Great Wilson Street |  | Leeds |  | LS11 5AD | PETROL FILLING STATION | BRANBRIDGES ROAD | - | TONBRIDGE | KE | TN12 5HE | 2022-12-12 | 5 | 0.5 | At all times | EAST PECKHAM WTW | Branbridges Road | Chemical Oxygen Demand Shaken as 0 | - | 800 | mg/l | 31.2 | Vehicle and plant washing (Low Impact) | Sussex East | Vehicle washing via automatic Car & Jet Wash facilities | Automatic Car & Jet Wash facilities | Consent | BRANBRIDGE TONBRIDGE WPS
18048 | 2 | Low Risk Consent | Arthur Foodstores Limited | Asda House | Great Wilson Street |  | Leeds |  | LS11 5AD | PETROL FILLING STATION | BRANBRIDGES ROAD | - | TONBRIDGE | KE | TN12 5HE | 2022-12-12 | 5 | 0.5 | At all times | EAST PECKHAM WTW | Branbridges Road | Nitrogen Ammoniacal as N | - | 35 | mg/l | 31.2 | Vehicle and plant washing (Low Impact) | Sussex East | Vehicle washing via automatic Car & Jet Wash facilities | Automatic Car & Jet Wash facilities | Consent | BRANBRIDGE TONBRIDGE WPS
18048 | 2 | Low Risk Consent | Arthur Foodstores Limited | Asda House | Great Wilson Street |  | Leeds |  | LS11 5AD | PETROL FILLING STATION | BRANBRIDGES ROAD | - | TONBRIDGE | KE | TN12 5HE | 2022-12-12 | 5 | 0.5 | At all times | EAST PECKHAM WTW | Branbridges Road | Oil and Grease | - | 200 | mg/l | 31.2 | Vehicle and plant washing (Low Impact) | Sussex East | Vehicle washing via automatic Car & Jet Wash facilities | Automatic Car & Jet Wash facilities | Consent | BRANBRIDGE TONBRIDGE WPS
18048 | 2 | Low Risk Consent | Arthur Foodstores Limited | Asda House | Great Wilson Street |  | Leeds |  | LS11 5AD | PETROL FILLING STATION | BRANBRIDGES ROAD | - | TONBRIDGE | KE | TN12 5HE | 2022-12-12 | 5 | 0.5 | At all times | EAST PECKHAM WTW | Branbridges Road | pH | 6 | 10 | pH Units | 31.2 | Vehicle and plant washing (Low Impact) | Sussex East | Vehicle washing via automatic Car & Jet Wash facilities | Automatic Car & Jet Wash facilities | Consent | BRANBRIDGE TONBRIDGE WPS
18048 | 2 | Low Risk Consent | Arthur Foodstores Limited | Asda House | Great Wilson Street |  | Leeds |  | LS11 5AD | PETROL FILLING STATION | BRANBRIDGES ROAD | - | TONBRIDGE | KE | TN12 5HE | 2022-12-12 | 5 | 0.5 | At all times | EAST PECKHAM WTW | Branbridges Road | Solids Suspended 105 Degrees C | - | 400 | mg/l | 31.2 | Vehicle and plant washing (Low Impact) | Sussex East | Vehicle washing via automatic Car & Jet Wash facilities | Automatic Car & Jet Wash facilities | Consent | BRANBRIDGE TONBRIDGE WPS
18051 | 1 | Low Risk Consent | Medway Norse Limited | 280 | Fifers Lane |  | Norwich |  | NR6 6EQ |  | Gillingham | Pier Approach Road |  | KE | ME7 1RT | 2023-01-31 | 0.6 | 1 | At all times | MOTNEY HILL WTW | Pier Approach Road | Chemical Oxygen Demand Shaken as 0 | - | 800 | mg/l | 31.3 | Vehicle and plant washing (Low Impact) | Kent West | Fleet vehicle washing. | Office facilities, fleet storage and maintenance | Consent | DOCKYARD GILLINGHAM WPS
18051 | 1 | Low Risk Consent | Medway Norse Limited | 280 | Fifers Lane |  | Norwich |  | NR6 6EQ |  | Gillingham | Pier Approach Road |  | KE | ME7 1RT | 2023-01-31 | 0.6 | 1 | At all times | MOTNEY HILL WTW | Pier Approach Road | Nitrogen Ammoniacal as N | - | 15 | mg/l | 31.3 | Vehicle and plant washing (Low Impact) | Kent West | Fleet vehicle washing. | Office facilities, fleet storage and maintenance | Consent | DOCKYARD GILLINGHAM WPS
18051 | 1 | Low Risk Consent | Medway Norse Limited | 280 | Fifers Lane |  | Norwich |  | NR6 6EQ |  | Gillingham | Pier Approach Road |  | KE | ME7 1RT | 2023-01-31 | 0.6 | 1 | At all times | MOTNEY HILL WTW | Pier Approach Road | Oil and Grease | - | 200 | mg/l | 31.3 | Vehicle and plant washing (Low Impact) | Kent West | Fleet vehicle washing. | Office facilities, fleet storage and maintenance | Consent | DOCKYARD GILLINGHAM WPS
18051 | 1 | Low Risk Consent | Medway Norse Limited | 280 | Fifers Lane |  | Norwich |  | NR6 6EQ |  | Gillingham | Pier Approach Road |  | KE | ME7 1RT | 2023-01-31 | 0.6 | 1 | At all times | MOTNEY HILL WTW | Pier Approach Road | pH | 6 | 10 | pH Units | 31.3 | Vehicle and plant washing (Low Impact) | Kent West | Fleet vehicle washing. | Office facilities, fleet storage and maintenance | Consent | DOCKYARD GILLINGHAM WPS
18051 | 1 | Low Risk Consent | Medway Norse Limited | 280 | Fifers Lane |  | Norwich |  | NR6 6EQ |  | Gillingham | Pier Approach Road |  | KE | ME7 1RT | 2023-01-31 | 0.6 | 1 | At all times | MOTNEY HILL WTW | Pier Approach Road | Solids Suspended 105 Degrees C | - | 400 | mg/l | 31.3 | Vehicle and plant washing (Low Impact) | Kent West | Fleet vehicle washing. | Office facilities, fleet storage and maintenance | Consent | DOCKYARD GILLINGHAM WPS
18053 | 1 | Tier 1 Consent | Fareham Textile Cleaners Limited | Carnac Place | Cams Hall | Fareham | Hampshire |  | PO16 8UY | 133 | HIGHLANDS ROAD | - | FAREHAM | HA | PO15 6HZ | 2023-01-05 | 7.5 | 0.5 | 24 Hours | PEEL COMMON WTW | Service yard to the rear of 133 Highlands road, Fareham | Chemical Oxygen Demand Shaken as 0 | - | 800 | mg/l | 15.2 | Laundering (Small-scale/Coin-Op) | Hampshire East | launderette washing and cleaning | Laundering and cleaning of garments and textiles | Consent | STOW ESTATE FAREHAM WPS
18053 | 1 | Tier 1 Consent | Fareham Textile Cleaners Limited | Carnac Place | Cams Hall | Fareham | Hampshire |  | PO16 8UY | 133 | HIGHLANDS ROAD | - | FAREHAM | HA | PO15 6HZ | 2023-01-05 | 7.5 | 0.5 | 24 Hours | PEEL COMMON WTW | Service yard to the rear of 133 Highlands road, Fareham | Nitrogen Ammoniacal as N | - | 15 | mg/l | 15.2 | Laundering (Small-scale/Coin-Op) | Hampshire East | launderette washing and cleaning | Laundering and cleaning of garments and textiles | Consent | STOW ESTATE FAREHAM WPS
18053 | 1 | Tier 1 Consent | Fareham Textile Cleaners Limited | Carnac Place | Cams Hall | Fareham | Hampshire |  | PO16 8UY | 133 | HIGHLANDS ROAD | - | FAREHAM | HA | PO15 6HZ | 2023-01-05 | 7.5 | 0.5 | 24 Hours | PEEL COMMON WTW | Service yard to the rear of 133 Highlands road, Fareham | Phosphorus Total | - | 15 | ug/l | 15.2 | Laundering (Small-scale/Coin-Op) | Hampshire East | launderette washing and cleaning | Laundering and cleaning of garments and textiles | Consent | STOW ESTATE FAREHAM WPS
18053 | 1 | Tier 1 Consent | Fareham Textile Cleaners Limited | Carnac Place | Cams Hall | Fareham | Hampshire |  | PO16 8UY | 133 | HIGHLANDS ROAD | - | FAREHAM | HA | PO15 6HZ | 2023-01-05 | 7.5 | 0.5 | 24 Hours | PEEL COMMON WTW | Service yard to the rear of 133 Highlands road, Fareham | Solids Suspended 105 Degrees C | - | 400 | mg/l | 15.2 | Laundering (Small-scale/Coin-Op) | Hampshire East | launderette washing and cleaning | Laundering and cleaning of garments and textiles | Consent | STOW ESTATE FAREHAM WPS
18061 | 2 | Tier 1 Consent | GSK Plc | 980 | Great West Road |  | Brentford | Brentford | TW8 9GS | FACTORY | CLARENDON ROAD | - | WORTHING | SW | BN14 8QJ | 2023-01-18 | 300 | 4.5 | at all times | EAST WORTHING WTW | Southern Water pump house, dominion way west, BN14 8NT (building 19B) S.02.0017 | Chemical Oxygen Demand Shaken as 0 | - | 800 | mg/l | 39.2 | Boiler blowdown | Sussex West | Boiler blowdown/ steam condensate, water treatment backwash, cooling tower blowdown/ reject and rinse waters from pharmaceutical laboratory. | Pharmaceutical (penicillin product) manufacturing | Consent | -
18061 | 2 | Tier 1 Consent | GSK Plc | 980 | Great West Road |  | Brentford | Brentford | TW8 9GS | FACTORY | CLARENDON ROAD | - | WORTHING | SW | BN14 8QJ | 2023-01-18 | 300 | 4.5 | at all times | EAST WORTHING WTW | Southern Water pump house, dominion way west, BN14 8NT (building 19B) S.02.0017 | Nitrogen Ammoniacal as N | - | 35 | mg/l | 39.2 | Boiler blowdown | Sussex West | Boiler blowdown/ steam condensate, water treatment backwash, cooling tower blowdown/ reject and rinse waters from pharmaceutical laboratory. | Pharmaceutical (penicillin product) manufacturing | Consent | -
18061 | 2 | Tier 1 Consent | GSK Plc | 980 | Great West Road |  | Brentford | Brentford | TW8 9GS | FACTORY | CLARENDON ROAD | - | WORTHING | SW | BN14 8QJ | 2023-01-18 | 300 | 4.5 | at all times | EAST WORTHING WTW | Southern Water pump house, dominion way west, BN14 8NT (building 19B) S.02.0017 | pH Limit | 6 | 10 |  | 39.2 | Boiler blowdown | Sussex West | Boiler blowdown/ steam condensate, water treatment backwash, cooling tower blowdown/ reject and rinse waters from pharmaceutical laboratory. | Pharmaceutical (penicillin product) manufacturing | Consent | -
18061 | 2 | Tier 1 Consent | GSK Plc | 980 | Great West Road |  | Brentford | Brentford | TW8 9GS | FACTORY | CLARENDON ROAD | - | WORTHING | SW | BN14 8QJ | 2023-01-18 | 300 | 4.5 | at all times | EAST WORTHING WTW | Southern Water pump house, dominion way west, BN14 8NT (building 19B) S.02.0017 | Phosphorus Total | - | 5 | ug/l | 39.2 | Boiler blowdown | Sussex West | Boiler blowdown/ steam condensate, water treatment backwash, cooling tower blowdown/ reject and rinse waters from pharmaceutical laboratory. | Pharmaceutical (penicillin product) manufacturing | Consent | -
18061 | 2 | Tier 1 Consent | GSK Plc | 980 | Great West Road |  | Brentford | Brentford | TW8 9GS | FACTORY | CLARENDON ROAD | - | WORTHING | SW | BN14 8QJ | 2023-01-18 | 300 | 4.5 | at all times | EAST WORTHING WTW | Southern Water pump house, dominion way west, BN14 8NT (building 19B) S.02.0017 | Solids Suspended 105 Degrees C | - | 400 | mg/l | 39.2 | Boiler blowdown | Sussex West | Boiler blowdown/ steam condensate, water treatment backwash, cooling tower blowdown/ reject and rinse waters from pharmaceutical laboratory. | Pharmaceutical (penicillin product) manufacturing | Consent | -
18063 | 1 | Tier 1 Consent | David Lloyd Leisure Limited | The Hanger | Mosquito Way | Hatfield Business Park | Hatfield | Hertfordshire | AL10 9AX | HAMPSHIRE TENNIS AND HEALTH CLUB | BOTLEY ROAD |  | WEST END | HA | SO30 3XA | 2023-03-14 | 30 | 0.5 | At all times | PORTSWOOD WTW | Marshall Drive | Chemical Oxygen Demand Shaken as 0 | - | 800 | mg/l | 32.1 | Leisure facilities | Hampshire West | Backwash from swimming pool | Gym with swimming pools and spa facilities | Consent | JUKES WALK SOUTHAMPTON WPS
18063 | 1 | Tier 1 Consent | David Lloyd Leisure Limited | The Hanger | Mosquito Way | Hatfield Business Park | Hatfield | Hertfordshire | AL10 9AX | HAMPSHIRE TENNIS AND HEALTH CLUB | BOTLEY ROAD |  | WEST END | HA | SO30 3XA | 2023-03-14 | 30 | 0.5 | At all times | PORTSWOOD WTW | Marshall Drive | Nitrogen Ammoniacal as N | - | 35 | mg/l | 32.1 | Leisure facilities | Hampshire West | Backwash from swimming pool | Gym with swimming pools and spa facilities | Consent | JUKES WALK SOUTHAMPTON WPS
18063 | 1 | Tier 1 Consent | David Lloyd Leisure Limited | The Hanger | Mosquito Way | Hatfield Business Park | Hatfield | Hertfordshire | AL10 9AX | HAMPSHIRE TENNIS AND HEALTH CLUB | BOTLEY ROAD |  | WEST END | HA | SO30 3XA | 2023-03-14 | 30 | 0.5 | At all times | PORTSWOOD WTW | Marshall Drive | pH Limit | 6 | 10 |  | 32.1 | Leisure facilities | Hampshire West | Backwash from swimming pool | Gym with swimming pools and spa facilities | Consent | JUKES WALK SOUTHAMPTON WPS
18063 | 1 | Tier 1 Consent | David Lloyd Leisure Limited | The Hanger | Mosquito Way | Hatfield Business Park | Hatfield | Hertfordshire | AL10 9AX | HAMPSHIRE TENNIS AND HEALTH CLUB | BOTLEY ROAD |  | WEST END | HA | SO30 3XA | 2023-03-14 | 30 | 0.5 | At all times | PORTSWOOD WTW | Marshall Drive | Solids Suspended 105 Degrees C | - | 400 | mg/l | 32.1 | Leisure facilities | Hampshire West | Backwash from swimming pool | Gym with swimming pools and spa facilities | Consent | JUKES WALK SOUTHAMPTON WPS
18064 | 1 | Low Risk Consent | Marwell Wildlife |  | Golden Common |  | Winchester | Hampshire | SO21 1JH | MARWELL ZOO |  | - | WINCHESTER | HA | SO21 1JH | 2023-01-31 | 20 | 5 | At all times | CHICKENHALL EASTLEIGH WTW | Thompsons Lane | Chemical Oxygen Demand Shaken as 0 | - | 800 | mg/l | 32.1 | Leisure facilities | Hampshire West | Filter backwashing of pool and tropical house aquaria and washing of animal enclosures. | Pre Market Reform | Consent | -
18064 | 1 | Low Risk Consent | Marwell Wildlife |  | Golden Common |  | Winchester | Hampshire | SO21 1JH | MARWELL ZOO |  | - | WINCHESTER | HA | SO21 1JH | 2023-01-31 | 20 | 5 | At all times | CHICKENHALL EASTLEIGH WTW | Thompsons Lane | Nitrogen Ammoniacal as N | - | 35 | mg/l | 32.1 | Leisure facilities | Hampshire West | Filter backwashing of pool and tropical house aquaria and washing of animal enclosures. | Pre Market Reform | Consent | -
18064 | 1 | Low Risk Consent | Marwell Wildlife |  | Golden Common |  | Winchester | Hampshire | SO21 1JH | MARWELL ZOO |  | - | WINCHESTER | HA | SO21 1JH | 2023-01-31 | 20 | 5 | At all times | CHICKENHALL EASTLEIGH WTW | Thompsons Lane | pH Limit | 6 | 10 |  | 32.1 | Leisure facilities | Hampshire West | Filter backwashing of pool and tropical house aquaria and washing of animal enclosures. | Pre Market Reform | Consent | -
18064 | 1 | Low Risk Consent | Marwell Wildlife |  | Golden Common |  | Winchester | Hampshire | SO21 1JH | MARWELL ZOO |  | - | WINCHESTER | HA | SO21 1JH | 2023-01-31 | 20 | 5 | At all times | CHICKENHALL EASTLEIGH WTW | Thompsons Lane | Solids Suspended 105 Degrees C | - | 400 | mg/l | 32.1 | Leisure facilities | Hampshire West | Filter backwashing of pool and tropical house aquaria and washing of animal enclosures. | Pre Market Reform | Consent | -
18068 | 1 | Low Risk Consent | Yarmouth (IOW) Harbour Commissioners | Harbour Office |  | The Quay | Yarmouth | Isle of Wight | PO41 ONT | OFFICES/TOILETS | THE QUAY | - | YARMOUTH | IW | PO41 0NT | 2023-04-28 | 5 | 1 | At all Times | SANDOWN NEW WTW | The Quay | Chemical Oxygen Demand Settled as 0 | - | 800 | mg/l | 31.3 | Vehicle and plant washing (Low Impact) | Hampshire East | Boat Cleaning | Yarmouth Harbour Company | Consent | THE INSTITUTE YARMOUTH WPS
18068 | 1 | Low Risk Consent | Yarmouth (IOW) Harbour Commissioners | Harbour Office |  | The Quay | Yarmouth | Isle of Wight | PO41 ONT | OFFICES/TOILETS | THE QUAY | - | YARMOUTH | IW | PO41 0NT | 2023-04-28 | 5 | 1 | At all Times | SANDOWN NEW WTW | The Quay | Nitrogen Ammoniacal as N | - | 10 | mg/l | 31.3 | Vehicle and plant washing (Low Impact) | Hampshire East | Boat Cleaning | Yarmouth Harbour Company | Consent | THE INSTITUTE YARMOUTH WPS
18068 | 1 | Low Risk Consent | Yarmouth (IOW) Harbour Commissioners | Harbour Office |  | The Quay | Yarmouth | Isle of Wight | PO41 ONT | OFFICES/TOILETS | THE QUAY | - | YARMOUTH | IW | PO41 0NT | 2023-04-28 | 5 | 1 | At all Times | SANDOWN NEW WTW | The Quay | Solids Suspended 105 Degrees C | - | 400 | mg/l | 31.3 | Vehicle and plant washing (Low Impact) | Hampshire East | Boat Cleaning | Yarmouth Harbour Company | Consent | THE INSTITUTE YARMOUTH WPS
18071 | 1 | Low Risk Consent | Enterprise Rent-A-Car UK Limited | Enterprise House | Vicarage Road |  | Egham | Surrey | TW20 9FB | 3 | DAVENPORT GATE | - | ANDOVER | HA | SP10 3SB | 2023-03-06 | 1.5 | 0.13 | At all times | FULLERTON WTW | Macadam Way | Chemical Oxygen Demand Shaken as 0 | - | 800 | mg/l | 31.2 | Vehicle and plant washing (Low Impact) | Hampshire West | Vehicle washing | Large motorway vehicle rental and cleaning | Consent | PORTWAY INDUSTRIAL ESTATE ANDOVER WPS
18071 | 1 | Low Risk Consent | Enterprise Rent-A-Car UK Limited | Enterprise House | Vicarage Road |  | Egham | Surrey | TW20 9FB | 3 | DAVENPORT GATE | - | ANDOVER | HA | SP10 3SB | 2023-03-06 | 1.5 | 0.13 | At all times | FULLERTON WTW | Macadam Way | Nitrogen Ammoniacal as N | - | 10 | mg/l | 31.2 | Vehicle and plant washing (Low Impact) | Hampshire West | Vehicle washing | Large motorway vehicle rental and cleaning | Consent | PORTWAY INDUSTRIAL ESTATE ANDOVER WPS
18071 | 1 | Low Risk Consent | Enterprise Rent-A-Car UK Limited | Enterprise House | Vicarage Road |  | Egham | Surrey | TW20 9FB | 3 | DAVENPORT GATE | - | ANDOVER | HA | SP10 3SB | 2023-03-06 | 1.5 | 0.13 | At all times | FULLERTON WTW | Macadam Way | pH Limit | 6 | 10 |  | 31.2 | Vehicle and plant washing (Low Impact) | Hampshire West | Vehicle washing | Large motorway vehicle rental and cleaning | Consent | PORTWAY INDUSTRIAL ESTATE ANDOVER WPS
18071 | 1 | Low Risk Consent | Enterprise Rent-A-Car UK Limited | Enterprise House | Vicarage Road |  | Egham | Surrey | TW20 9FB | 3 | DAVENPORT GATE | - | ANDOVER | HA | SP10 3SB | 2023-03-06 | 1.5 | 0.13 | At all times | FULLERTON WTW | Macadam Way | Phosphorus Total | - | 15 | ug/l | 31.2 | Vehicle and plant washing (Low Impact) | Hampshire West | Vehicle washing | Large motorway vehicle rental and cleaning | Consent | PORTWAY INDUSTRIAL ESTATE ANDOVER WPS
18071 | 1 | Low Risk Consent | Enterprise Rent-A-Car UK Limited | Enterprise House | Vicarage Road |  | Egham | Surrey | TW20 9FB | 3 | DAVENPORT GATE | - | ANDOVER | HA | SP10 3SB | 2023-03-06 | 1.5 | 0.13 | At all times | FULLERTON WTW | Macadam Way | Solids Suspended 105 Degrees C | - | 400 | mg/l | 31.2 | Vehicle and plant washing (Low Impact) | Hampshire West | Vehicle washing | Large motorway vehicle rental and cleaning | Consent | PORTWAY INDUSTRIAL ESTATE ANDOVER WPS
18073 | 3 | Tier 1 Consent | Irma Management Ltd | Martin & Company | 25st. Thomas Street |  | Winchester | Hampshire | SO23 9HJ | NORTHFIELD FARM | HAZELEY ROAD | - | TWYFORD | HA | SO21 1QA | 2023-04-11 | 9.6 | 1.2 | At all times | MORESTEAD ROAD WINCHESTER WTW | Hazeley Road | Chemical Oxygen Demand Shaken as 0 | - | 2000 | mg/l | 9.4 | Food processing - liquid dairy products | Hampshire West | Cleaning of tanks and equipment used for the purpose of manufacturing plant based and dairy ice cream. | Ice Cream manufacture | Consent | SEGARS LANE TWYFORD WPS
18073 | 3 | Tier 1 Consent | Irma Management Ltd | Martin & Company | 25st. Thomas Street |  | Winchester | Hampshire | SO23 9HJ | NORTHFIELD FARM | HAZELEY ROAD | - | TWYFORD | HA | SO21 1QA | 2023-04-11 | 9.6 | 1.2 | At all times | MORESTEAD ROAD WINCHESTER WTW | Hazeley Road | Nitrogen Ammoniacal as N | - | 35 | mg/l | 9.4 | Food processing - liquid dairy products | Hampshire West | Cleaning of tanks and equipment used for the purpose of manufacturing plant based and dairy ice cream. | Ice Cream manufacture | Consent | SEGARS LANE TWYFORD WPS
18073 | 3 | Tier 1 Consent | Irma Management Ltd | Martin & Company | 25st. Thomas Street |  | Winchester | Hampshire | SO23 9HJ | NORTHFIELD FARM | HAZELEY ROAD | - | TWYFORD | HA | SO21 1QA | 2023-04-11 | 9.6 | 1.2 | At all times | MORESTEAD ROAD WINCHESTER WTW | Hazeley Road | Oil and Grease | - | 200 | mg/l | 9.4 | Food processing - liquid dairy products | Hampshire West | Cleaning of tanks and equipment used for the purpose of manufacturing plant based and dairy ice cream. | Ice Cream manufacture | Consent | SEGARS LANE TWYFORD WPS
18073 | 3 | Tier 1 Consent | Irma Management Ltd | Martin & Company | 25st. Thomas Street |  | Winchester | Hampshire | SO23 9HJ | NORTHFIELD FARM | HAZELEY ROAD | - | TWYFORD | HA | SO21 1QA | 2023-04-11 | 9.6 | 1.2 | At all times | MORESTEAD ROAD WINCHESTER WTW | Hazeley Road | pH Limit | 6 | 10 |  | 9.4 | Food processing - liquid dairy products | Hampshire West | Cleaning of tanks and equipment used for the purpose of manufacturing plant based and dairy ice cream. | Ice Cream manufacture | Consent | SEGARS LANE TWYFORD WPS
18073 | 3 | Tier 1 Consent | Irma Management Ltd | Martin & Company | 25st. Thomas Street |  | Winchester | Hampshire | SO23 9HJ | NORTHFIELD FARM | HAZELEY ROAD | - | TWYFORD | HA | SO21 1QA | 2023-04-11 | 9.6 | 1.2 | At all times | MORESTEAD ROAD WINCHESTER WTW | Hazeley Road | Phosphorus Total | - | 15 | ug/l | 9.4 | Food processing - liquid dairy products | Hampshire West | Cleaning of tanks and equipment used for the purpose of manufacturing plant based and dairy ice cream. | Ice Cream manufacture | Consent | SEGARS LANE TWYFORD WPS
18073 | 3 | Tier 1 Consent | Irma Management Ltd | Martin & Company | 25st. Thomas Street |  | Winchester | Hampshire | SO23 9HJ | NORTHFIELD FARM | HAZELEY ROAD | - | TWYFORD | HA | SO21 1QA | 2023-04-11 | 9.6 | 1.2 | At all times | MORESTEAD ROAD WINCHESTER WTW | Hazeley Road | Solids Suspended 105 Degrees C | - | 800 | mg/l | 9.4 | Food processing - liquid dairy products | Hampshire West | Cleaning of tanks and equipment used for the purpose of manufacturing plant based and dairy ice cream. | Ice Cream manufacture | Consent | SEGARS LANE TWYFORD WPS
18079 | 1 | Low Risk Consent | AJ Mobility Ltd | Unit 17 North Crescent | Diplocks Way |  | Hailsham |  | BN27 3JF | UNIT D5 | VOYAGER PARK | - | PORTSMOUTH | HA | PO3 5FN | 2023-03-20 | 1 | 0.5 | At all Times | BUDDS FARM HAVANT WTW | Portfield Road 50.822449, -1.059455 Google maps co-ordinates | Chemical Oxygen Demand Shaken as 0 | - | 800 | mg/l | 31.2 | Vehicle and plant washing (Low Impact) | Hampshire East | Jet Wash Cleaning of Wheelchairs | Wheelchair Services | Consent | COPNOR WPS
18079 | 1 | Low Risk Consent | AJ Mobility Ltd | Unit 17 North Crescent | Diplocks Way |  | Hailsham |  | BN27 3JF | UNIT D5 | VOYAGER PARK | - | PORTSMOUTH | HA | PO3 5FN | 2023-03-20 | 1 | 0.5 | At all Times | BUDDS FARM HAVANT WTW | Portfield Road 50.822449, -1.059455 Google maps co-ordinates | Nitrogen Ammoniacal as N | - | 10 | mg/l | 31.2 | Vehicle and plant washing (Low Impact) | Hampshire East | Jet Wash Cleaning of Wheelchairs | Wheelchair Services | Consent | COPNOR WPS
18079 | 1 | Low Risk Consent | AJ Mobility Ltd | Unit 17 North Crescent | Diplocks Way |  | Hailsham |  | BN27 3JF | UNIT D5 | VOYAGER PARK | - | PORTSMOUTH | HA | PO3 5FN | 2023-03-20 | 1 | 0.5 | At all Times | BUDDS FARM HAVANT WTW | Portfield Road 50.822449, -1.059455 Google maps co-ordinates | pH Limit | 6 | 10 |  | 31.2 | Vehicle and plant washing (Low Impact) | Hampshire East | Jet Wash Cleaning of Wheelchairs | Wheelchair Services | Consent | COPNOR WPS
18079 | 1 | Low Risk Consent | AJ Mobility Ltd | Unit 17 North Crescent | Diplocks Way |  | Hailsham |  | BN27 3JF | UNIT D5 | VOYAGER PARK | - | PORTSMOUTH | HA | PO3 5FN | 2023-03-20 | 1 | 0.5 | At all Times | BUDDS FARM HAVANT WTW | Portfield Road 50.822449, -1.059455 Google maps co-ordinates | Solids Suspended 105 Degrees C | - | 400 | mg/l | 31.2 | Vehicle and plant washing (Low Impact) | Hampshire East | Jet Wash Cleaning of Wheelchairs | Wheelchair Services | Consent | COPNOR WPS
18082 | 1 | Tier 2 Consent | Jardine Motors Group UK Ltd | C/O Porsche Centre Colchester Auto Way | Ipswich Road | Colchester | Essex |  | CO4 9HA | LANCASTER LAND ROVER | UNIT 1 WOODGATE WAY | - | TONBRIDGE | KE | TN11 0FU | 2023-03-17 | 11 | 0.25 | At all times | TONBRIDGE WTW | Tudeley Lane (TQ60451303) | Chemical Oxygen Demand Shaken as 0 | - | 800 | mg/l | 31.3 | Vehicle and plant washing (Low Impact) | Kent West | Vehicle washing via jet washing facility | Vehicle washing | Consent | PRIORY MILL TONBRIDGE WPS
18082 | 1 | Tier 2 Consent | Jardine Motors Group UK Ltd | C/O Porsche Centre Colchester Auto Way | Ipswich Road | Colchester | Essex |  | CO4 9HA | LANCASTER LAND ROVER | UNIT 1 WOODGATE WAY | - | TONBRIDGE | KE | TN11 0FU | 2023-03-17 | 11 | 0.25 | At all times | TONBRIDGE WTW | Tudeley Lane (TQ60451303) | Nitrogen Ammoniacal as N | - | 15 | mg/l | 31.3 | Vehicle and plant washing (Low Impact) | Kent West | Vehicle washing via jet washing facility | Vehicle washing | Consent | PRIORY MILL TONBRIDGE WPS
18082 | 1 | Tier 2 Consent | Jardine Motors Group UK Ltd | C/O Porsche Centre Colchester Auto Way | Ipswich Road | Colchester | Essex |  | CO4 9HA | LANCASTER LAND ROVER | UNIT 1 WOODGATE WAY | - | TONBRIDGE | KE | TN11 0FU | 2023-03-17 | 11 | 0.25 | At all times | TONBRIDGE WTW | Tudeley Lane (TQ60451303) | Oil and Grease | - | 200 | mg/l | 31.3 | Vehicle and plant washing (Low Impact) | Kent West | Vehicle washing via jet washing facility | Vehicle washing | Consent | PRIORY MILL TONBRIDGE WPS
18082 | 1 | Tier 2 Consent | Jardine Motors Group UK Ltd | C/O Porsche Centre Colchester Auto Way | Ipswich Road | Colchester | Essex |  | CO4 9HA | LANCASTER LAND ROVER | UNIT 1 WOODGATE WAY | - | TONBRIDGE | KE | TN11 0FU | 2023-03-17 | 11 | 0.25 | At all times | TONBRIDGE WTW | Tudeley Lane (TQ60451303) | pH | 6 | 10 | pH Units | 31.3 | Vehicle and plant washing (Low Impact) | Kent West | Vehicle washing via jet washing facility | Vehicle washing | Consent | PRIORY MILL TONBRIDGE WPS
18082 | 1 | Tier 2 Consent | Jardine Motors Group UK Ltd | C/O Porsche Centre Colchester Auto Way | Ipswich Road | Colchester | Essex |  | CO4 9HA | LANCASTER LAND ROVER | UNIT 1 WOODGATE WAY | - | TONBRIDGE | KE | TN11 0FU | 2023-03-17 | 11 | 0.25 | At all times | TONBRIDGE WTW | Tudeley Lane (TQ60451303) | Solids Suspended 105 Degrees C | - | 400 | mg/l | 31.3 | Vehicle and plant washing (Low Impact) | Kent West | Vehicle washing via jet washing facility | Vehicle washing | Consent | PRIORY MILL TONBRIDGE WPS
18082 | 1 | Tier 2 Consent | Jardine Motors Group UK Ltd | C/O Porsche Centre Colchester Auto Way | Ipswich Road | Colchester | Essex |  | CO4 9HA | LANCASTER LAND ROVER | UNIT 1 WOODGATE WAY | - | TONBRIDGE | KE | TN11 0FU | 2023-03-17 | 11 | 0.25 | At all times | TONBRIDGE WTW | Tudeley Lane (TQ60451303) | Sulphate as S04 | - | 500 | mg/l | 31.3 | Vehicle and plant washing (Low Impact) | Kent West | Vehicle washing via jet washing facility | Vehicle washing | Consent | PRIORY MILL TONBRIDGE WPS
18083 | 1 | Low Risk Consent | Tesla Motors Limited | 185 | Ashton New Road |  | Manchester |  | M11 3DX | UNIT 3 | IMPERIAL WAY | - | SOUTHAMPTON | HA | SO15 0RB | 2023-04-06 | 1 | 0.25 | At all times | MILLBROOK WTW | Crossways Boulevard | Chemical Oxygen Demand Shaken as 0 | - | 800 | mg/l | 31.2 | Vehicle and plant washing (Low Impact) | Hampshire West | Car washing and detailing | Car Sales and Service Centre | Consent | WATERHOUSE WAY SHIRLEY WPS
18083 | 1 | Low Risk Consent | Tesla Motors Limited | 185 | Ashton New Road |  | Manchester |  | M11 3DX | UNIT 3 | IMPERIAL WAY | - | SOUTHAMPTON | HA | SO15 0RB | 2023-04-06 | 1 | 0.25 | At all times | MILLBROOK WTW | Crossways Boulevard | Nitrogen Ammoniacal as N | - | 10 | mg/l | 31.2 | Vehicle and plant washing (Low Impact) | Hampshire West | Car washing and detailing | Car Sales and Service Centre | Consent | WATERHOUSE WAY SHIRLEY WPS
18083 | 1 | Low Risk Consent | Tesla Motors Limited | 185 | Ashton New Road |  | Manchester |  | M11 3DX | UNIT 3 | IMPERIAL WAY | - | SOUTHAMPTON | HA | SO15 0RB | 2023-04-06 | 1 | 0.25 | At all times | MILLBROOK WTW | Crossways Boulevard | pH Limit | 6 | 10 |  | 31.2 | Vehicle and plant washing (Low Impact) | Hampshire West | Car washing and detailing | Car Sales and Service Centre | Consent | WATERHOUSE WAY SHIRLEY WPS
18083 | 1 | Low Risk Consent | Tesla Motors Limited | 185 | Ashton New Road |  | Manchester |  | M11 3DX | UNIT 3 | IMPERIAL WAY | - | SOUTHAMPTON | HA | SO15 0RB | 2023-04-06 | 1 | 0.25 | At all times | MILLBROOK WTW | Crossways Boulevard | Phosphorus Total | - | 15 | ug/l | 31.2 | Vehicle and plant washing (Low Impact) | Hampshire West | Car washing and detailing | Car Sales and Service Centre | Consent | WATERHOUSE WAY SHIRLEY WPS
18083 | 1 | Low Risk Consent | Tesla Motors Limited | 185 | Ashton New Road |  | Manchester |  | M11 3DX | UNIT 3 | IMPERIAL WAY | - | SOUTHAMPTON | HA | SO15 0RB | 2023-04-06 | 1 | 0.25 | At all times | MILLBROOK WTW | Crossways Boulevard | Solids Suspended 105 Degrees C | - | 400 | mg/l | 31.2 | Vehicle and plant washing (Low Impact) | Hampshire West | Car washing and detailing | Car Sales and Service Centre | Consent | WATERHOUSE WAY SHIRLEY WPS
18084 | 2 | Tier 2 Consent | Chislet Brewery Ltd | Unit 32 Chislet Busines Park |  | Chislet | Canterbury |  | CT3 4BY | UNIT 32 | CHISLET BUSINESS PARK | - | CANTERBURY | KE | CT3 4BY | 2023-05-26 | 0.5 | 1 | At all times | WESTBERE WTW | by Chislet Park Farm pumping station ///manages.spines.breakaway | Chemical Oxygen Demand Shaken as 0 | - | 7000 | mg/l | 1.3 | Alcoholic beverages (Low Impact) | Kent East | The washing and cleaning of brewery equipment. | Beer producer. Brewery | Consent | CHISLET PARK FARM HERSDEN WPS
18084 | 2 | Tier 2 Consent | Chislet Brewery Ltd | Unit 32 Chislet Busines Park |  | Chislet | Canterbury |  | CT3 4BY | UNIT 32 | CHISLET BUSINESS PARK | - | CANTERBURY | KE | CT3 4BY | 2023-05-26 | 0.5 | 1 | At all times | WESTBERE WTW | by Chislet Park Farm pumping station ///manages.spines.breakaway | Nitrogen Ammoniacal as N | - | 35 | mg/l | 1.3 | Alcoholic beverages (Low Impact) | Kent East | The washing and cleaning of brewery equipment. | Beer producer. Brewery | Consent | CHISLET PARK FARM HERSDEN WPS
18084 | 2 | Tier 2 Consent | Chislet Brewery Ltd | Unit 32 Chislet Busines Park |  | Chislet | Canterbury |  | CT3 4BY | UNIT 32 | CHISLET BUSINESS PARK | - | CANTERBURY | KE | CT3 4BY | 2023-05-26 | 0.5 | 1 | At all times | WESTBERE WTW | by Chislet Park Farm pumping station ///manages.spines.breakaway | pH | 6 | 10 | pH Units | 1.3 | Alcoholic beverages (Low Impact) | Kent East | The washing and cleaning of brewery equipment. | Beer producer. Brewery | Consent | CHISLET PARK FARM HERSDEN WPS
18084 | 2 | Tier 2 Consent | Chislet Brewery Ltd | Unit 32 Chislet Busines Park |  | Chislet | Canterbury |  | CT3 4BY | UNIT 32 | CHISLET BUSINESS PARK | - | CANTERBURY | KE | CT3 4BY | 2023-05-26 | 0.5 | 1 | At all times | WESTBERE WTW | by Chislet Park Farm pumping station ///manages.spines.breakaway | Phosphorus Total | - | 15 | ug/l | 1.3 | Alcoholic beverages (Low Impact) | Kent East | The washing and cleaning of brewery equipment. | Beer producer. Brewery | Consent | CHISLET PARK FARM HERSDEN WPS
18084 | 2 | Tier 2 Consent | Chislet Brewery Ltd | Unit 32 Chislet Busines Park |  | Chislet | Canterbury |  | CT3 4BY | UNIT 32 | CHISLET BUSINESS PARK | - | CANTERBURY | KE | CT3 4BY | 2023-05-26 | 0.5 | 1 | At all times | WESTBERE WTW | by Chislet Park Farm pumping station ///manages.spines.breakaway | Solids Suspended 105 Degrees C | - | 1400 | mg/l | 1.3 | Alcoholic beverages (Low Impact) | Kent East | The washing and cleaning of brewery equipment. | Beer producer. Brewery | Consent | CHISLET PARK FARM HERSDEN WPS
18084 | 2 | Tier 2 Consent | Chislet Brewery Ltd | Unit 32 Chislet Busines Park |  | Chislet | Canterbury |  | CT3 4BY | UNIT 32 | CHISLET BUSINESS PARK | - | CANTERBURY | KE | CT3 4BY | 2023-05-26 | 0.5 | 1 | At all times | WESTBERE WTW | by Chislet Park Farm pumping station ///manages.spines.breakaway | Sulphate as S04 | - | 500 | mg/l | 1.3 | Alcoholic beverages (Low Impact) | Kent East | The washing and cleaning of brewery equipment. | Beer producer. Brewery | Consent | CHISLET PARK FARM HERSDEN WPS
18086 | 2 | Tier 2 Consent | SE Trains Limited t/a Southeastern | Second Floor | 4 More London Riverside |  | London |  | SE1 2AU | EAST KENT RE-SIGNALLING PROJECT DEPOT | GILLINGHAM ROAD | - | GILLINGHAM | KE | ME7 4ER | 2023-05-03 | 23 | 5.5 | At all times | MOTNEY HILL WTW | Gillingham Road | Chemical Oxygen Demand Shaken as 0 | - | 1500 | mg/l | 31.1 | Vehicle and plant washing (Medium Impact) | Kent West | External cleaning of railway rolling stock through automatic carriage wash machines | Cleaning of railway rolling stock | Consent | THE STRAND GILLINGHAM WPS
18086 | 2 | Tier 2 Consent | SE Trains Limited t/a Southeastern | Second Floor | 4 More London Riverside |  | London |  | SE1 2AU | EAST KENT RE-SIGNALLING PROJECT DEPOT | GILLINGHAM ROAD | - | GILLINGHAM | KE | ME7 4ER | 2023-05-03 | 23 | 5.5 | At all times | MOTNEY HILL WTW | Gillingham Road | Nitrogen Ammoniacal as N | - | 15 | mg/l | 31.1 | Vehicle and plant washing (Medium Impact) | Kent West | External cleaning of railway rolling stock through automatic carriage wash machines | Cleaning of railway rolling stock | Consent | THE STRAND GILLINGHAM WPS
18086 | 2 | Tier 2 Consent | SE Trains Limited t/a Southeastern | Second Floor | 4 More London Riverside |  | London |  | SE1 2AU | EAST KENT RE-SIGNALLING PROJECT DEPOT | GILLINGHAM ROAD | - | GILLINGHAM | KE | ME7 4ER | 2023-05-03 | 23 | 5.5 | At all times | MOTNEY HILL WTW | Gillingham Road | Oil and Grease | - | 200 | mg/l | 31.1 | Vehicle and plant washing (Medium Impact) | Kent West | External cleaning of railway rolling stock through automatic carriage wash machines | Cleaning of railway rolling stock | Consent | THE STRAND GILLINGHAM WPS
18086 | 2 | Tier 2 Consent | SE Trains Limited t/a Southeastern | Second Floor | 4 More London Riverside |  | London |  | SE1 2AU | EAST KENT RE-SIGNALLING PROJECT DEPOT | GILLINGHAM ROAD | - | GILLINGHAM | KE | ME7 4ER | 2023-05-03 | 23 | 5.5 | At all times | MOTNEY HILL WTW | Gillingham Road | pH | 6 | 10 | pH Units | 31.1 | Vehicle and plant washing (Medium Impact) | Kent West | External cleaning of railway rolling stock through automatic carriage wash machines | Cleaning of railway rolling stock | Consent | THE STRAND GILLINGHAM WPS
18086 | 2 | Tier 2 Consent | SE Trains Limited t/a Southeastern | Second Floor | 4 More London Riverside |  | London |  | SE1 2AU | EAST KENT RE-SIGNALLING PROJECT DEPOT | GILLINGHAM ROAD | - | GILLINGHAM | KE | ME7 4ER | 2023-05-03 | 23 | 5.5 | At all times | MOTNEY HILL WTW | Gillingham Road | Phosphorus Total | - | 15 | ug/l | 31.1 | Vehicle and plant washing (Medium Impact) | Kent West | External cleaning of railway rolling stock through automatic carriage wash machines | Cleaning of railway rolling stock | Consent | THE STRAND GILLINGHAM WPS
18086 | 2 | Tier 2 Consent | SE Trains Limited t/a Southeastern | Second Floor | 4 More London Riverside |  | London |  | SE1 2AU | EAST KENT RE-SIGNALLING PROJECT DEPOT | GILLINGHAM ROAD | - | GILLINGHAM | KE | ME7 4ER | 2023-05-03 | 23 | 5.5 | At all times | MOTNEY HILL WTW | Gillingham Road | Solids Suspended 105 Degrees C | - | 400 | mg/l | 31.1 | Vehicle and plant washing (Medium Impact) | Kent West | External cleaning of railway rolling stock through automatic carriage wash machines | Cleaning of railway rolling stock | Consent | THE STRAND GILLINGHAM WPS
18086 | 2 | Tier 2 Consent | SE Trains Limited t/a Southeastern | Second Floor | 4 More London Riverside |  | London |  | SE1 2AU | EAST KENT RE-SIGNALLING PROJECT DEPOT | GILLINGHAM ROAD | - | GILLINGHAM | KE | ME7 4ER | 2023-05-03 | 23 | 5.5 | At all times | MOTNEY HILL WTW | Gillingham Road | Sulphate as S04 | - | 500 | mg/l | 31.1 | Vehicle and plant washing (Medium Impact) | Kent West | External cleaning of railway rolling stock through automatic carriage wash machines | Cleaning of railway rolling stock | Consent | THE STRAND GILLINGHAM WPS
18087 | 1 | Low Risk Consent | SE Trains Limited t/a Southeastern | Second Floor | 4 More London Riverside |  | London |  | SE1 2AU | EAST KENT RE-SIGNALLING PROJECT DEPOT | GILLINGHAM ROAD | - | GILLINGHAM | KE | ME7 4ER | 2023-05-03 | 5 | 1 | At all times | MOTNEY HILL WTW | Maple Avenue | Chemical Oxygen Demand Shaken as 0 | - | 800 | mg/l | 31.1 | Vehicle and plant washing (Medium Impact) | Kent West | External cleaning of railway rolling stock and graffiti removal (cleaning shed east discharge). | Light maintenance & hand cleaning of railway rolling stock | Consent | THE STRAND GILLINGHAM WPS
18087 | 1 | Low Risk Consent | SE Trains Limited t/a Southeastern | Second Floor | 4 More London Riverside |  | London |  | SE1 2AU | EAST KENT RE-SIGNALLING PROJECT DEPOT | GILLINGHAM ROAD | - | GILLINGHAM | KE | ME7 4ER | 2023-05-03 | 5 | 1 | At all times | MOTNEY HILL WTW | Maple Avenue | Nitrogen Ammoniacal as N | - | 15 | mg/l | 31.1 | Vehicle and plant washing (Medium Impact) | Kent West | External cleaning of railway rolling stock and graffiti removal (cleaning shed east discharge). | Light maintenance & hand cleaning of railway rolling stock | Consent | THE STRAND GILLINGHAM WPS
18087 | 1 | Low Risk Consent | SE Trains Limited t/a Southeastern | Second Floor | 4 More London Riverside |  | London |  | SE1 2AU | EAST KENT RE-SIGNALLING PROJECT DEPOT | GILLINGHAM ROAD | - | GILLINGHAM | KE | ME7 4ER | 2023-05-03 | 5 | 1 | At all times | MOTNEY HILL WTW | Maple Avenue | Oil and Grease | - | 200 | mg/l | 31.1 | Vehicle and plant washing (Medium Impact) | Kent West | External cleaning of railway rolling stock and graffiti removal (cleaning shed east discharge). | Light maintenance & hand cleaning of railway rolling stock | Consent | THE STRAND GILLINGHAM WPS
18087 | 1 | Low Risk Consent | SE Trains Limited t/a Southeastern | Second Floor | 4 More London Riverside |  | London |  | SE1 2AU | EAST KENT RE-SIGNALLING PROJECT DEPOT | GILLINGHAM ROAD | - | GILLINGHAM | KE | ME7 4ER | 2023-05-03 | 5 | 1 | At all times | MOTNEY HILL WTW | Maple Avenue | pH | 6 | 10 | pH Units | 31.1 | Vehicle and plant washing (Medium Impact) | Kent West | External cleaning of railway rolling stock and graffiti removal (cleaning shed east discharge). | Light maintenance & hand cleaning of railway rolling stock | Consent | THE STRAND GILLINGHAM WPS
18087 | 1 | Low Risk Consent | SE Trains Limited t/a Southeastern | Second Floor | 4 More London Riverside |  | London |  | SE1 2AU | EAST KENT RE-SIGNALLING PROJECT DEPOT | GILLINGHAM ROAD | - | GILLINGHAM | KE | ME7 4ER | 2023-05-03 | 5 | 1 | At all times | MOTNEY HILL WTW | Maple Avenue | Phosphorus Total | - | 15 | ug/l | 31.1 | Vehicle and plant washing (Medium Impact) | Kent West | External cleaning of railway rolling stock and graffiti removal (cleaning shed east discharge). | Light maintenance & hand cleaning of railway rolling stock | Consent | THE STRAND GILLINGHAM WPS
18087 | 1 | Low Risk Consent | SE Trains Limited t/a Southeastern | Second Floor | 4 More London Riverside |  | London |  | SE1 2AU | EAST KENT RE-SIGNALLING PROJECT DEPOT | GILLINGHAM ROAD | - | GILLINGHAM | KE | ME7 4ER | 2023-05-03 | 5 | 1 | At all times | MOTNEY HILL WTW | Maple Avenue | Solids Suspended 105 Degrees C | - | 400 | mg/l | 31.1 | Vehicle and plant washing (Medium Impact) | Kent West | External cleaning of railway rolling stock and graffiti removal (cleaning shed east discharge). | Light maintenance & hand cleaning of railway rolling stock | Consent | THE STRAND GILLINGHAM WPS
18087 | 1 | Low Risk Consent | SE Trains Limited t/a Southeastern | Second Floor | 4 More London Riverside |  | London |  | SE1 2AU | EAST KENT RE-SIGNALLING PROJECT DEPOT | GILLINGHAM ROAD | - | GILLINGHAM | KE | ME7 4ER | 2023-05-03 | 5 | 1 | At all times | MOTNEY HILL WTW | Maple Avenue | Sulphate as S04 | - | 500 | mg/l | 31.1 | Vehicle and plant washing (Medium Impact) | Kent West | External cleaning of railway rolling stock and graffiti removal (cleaning shed east discharge). | Light maintenance & hand cleaning of railway rolling stock | Consent | THE STRAND GILLINGHAM WPS
18088 | 1 | Low Risk Consent | SE Trains Limited t/a Southeastern | Second Floor | 4 More London Riverside |  | London |  | SE1 2AU | EAST KENT RE-SIGNALLING PROJECT DEPOT | GILLINGHAM ROAD | - | GILLINGHAM | KE | ME7 4ER | 2023-05-03 | 5 | 1 | At all times | MOTNEY HILL WTW | Gillingham Road | Chemical Oxygen Demand Shaken as 0 | - | 800 | mg/l | 31.1 | Vehicle and plant washing (Medium Impact) | Kent West | External cleaning of railway rolling stock and graffiti removal (cleaning shed west discharge). | Light maintenance & Hand cleaning of railway rolling stock | Consent | THE STRAND GILLINGHAM WPS
18088 | 1 | Low Risk Consent | SE Trains Limited t/a Southeastern | Second Floor | 4 More London Riverside |  | London |  | SE1 2AU | EAST KENT RE-SIGNALLING PROJECT DEPOT | GILLINGHAM ROAD | - | GILLINGHAM | KE | ME7 4ER | 2023-05-03 | 5 | 1 | At all times | MOTNEY HILL WTW | Gillingham Road | Nitrogen Ammoniacal as N | - | 15 | mg/l | 31.1 | Vehicle and plant washing (Medium Impact) | Kent West | External cleaning of railway rolling stock and graffiti removal (cleaning shed west discharge). | Light maintenance & Hand cleaning of railway rolling stock | Consent | THE STRAND GILLINGHAM WPS
18088 | 1 | Low Risk Consent | SE Trains Limited t/a Southeastern | Second Floor | 4 More London Riverside |  | London |  | SE1 2AU | EAST KENT RE-SIGNALLING PROJECT DEPOT | GILLINGHAM ROAD | - | GILLINGHAM | KE | ME7 4ER | 2023-05-03 | 5 | 1 | At all times | MOTNEY HILL WTW | Gillingham Road | Oil and Grease | - | 200 | mg/l | 31.1 | Vehicle and plant washing (Medium Impact) | Kent West | External cleaning of railway rolling stock and graffiti removal (cleaning shed west discharge). | Light maintenance & Hand cleaning of railway rolling stock | Consent | THE STRAND GILLINGHAM WPS
18088 | 1 | Low Risk Consent | SE Trains Limited t/a Southeastern | Second Floor | 4 More London Riverside |  | London |  | SE1 2AU | EAST KENT RE-SIGNALLING PROJECT DEPOT | GILLINGHAM ROAD | - | GILLINGHAM | KE | ME7 4ER | 2023-05-03 | 5 | 1 | At all times | MOTNEY HILL WTW | Gillingham Road | pH | 6 | 10 | pH Units | 31.1 | Vehicle and plant washing (Medium Impact) | Kent West | External cleaning of railway rolling stock and graffiti removal (cleaning shed west discharge). | Light maintenance & Hand cleaning of railway rolling stock | Consent | THE STRAND GILLINGHAM WPS
18088 | 1 | Low Risk Consent | SE Trains Limited t/a Southeastern | Second Floor | 4 More London Riverside |  | London |  | SE1 2AU | EAST KENT RE-SIGNALLING PROJECT DEPOT | GILLINGHAM ROAD | - | GILLINGHAM | KE | ME7 4ER | 2023-05-03 | 5 | 1 | At all times | MOTNEY HILL WTW | Gillingham Road | Phosphorus Total | - | 15 | ug/l | 31.1 | Vehicle and plant washing (Medium Impact) | Kent West | External cleaning of railway rolling stock and graffiti removal (cleaning shed west discharge). | Light maintenance & Hand cleaning of railway rolling stock | Consent | THE STRAND GILLINGHAM WPS
18088 | 1 | Low Risk Consent | SE Trains Limited t/a Southeastern | Second Floor | 4 More London Riverside |  | London |  | SE1 2AU | EAST KENT RE-SIGNALLING PROJECT DEPOT | GILLINGHAM ROAD | - | GILLINGHAM | KE | ME7 4ER | 2023-05-03 | 5 | 1 | At all times | MOTNEY HILL WTW | Gillingham Road | Solids Suspended 105 Degrees C | - | 400 | mg/l | 31.1 | Vehicle and plant washing (Medium Impact) | Kent West | External cleaning of railway rolling stock and graffiti removal (cleaning shed west discharge). | Light maintenance & Hand cleaning of railway rolling stock | Consent | THE STRAND GILLINGHAM WPS
18088 | 1 | Low Risk Consent | SE Trains Limited t/a Southeastern | Second Floor | 4 More London Riverside |  | London |  | SE1 2AU | EAST KENT RE-SIGNALLING PROJECT DEPOT | GILLINGHAM ROAD | - | GILLINGHAM | KE | ME7 4ER | 2023-05-03 | 5 | 1 | At all times | MOTNEY HILL WTW | Gillingham Road | Sulphate as S04 | - | 500 | mg/l | 31.1 | Vehicle and plant washing (Medium Impact) | Kent West | External cleaning of railway rolling stock and graffiti removal (cleaning shed west discharge). | Light maintenance & Hand cleaning of railway rolling stock | Consent | THE STRAND GILLINGHAM WPS
18089 | 1 | Low Risk Consent | Motor Fuel Limited | 10 Bricket Road | St Albans |  | Hertfordshire | Hertfordshire | AL1 3JX | CUCKFIELD SERVICE STATION | WHITEMANS GREEN | - | HAYWARDS HEATH | SW | RH17 5BY | 2023-05-05 | 2.8 | 1 | At all times | GODDARDS GREEN WTW | B2114 Whitemans Green | Chemical Oxygen Demand Shaken as 0 | - | 800 | mg/l | 31.2 | Vehicle and plant washing (Low Impact) | Sussex West | Vehicle valeting | Fuel station and vehicle valeting | Consent | -
18089 | 1 | Low Risk Consent | Motor Fuel Limited | 10 Bricket Road | St Albans |  | Hertfordshire | Hertfordshire | AL1 3JX | CUCKFIELD SERVICE STATION | WHITEMANS GREEN | - | HAYWARDS HEATH | SW | RH17 5BY | 2023-05-05 | 2.8 | 1 | At all times | GODDARDS GREEN WTW | B2114 Whitemans Green | Nitrogen Ammoniacal as N | - | 10 | mg/l | 31.2 | Vehicle and plant washing (Low Impact) | Sussex West | Vehicle valeting | Fuel station and vehicle valeting | Consent | -
18089 | 1 | Low Risk Consent | Motor Fuel Limited | 10 Bricket Road | St Albans |  | Hertfordshire | Hertfordshire | AL1 3JX | CUCKFIELD SERVICE STATION | WHITEMANS GREEN | - | HAYWARDS HEATH | SW | RH17 5BY | 2023-05-05 | 2.8 | 1 | At all times | GODDARDS GREEN WTW | B2114 Whitemans Green | Oil and Grease | - | 200 | mg/l | 31.2 | Vehicle and plant washing (Low Impact) | Sussex West | Vehicle valeting | Fuel station and vehicle valeting | Consent | -
18089 | 1 | Low Risk Consent | Motor Fuel Limited | 10 Bricket Road | St Albans |  | Hertfordshire | Hertfordshire | AL1 3JX | CUCKFIELD SERVICE STATION | WHITEMANS GREEN | - | HAYWARDS HEATH | SW | RH17 5BY | 2023-05-05 | 2.8 | 1 | At all times | GODDARDS GREEN WTW | B2114 Whitemans Green | Phosphorus Total | - | 15 | ug/l | 31.2 | Vehicle and plant washing (Low Impact) | Sussex West | Vehicle valeting | Fuel station and vehicle valeting | Consent | -
18089 | 1 | Low Risk Consent | Motor Fuel Limited | 10 Bricket Road | St Albans |  | Hertfordshire | Hertfordshire | AL1 3JX | CUCKFIELD SERVICE STATION | WHITEMANS GREEN | - | HAYWARDS HEATH | SW | RH17 5BY | 2023-05-05 | 2.8 | 1 | At all times | GODDARDS GREEN WTW | B2114 Whitemans Green | Solids Suspended 105C at pH7 | - | 400 | mg/l | 31.2 | Vehicle and plant washing (Low Impact) | Sussex West | Vehicle valeting | Fuel station and vehicle valeting | Consent | -
18089 | 1 | Low Risk Consent | Motor Fuel Limited | 10 Bricket Road | St Albans |  | Hertfordshire | Hertfordshire | AL1 3JX | CUCKFIELD SERVICE STATION | WHITEMANS GREEN | - | HAYWARDS HEATH | SW | RH17 5BY | 2023-05-05 | 2.8 | 1 | At all times | GODDARDS GREEN WTW | B2114 Whitemans Green | Sulphate as S04 | - | 500 | mg/l | 31.2 | Vehicle and plant washing (Low Impact) | Sussex West | Vehicle valeting | Fuel station and vehicle valeting | Consent | -
18090 | 1 | Tier 1 Consent | Tarmac Trading Limited | Ground Floor T3 Trinity Park | Bickenhill Lane | Solihull | Birmingham |  | B37 7ES | LITTLEHAMPTON ASPHALT | QUAYSIDE | - | LITTLEHAMPTON | SW | BN17 5DN | 2023-06-02 | 23 | 1.9 | At all times | FORD WTW | Bridge Road | Chemical Oxygen Demand Shaken as 0 | - | 800 | mg/l | 3.1 | Cement, lime, plaster, ready-mix concrete manufacture and their products | Sussex West | contaminated surface water from aggregate production site | Site run off and rainwater | Consent | -
18090 | 1 | Tier 1 Consent | Tarmac Trading Limited | Ground Floor T3 Trinity Park | Bickenhill Lane | Solihull | Birmingham |  | B37 7ES | LITTLEHAMPTON ASPHALT | QUAYSIDE | - | LITTLEHAMPTON | SW | BN17 5DN | 2023-06-02 | 23 | 1.9 | At all times | FORD WTW | Bridge Road | Nitrogen Ammoniacal as N | - | 15 | mg/l | 3.1 | Cement, lime, plaster, ready-mix concrete manufacture and their products | Sussex West | contaminated surface water from aggregate production site | Site run off and rainwater | Consent | -
18090 | 1 | Tier 1 Consent | Tarmac Trading Limited | Ground Floor T3 Trinity Park | Bickenhill Lane | Solihull | Birmingham |  | B37 7ES | LITTLEHAMPTON ASPHALT | QUAYSIDE | - | LITTLEHAMPTON | SW | BN17 5DN | 2023-06-02 | 23 | 1.9 | At all times | FORD WTW | Bridge Road | Oil and Grease | - | 200 | mg/l | 3.1 | Cement, lime, plaster, ready-mix concrete manufacture and their products | Sussex West | contaminated surface water from aggregate production site | Site run off and rainwater | Consent | -
18090 | 1 | Tier 1 Consent | Tarmac Trading Limited | Ground Floor T3 Trinity Park | Bickenhill Lane | Solihull | Birmingham |  | B37 7ES | LITTLEHAMPTON ASPHALT | QUAYSIDE | - | LITTLEHAMPTON | SW | BN17 5DN | 2023-06-02 | 23 | 1.9 | At all times | FORD WTW | Bridge Road | pH | 6 | 10 | pH Units | 3.1 | Cement, lime, plaster, ready-mix concrete manufacture and their products | Sussex West | contaminated surface water from aggregate production site | Site run off and rainwater | Consent | -
18090 | 1 | Tier 1 Consent | Tarmac Trading Limited | Ground Floor T3 Trinity Park | Bickenhill Lane | Solihull | Birmingham |  | B37 7ES | LITTLEHAMPTON ASPHALT | QUAYSIDE | - | LITTLEHAMPTON | SW | BN17 5DN | 2023-06-02 | 23 | 1.9 | At all times | FORD WTW | Bridge Road | Phosphorus Total | - | 15 | ug/l | 3.1 | Cement, lime, plaster, ready-mix concrete manufacture and their products | Sussex West | contaminated surface water from aggregate production site | Site run off and rainwater | Consent | -
18090 | 1 | Tier 1 Consent | Tarmac Trading Limited | Ground Floor T3 Trinity Park | Bickenhill Lane | Solihull | Birmingham |  | B37 7ES | LITTLEHAMPTON ASPHALT | QUAYSIDE | - | LITTLEHAMPTON | SW | BN17 5DN | 2023-06-02 | 23 | 1.9 | At all times | FORD WTW | Bridge Road | Solids Suspended 105 Degrees C | - | 400 | mg/l | 3.1 | Cement, lime, plaster, ready-mix concrete manufacture and their products | Sussex West | contaminated surface water from aggregate production site | Site run off and rainwater | Consent | -
18091 | 1 | Tier 2 Consent | Snows Motor Group Limited t/a Snows BMW Portsmouth | Snows House | Second Avenue | Millbrook | Southampton |  | SO15 0BT | SNOWS BMW PORTSMOUTH | EASTERN HOUSE | - | PORTSMOUTH | HA | PO3 5FF | 2023-04-28 | 10 | 0.27 | At all Times | BUDDS FARM HAVANT WTW | Airport service road | Chemical Oxygen Demand Shaken as 0 | - | 800 | mg/l | 31.2 | Vehicle and plant washing (Low Impact) | Hampshire East | Vehicle wash | Valeting of vehicles | Consent | COPNOR WPS
18091 | 1 | Tier 2 Consent | Snows Motor Group Limited t/a Snows BMW Portsmouth | Snows House | Second Avenue | Millbrook | Southampton |  | SO15 0BT | SNOWS BMW PORTSMOUTH | EASTERN HOUSE | - | PORTSMOUTH | HA | PO3 5FF | 2023-04-28 | 10 | 0.27 | At all Times | BUDDS FARM HAVANT WTW | Airport service road | Nitrogen Ammoniacal as N | - | 10 | mg/l | 31.2 | Vehicle and plant washing (Low Impact) | Hampshire East | Vehicle wash | Valeting of vehicles | Consent | COPNOR WPS
18091 | 1 | Tier 2 Consent | Snows Motor Group Limited t/a Snows BMW Portsmouth | Snows House | Second Avenue | Millbrook | Southampton |  | SO15 0BT | SNOWS BMW PORTSMOUTH | EASTERN HOUSE | - | PORTSMOUTH | HA | PO3 5FF | 2023-04-28 | 10 | 0.27 | At all Times | BUDDS FARM HAVANT WTW | Airport service road | pH | 6 | 10 | pH Units | 31.2 | Vehicle and plant washing (Low Impact) | Hampshire East | Vehicle wash | Valeting of vehicles | Consent | COPNOR WPS
18091 | 1 | Tier 2 Consent | Snows Motor Group Limited t/a Snows BMW Portsmouth | Snows House | Second Avenue | Millbrook | Southampton |  | SO15 0BT | SNOWS BMW PORTSMOUTH | EASTERN HOUSE | - | PORTSMOUTH | HA | PO3 5FF | 2023-04-28 | 10 | 0.27 | At all Times | BUDDS FARM HAVANT WTW | Airport service road | Phosphorus Total | - | 10 | ug/l | 31.2 | Vehicle and plant washing (Low Impact) | Hampshire East | Vehicle wash | Valeting of vehicles | Consent | COPNOR WPS
18091 | 1 | Tier 2 Consent | Snows Motor Group Limited t/a Snows BMW Portsmouth | Snows House | Second Avenue | Millbrook | Southampton |  | SO15 0BT | SNOWS BMW PORTSMOUTH | EASTERN HOUSE | - | PORTSMOUTH | HA | PO3 5FF | 2023-04-28 | 10 | 0.27 | At all Times | BUDDS FARM HAVANT WTW | Airport service road | Solids Suspended 105 Degrees C | - | 400 | mg/l | 31.2 | Vehicle and plant washing (Low Impact) | Hampshire East | Vehicle wash | Valeting of vehicles | Consent | COPNOR WPS
18094 | 1 | Tier 1 Consent | Brolly Brewing Limited | 17 | Madeira Avenue |  | Horsham |  | RH12 1AB | UNIT 8 | REDKILN CLOSE | - | HORSHAM | SW | RH13 5QL | 2023-05-11 | 1 | 1 | At all times | HORSHAM NEW WTW | Redkiln Close | Chemical Oxygen Demand Shaken as 0 | - | 3000 | mg/l | 1.3 | Alcoholic beverages (Low Impact) | Sussex West | The cleaning and sanitising of equipment used in the brewing of beer | Brewing and bar | Consent | NALDRETT CLOSE HORSHAM WPS
18094 | 1 | Tier 1 Consent | Brolly Brewing Limited | 17 | Madeira Avenue |  | Horsham |  | RH12 1AB | UNIT 8 | REDKILN CLOSE | - | HORSHAM | SW | RH13 5QL | 2023-05-11 | 1 | 1 | At all times | HORSHAM NEW WTW | Redkiln Close | Nitrogen Ammoniacal as N | - | 35 | mg/l | 1.3 | Alcoholic beverages (Low Impact) | Sussex West | The cleaning and sanitising of equipment used in the brewing of beer | Brewing and bar | Consent | NALDRETT CLOSE HORSHAM WPS
18094 | 1 | Tier 1 Consent | Brolly Brewing Limited | 17 | Madeira Avenue |  | Horsham |  | RH12 1AB | UNIT 8 | REDKILN CLOSE | - | HORSHAM | SW | RH13 5QL | 2023-05-11 | 1 | 1 | At all times | HORSHAM NEW WTW | Redkiln Close | Phosphorus Total | - | 15 | ug/l | 1.3 | Alcoholic beverages (Low Impact) | Sussex West | The cleaning and sanitising of equipment used in the brewing of beer | Brewing and bar | Consent | NALDRETT CLOSE HORSHAM WPS
18094 | 1 | Tier 1 Consent | Brolly Brewing Limited | 17 | Madeira Avenue |  | Horsham |  | RH12 1AB | UNIT 8 | REDKILN CLOSE | - | HORSHAM | SW | RH13 5QL | 2023-05-11 | 1 | 1 | At all times | HORSHAM NEW WTW | Redkiln Close | Solids Suspended 105 Degrees C | - | 800 | mg/l | 1.3 | Alcoholic beverages (Low Impact) | Sussex West | The cleaning and sanitising of equipment used in the brewing of beer | Brewing and bar | Consent | NALDRETT CLOSE HORSHAM WPS
18097 | 1 | Tier 2 Consent | Aquatec Systems Limited |  | 20 Havelock Road | Hastings |  |  | TN34 1BP | 35 AQUATEC WASH CENTRE | OZENGELL PLACE | - | RAMSGATE | KE | CT12 6PB | 2023-06-19 | 18 | 0.3 | At all times | WEATHERLEES HILL A WTW | New Haine Road | Chemical Oxygen Demand Shaken as 0 | - | 800 | mg/l | 31.3 | Vehicle and plant washing (Low Impact) | Kent East | Jet wash units in 6 bay jet wash centre | 6 bay vehicle valet centre | Consent | MILITARY ROAD RAMSGATE WPS
18097 | 1 | Tier 2 Consent | Aquatec Systems Limited |  | 20 Havelock Road | Hastings |  |  | TN34 1BP | 35 AQUATEC WASH CENTRE | OZENGELL PLACE | - | RAMSGATE | KE | CT12 6PB | 2023-06-19 | 18 | 0.3 | At all times | WEATHERLEES HILL A WTW | New Haine Road | Nitrogen Ammoniacal as N | - | 10 | mg/l | 31.3 | Vehicle and plant washing (Low Impact) | Kent East | Jet wash units in 6 bay jet wash centre | 6 bay vehicle valet centre | Consent | MILITARY ROAD RAMSGATE WPS
18097 | 1 | Tier 2 Consent | Aquatec Systems Limited |  | 20 Havelock Road | Hastings |  |  | TN34 1BP | 35 AQUATEC WASH CENTRE | OZENGELL PLACE | - | RAMSGATE | KE | CT12 6PB | 2023-06-19 | 18 | 0.3 | At all times | WEATHERLEES HILL A WTW | New Haine Road | Oil and Grease | - | 200 | mg/l | 31.3 | Vehicle and plant washing (Low Impact) | Kent East | Jet wash units in 6 bay jet wash centre | 6 bay vehicle valet centre | Consent | MILITARY ROAD RAMSGATE WPS
18097 | 1 | Tier 2 Consent | Aquatec Systems Limited |  | 20 Havelock Road | Hastings |  |  | TN34 1BP | 35 AQUATEC WASH CENTRE | OZENGELL PLACE | - | RAMSGATE | KE | CT12 6PB | 2023-06-19 | 18 | 0.3 | At all times | WEATHERLEES HILL A WTW | New Haine Road | pH | 6 | 10 | pH Units | 31.3 | Vehicle and plant washing (Low Impact) | Kent East | Jet wash units in 6 bay jet wash centre | 6 bay vehicle valet centre | Consent | MILITARY ROAD RAMSGATE WPS
18097 | 1 | Tier 2 Consent | Aquatec Systems Limited |  | 20 Havelock Road | Hastings |  |  | TN34 1BP | 35 AQUATEC WASH CENTRE | OZENGELL PLACE | - | RAMSGATE | KE | CT12 6PB | 2023-06-19 | 18 | 0.3 | At all times | WEATHERLEES HILL A WTW | New Haine Road | Phosphorus Total | - | 15 | ug/l | 31.3 | Vehicle and plant washing (Low Impact) | Kent East | Jet wash units in 6 bay jet wash centre | 6 bay vehicle valet centre | Consent | MILITARY ROAD RAMSGATE WPS
18097 | 1 | Tier 2 Consent | Aquatec Systems Limited |  | 20 Havelock Road | Hastings |  |  | TN34 1BP | 35 AQUATEC WASH CENTRE | OZENGELL PLACE | - | RAMSGATE | KE | CT12 6PB | 2023-06-19 | 18 | 0.3 | At all times | WEATHERLEES HILL A WTW | New Haine Road | Solids Suspended 105 Degrees C | - | 400 | mg/l | 31.3 | Vehicle and plant washing (Low Impact) | Kent East | Jet wash units in 6 bay jet wash centre | 6 bay vehicle valet centre | Consent | MILITARY ROAD RAMSGATE WPS
18097 | 1 | Tier 2 Consent | Aquatec Systems Limited |  | 20 Havelock Road | Hastings |  |  | TN34 1BP | 35 AQUATEC WASH CENTRE | OZENGELL PLACE | - | RAMSGATE | KE | CT12 6PB | 2023-06-19 | 18 | 0.3 | At all times | WEATHERLEES HILL A WTW | New Haine Road | Sulphate as S04 | - | 500 | mg/l | 31.3 | Vehicle and plant washing (Low Impact) | Kent East | Jet wash units in 6 bay jet wash centre | 6 bay vehicle valet centre | Consent | MILITARY ROAD RAMSGATE WPS
18106 | 1 | Tier 1 Consent | Saltdean Lido CIC | C/O Tc Group The Courtyard | Shoreham Road | Upper Beeding | Steyning |  | BN44 3TN | SALTDEAN LIDO | SALTDEAN PARK ROAD | - | BRIGHTON | SE | BN2 8SP | 2023-06-27 | 10 | 2.6 | At any time | PEACEHAVEN WTW | Saltdean Park Road | Chemical Oxygen Demand Shaken as 0 | - | 800 | mg/l | 32.1 | Leisure facilities | Sussex East | Swimming-pool filter backwash | Swimming pool | Consent | PORTOBELLO BRIGHTON WPS
18106 | 1 | Tier 1 Consent | Saltdean Lido CIC | C/O Tc Group The Courtyard | Shoreham Road | Upper Beeding | Steyning |  | BN44 3TN | SALTDEAN LIDO | SALTDEAN PARK ROAD | - | BRIGHTON | SE | BN2 8SP | 2023-06-27 | 10 | 2.6 | At any time | PEACEHAVEN WTW | Saltdean Park Road | Nitrogen Ammoniacal as N | - | 35 | mg/l | 32.1 | Leisure facilities | Sussex East | Swimming-pool filter backwash | Swimming pool | Consent | PORTOBELLO BRIGHTON WPS
18106 | 1 | Tier 1 Consent | Saltdean Lido CIC | C/O Tc Group The Courtyard | Shoreham Road | Upper Beeding | Steyning |  | BN44 3TN | SALTDEAN LIDO | SALTDEAN PARK ROAD | - | BRIGHTON | SE | BN2 8SP | 2023-06-27 | 10 | 2.6 | At any time | PEACEHAVEN WTW | Saltdean Park Road | pH | 6 | 10 | pH Units | 32.1 | Leisure facilities | Sussex East | Swimming-pool filter backwash | Swimming pool | Consent | PORTOBELLO BRIGHTON WPS
18106 | 1 | Tier 1 Consent | Saltdean Lido CIC | C/O Tc Group The Courtyard | Shoreham Road | Upper Beeding | Steyning |  | BN44 3TN | SALTDEAN LIDO | SALTDEAN PARK ROAD | - | BRIGHTON | SE | BN2 8SP | 2023-06-27 | 10 | 2.6 | At any time | PEACEHAVEN WTW | Saltdean Park Road | Solids Suspended 105 Degrees C | - | 400 | mg/l | 32.1 | Leisure facilities | Sussex East | Swimming-pool filter backwash | Swimming pool | Consent | PORTOBELLO BRIGHTON WPS
18106 | 1 | Tier 1 Consent | Saltdean Lido CIC | C/O Tc Group The Courtyard | Shoreham Road | Upper Beeding | Steyning |  | BN44 3TN | SALTDEAN LIDO | SALTDEAN PARK ROAD | - | BRIGHTON | SE | BN2 8SP | 2023-06-27 | 10 | 2.6 | At any time | PEACEHAVEN WTW | Saltdean Park Road | Sulphate as S04 | - | 500 | mg/l | 32.1 | Leisure facilities | Sussex East | Swimming-pool filter backwash | Swimming pool | Consent | PORTOBELLO BRIGHTON WPS
18107 | 1 | Low Risk Consent | Mehmet Arslan | 30 | Hammond Road |  | London |  | EN1 3PD | CAR WASH | ELLICE ROAD | - | OXTED | SY | RH8 0PY | 2023-06-30 | 5 | 1 | At all times | OXTED WTW | Adjacent public foul sewer connecting to Station Road East | Chemical Oxygen Demand Shaken as 0 | - | 800 | mg/l | 31.3 | Vehicle and plant washing (Low Impact) | Kent West | Hand car washing | Hand Car Wash | Consent | DIRECT TO WTW
18107 | 1 | Low Risk Consent | Mehmet Arslan | 30 | Hammond Road |  | London |  | EN1 3PD | CAR WASH | ELLICE ROAD | - | OXTED | SY | RH8 0PY | 2023-06-30 | 5 | 1 | At all times | OXTED WTW | Adjacent public foul sewer connecting to Station Road East | Nitrogen Ammoniacal as N | - | 15 | mg/l | 31.3 | Vehicle and plant washing (Low Impact) | Kent West | Hand car washing | Hand Car Wash | Consent | DIRECT TO WTW
18107 | 1 | Low Risk Consent | Mehmet Arslan | 30 | Hammond Road |  | London |  | EN1 3PD | CAR WASH | ELLICE ROAD | - | OXTED | SY | RH8 0PY | 2023-06-30 | 5 | 1 | At all times | OXTED WTW | Adjacent public foul sewer connecting to Station Road East | Oil and Grease | - | 200 | mg/l | 31.3 | Vehicle and plant washing (Low Impact) | Kent West | Hand car washing | Hand Car Wash | Consent | DIRECT TO WTW
18107 | 1 | Low Risk Consent | Mehmet Arslan | 30 | Hammond Road |  | London |  | EN1 3PD | CAR WASH | ELLICE ROAD | - | OXTED | SY | RH8 0PY | 2023-06-30 | 5 | 1 | At all times | OXTED WTW | Adjacent public foul sewer connecting to Station Road East | pH | 6 | 10 | pH Units | 31.3 | Vehicle and plant washing (Low Impact) | Kent West | Hand car washing | Hand Car Wash | Consent | DIRECT TO WTW
18107 | 1 | Low Risk Consent | Mehmet Arslan | 30 | Hammond Road |  | London |  | EN1 3PD | CAR WASH | ELLICE ROAD | - | OXTED | SY | RH8 0PY | 2023-06-30 | 5 | 1 | At all times | OXTED WTW | Adjacent public foul sewer connecting to Station Road East | Solids Suspended 105 Degrees C | - | 400 | mg/l | 31.3 | Vehicle and plant washing (Low Impact) | Kent West | Hand car washing | Hand Car Wash | Consent | DIRECT TO WTW
18107 | 1 | Low Risk Consent | Mehmet Arslan | 30 | Hammond Road |  | London |  | EN1 3PD | CAR WASH | ELLICE ROAD | - | OXTED | SY | RH8 0PY | 2023-06-30 | 5 | 1 | At all times | OXTED WTW | Adjacent public foul sewer connecting to Station Road East | Sulphate as S04 | - | 500 | mg/l | 31.3 | Vehicle and plant washing (Low Impact) | Kent West | Hand car washing | Hand Car Wash | Consent | DIRECT TO WTW
18109 | 1 | Low Risk Consent | Driveline Limited | C/O Marshall Volkswagen Milton Keynes | Greyfriars Court |  | Milton Keynes |  | MK10 0BN | NISSAN DEALERSHIP | DOWDING WAY | - | TUNBRIDGE WELLS | KE | TN2 3UY | 2023-06-27 | 1.6 | 1 | At any time | TUNBRIDGE WELLS NORTH WTW | Dowding Way | Chemical Oxygen Demand Shaken as 0 | - | 800 | mg/l | 31.3 | Vehicle and plant washing (Low Impact) | Sussex East | Vehicle washing | Vehicle sales and repair | Consent | -
18109 | 1 | Low Risk Consent | Driveline Limited | C/O Marshall Volkswagen Milton Keynes | Greyfriars Court |  | Milton Keynes |  | MK10 0BN | NISSAN DEALERSHIP | DOWDING WAY | - | TUNBRIDGE WELLS | KE | TN2 3UY | 2023-06-27 | 1.6 | 1 | At any time | TUNBRIDGE WELLS NORTH WTW | Dowding Way | Nitrogen Ammoniacal as N | - | 35 | mg/l | 31.3 | Vehicle and plant washing (Low Impact) | Sussex East | Vehicle washing | Vehicle sales and repair | Consent | -
18109 | 1 | Low Risk Consent | Driveline Limited | C/O Marshall Volkswagen Milton Keynes | Greyfriars Court |  | Milton Keynes |  | MK10 0BN | NISSAN DEALERSHIP | DOWDING WAY | - | TUNBRIDGE WELLS | KE | TN2 3UY | 2023-06-27 | 1.6 | 1 | At any time | TUNBRIDGE WELLS NORTH WTW | Dowding Way | Oil and Grease | - | 200 | mg/l | 31.3 | Vehicle and plant washing (Low Impact) | Sussex East | Vehicle washing | Vehicle sales and repair | Consent | -
18109 | 1 | Low Risk Consent | Driveline Limited | C/O Marshall Volkswagen Milton Keynes | Greyfriars Court |  | Milton Keynes |  | MK10 0BN | NISSAN DEALERSHIP | DOWDING WAY | - | TUNBRIDGE WELLS | KE | TN2 3UY | 2023-06-27 | 1.6 | 1 | At any time | TUNBRIDGE WELLS NORTH WTW | Dowding Way | pH | 6 | 10 | pH Units | 31.3 | Vehicle and plant washing (Low Impact) | Sussex East | Vehicle washing | Vehicle sales and repair | Consent | -
18109 | 1 | Low Risk Consent | Driveline Limited | C/O Marshall Volkswagen Milton Keynes | Greyfriars Court |  | Milton Keynes |  | MK10 0BN | NISSAN DEALERSHIP | DOWDING WAY | - | TUNBRIDGE WELLS | KE | TN2 3UY | 2023-06-27 | 1.6 | 1 | At any time | TUNBRIDGE WELLS NORTH WTW | Dowding Way | Phosphate Total as P. | - | 5 | mg/l | 31.3 | Vehicle and plant washing (Low Impact) | Sussex East | Vehicle washing | Vehicle sales and repair | Consent | -
18109 | 1 | Low Risk Consent | Driveline Limited | C/O Marshall Volkswagen Milton Keynes | Greyfriars Court |  | Milton Keynes |  | MK10 0BN | NISSAN DEALERSHIP | DOWDING WAY | - | TUNBRIDGE WELLS | KE | TN2 3UY | 2023-06-27 | 1.6 | 1 | At any time | TUNBRIDGE WELLS NORTH WTW | Dowding Way | Solids Suspended 105 Degrees C | - | 400 | mg/l | 31.3 | Vehicle and plant washing (Low Impact) | Sussex East | Vehicle washing | Vehicle sales and repair | Consent | -
18109 | 1 | Low Risk Consent | Driveline Limited | C/O Marshall Volkswagen Milton Keynes | Greyfriars Court |  | Milton Keynes |  | MK10 0BN | NISSAN DEALERSHIP | DOWDING WAY | - | TUNBRIDGE WELLS | KE | TN2 3UY | 2023-06-27 | 1.6 | 1 | At any time | TUNBRIDGE WELLS NORTH WTW | Dowding Way | Sulphate as S04 | - | 500 | mg/l | 31.3 | Vehicle and plant washing (Low Impact) | Sussex East | Vehicle washing | Vehicle sales and repair | Consent | -
18110 | 1 | Low Risk Consent | Motorline Limited | Motorline House | Shalloak Road | Broad Oak | Canterbury |  | CT2 0PR | SITE NO 2 | BROAD OAK ROAD | - | CANTERBURY | KE | CT2 7RB | 2023-07-12 | 3.2 | 1 | At all times | CANTERBURY WTW | Broad Oak Road | Chemical Oxygen Demand Shaken as 0 | - | 800 | mg/l | 31.2 | Vehicle and plant washing (Low Impact) | Kent East | VEHICLE WASHING | VEHICLE SALES AND REPAIR | Consent | DIRECT TO WTW
18110 | 1 | Low Risk Consent | Motorline Limited | Motorline House | Shalloak Road | Broad Oak | Canterbury |  | CT2 0PR | SITE NO 2 | BROAD OAK ROAD | - | CANTERBURY | KE | CT2 7RB | 2023-07-12 | 3.2 | 1 | At all times | CANTERBURY WTW | Broad Oak Road | Nitrogen Ammoniacal as N | - | 10 | mg/l | 31.2 | Vehicle and plant washing (Low Impact) | Kent East | VEHICLE WASHING | VEHICLE SALES AND REPAIR | Consent | DIRECT TO WTW
18110 | 1 | Low Risk Consent | Motorline Limited | Motorline House | Shalloak Road | Broad Oak | Canterbury |  | CT2 0PR | SITE NO 2 | BROAD OAK ROAD | - | CANTERBURY | KE | CT2 7RB | 2023-07-12 | 3.2 | 1 | At all times | CANTERBURY WTW | Broad Oak Road | Oil and Grease | - | 200 | mg/l | 31.2 | Vehicle and plant washing (Low Impact) | Kent East | VEHICLE WASHING | VEHICLE SALES AND REPAIR | Consent | DIRECT TO WTW
18110 | 1 | Low Risk Consent | Motorline Limited | Motorline House | Shalloak Road | Broad Oak | Canterbury |  | CT2 0PR | SITE NO 2 | BROAD OAK ROAD | - | CANTERBURY | KE | CT2 7RB | 2023-07-12 | 3.2 | 1 | At all times | CANTERBURY WTW | Broad Oak Road | pH | 6 | 10 | pH Units | 31.2 | Vehicle and plant washing (Low Impact) | Kent East | VEHICLE WASHING | VEHICLE SALES AND REPAIR | Consent | DIRECT TO WTW
18110 | 1 | Low Risk Consent | Motorline Limited | Motorline House | Shalloak Road | Broad Oak | Canterbury |  | CT2 0PR | SITE NO 2 | BROAD OAK ROAD | - | CANTERBURY | KE | CT2 7RB | 2023-07-12 | 3.2 | 1 | At all times | CANTERBURY WTW | Broad Oak Road | Solids Suspended 105 Degrees C | - | 400 | mg/l | 31.2 | Vehicle and plant washing (Low Impact) | Kent East | VEHICLE WASHING | VEHICLE SALES AND REPAIR | Consent | DIRECT TO WTW
18110 | 1 | Low Risk Consent | Motorline Limited | Motorline House | Shalloak Road | Broad Oak | Canterbury |  | CT2 0PR | SITE NO 2 | BROAD OAK ROAD | - | CANTERBURY | KE | CT2 7RB | 2023-07-12 | 3.2 | 1 | At all times | CANTERBURY WTW | Broad Oak Road | Sulphate as S04 | - | 500 | mg/l | 31.2 | Vehicle and plant washing (Low Impact) | Kent East | VEHICLE WASHING | VEHICLE SALES AND REPAIR | Consent | DIRECT TO WTW
18111 | 1 | Low Risk Consent | Motorline Holdings Limited | Motorline House Shalloak Road | Broad Oak | Canterbury | Kent |  | CT2 0PR | H3 KENT AUTO PANELS | CROWBRIDGE ROAD | - | WILLESBOROUGH | KE | TN24 0GR | 2023-07-12 | 1.6 | 1 | At all times | ASHFORD WTW | CROWBRIDGE ROAD | Chemical Oxygen Demand Shaken as 0 | - | 800 | mg/l | 31.2 | Vehicle and plant washing (Low Impact) | Kent East | Vehicle washing | Vehicle Sales and repair | Consent | CANTERBURY ROAD SOUTH WILLESBOROUGH WPS
18111 | 1 | Low Risk Consent | Motorline Holdings Limited | Motorline House Shalloak Road | Broad Oak | Canterbury | Kent |  | CT2 0PR | H3 KENT AUTO PANELS | CROWBRIDGE ROAD | - | WILLESBOROUGH | KE | TN24 0GR | 2023-07-12 | 1.6 | 1 | At all times | ASHFORD WTW | CROWBRIDGE ROAD | Nitrogen Ammoniacal as N | - | 10 | mg/l | 31.2 | Vehicle and plant washing (Low Impact) | Kent East | Vehicle washing | Vehicle Sales and repair | Consent | CANTERBURY ROAD SOUTH WILLESBOROUGH WPS
18111 | 1 | Low Risk Consent | Motorline Holdings Limited | Motorline House Shalloak Road | Broad Oak | Canterbury | Kent |  | CT2 0PR | H3 KENT AUTO PANELS | CROWBRIDGE ROAD | - | WILLESBOROUGH | KE | TN24 0GR | 2023-07-12 | 1.6 | 1 | At all times | ASHFORD WTW | CROWBRIDGE ROAD | Oil and Grease | - | 200 | mg/l | 31.2 | Vehicle and plant washing (Low Impact) | Kent East | Vehicle washing | Vehicle Sales and repair | Consent | CANTERBURY ROAD SOUTH WILLESBOROUGH WPS
18111 | 1 | Low Risk Consent | Motorline Holdings Limited | Motorline House Shalloak Road | Broad Oak | Canterbury | Kent |  | CT2 0PR | H3 KENT AUTO PANELS | CROWBRIDGE ROAD | - | WILLESBOROUGH | KE | TN24 0GR | 2023-07-12 | 1.6 | 1 | At all times | ASHFORD WTW | CROWBRIDGE ROAD | pH | 6 | 10 | pH Units | 31.2 | Vehicle and plant washing (Low Impact) | Kent East | Vehicle washing | Vehicle Sales and repair | Consent | CANTERBURY ROAD SOUTH WILLESBOROUGH WPS
18111 | 1 | Low Risk Consent | Motorline Holdings Limited | Motorline House Shalloak Road | Broad Oak | Canterbury | Kent |  | CT2 0PR | H3 KENT AUTO PANELS | CROWBRIDGE ROAD | - | WILLESBOROUGH | KE | TN24 0GR | 2023-07-12 | 1.6 | 1 | At all times | ASHFORD WTW | CROWBRIDGE ROAD | Solids Suspended 105 Degrees C | - | 400 | mg/l | 31.2 | Vehicle and plant washing (Low Impact) | Kent East | Vehicle washing | Vehicle Sales and repair | Consent | CANTERBURY ROAD SOUTH WILLESBOROUGH WPS
18111 | 1 | Low Risk Consent | Motorline Holdings Limited | Motorline House Shalloak Road | Broad Oak | Canterbury | Kent |  | CT2 0PR | H3 KENT AUTO PANELS | CROWBRIDGE ROAD | - | WILLESBOROUGH | KE | TN24 0GR | 2023-07-12 | 1.6 | 1 | At all times | ASHFORD WTW | CROWBRIDGE ROAD | Sulphate as S04 | - | 500 | mg/l | 31.2 | Vehicle and plant washing (Low Impact) | Kent East | Vehicle washing | Vehicle Sales and repair | Consent | CANTERBURY ROAD SOUTH WILLESBOROUGH WPS
18112 | 1 | Low Risk Consent | Motorline Holdings Limited | Motorline House Shalloak Road | Broad Oak | Canterbury | Kent |  | CT2 0PR | BEHIND PEUGEOT GARAGE | BROAD OAK ROAD | - | CANTERBURY | KE | CT2 7PX | 2023-07-12 | 1.6 | 1 | At all times | CANTERBURY WTW | Broad Oak Road | Chemical Oxygen Demand Shaken as 0 | - | 800 | mg/l | 31.2 | Vehicle and plant washing (Low Impact) | Kent East | Vehicle Washing | Vehicle Sales and repair | Consent | DIRECT TO WTW
18112 | 1 | Low Risk Consent | Motorline Holdings Limited | Motorline House Shalloak Road | Broad Oak | Canterbury | Kent |  | CT2 0PR | BEHIND PEUGEOT GARAGE | BROAD OAK ROAD | - | CANTERBURY | KE | CT2 7PX | 2023-07-12 | 1.6 | 1 | At all times | CANTERBURY WTW | Broad Oak Road | Nitrogen Ammoniacal as N | - | 10 | mg/l | 31.2 | Vehicle and plant washing (Low Impact) | Kent East | Vehicle Washing | Vehicle Sales and repair | Consent | DIRECT TO WTW
18112 | 1 | Low Risk Consent | Motorline Holdings Limited | Motorline House Shalloak Road | Broad Oak | Canterbury | Kent |  | CT2 0PR | BEHIND PEUGEOT GARAGE | BROAD OAK ROAD | - | CANTERBURY | KE | CT2 7PX | 2023-07-12 | 1.6 | 1 | At all times | CANTERBURY WTW | Broad Oak Road | Oil and Grease | - | 200 | mg/l | 31.2 | Vehicle and plant washing (Low Impact) | Kent East | Vehicle Washing | Vehicle Sales and repair | Consent | DIRECT TO WTW
18112 | 1 | Low Risk Consent | Motorline Holdings Limited | Motorline House Shalloak Road | Broad Oak | Canterbury | Kent |  | CT2 0PR | BEHIND PEUGEOT GARAGE | BROAD OAK ROAD | - | CANTERBURY | KE | CT2 7PX | 2023-07-12 | 1.6 | 1 | At all times | CANTERBURY WTW | Broad Oak Road | pH | 6 | 10 | pH Units | 31.2 | Vehicle and plant washing (Low Impact) | Kent East | Vehicle Washing | Vehicle Sales and repair | Consent | DIRECT TO WTW
18112 | 1 | Low Risk Consent | Motorline Holdings Limited | Motorline House Shalloak Road | Broad Oak | Canterbury | Kent |  | CT2 0PR | BEHIND PEUGEOT GARAGE | BROAD OAK ROAD | - | CANTERBURY | KE | CT2 7PX | 2023-07-12 | 1.6 | 1 | At all times | CANTERBURY WTW | Broad Oak Road | Solids Suspended 105 Degrees C | - | 400 | mg/l | 31.2 | Vehicle and plant washing (Low Impact) | Kent East | Vehicle Washing | Vehicle Sales and repair | Consent | DIRECT TO WTW
18112 | 1 | Low Risk Consent | Motorline Holdings Limited | Motorline House Shalloak Road | Broad Oak | Canterbury | Kent |  | CT2 0PR | BEHIND PEUGEOT GARAGE | BROAD OAK ROAD | - | CANTERBURY | KE | CT2 7PX | 2023-07-12 | 1.6 | 1 | At all times | CANTERBURY WTW | Broad Oak Road | Sulphate as S04 | - | 500 | mg/l | 31.2 | Vehicle and plant washing (Low Impact) | Kent East | Vehicle Washing | Vehicle Sales and repair | Consent | DIRECT TO WTW
18113 | 1 | Low Risk Consent | MOTORLINE (KENT) LIMITED | Motorline House Shalloak Road | Broad Oak | Canterbury | Kent |  | CT2 0PR | AUDI CANTERBURY | BROAD OAK ROAD | - | CANTERBURY | KE | CT2 7PX | 2023-07-12 | 2.4 | 1 | At all times | CANTERBURY WTW | BROAD OAK ROAD | Chemical Oxygen Demand Shaken as 0 | - | 800 | mg/l | 31.2 | Vehicle and plant washing (Low Impact) | Kent East | VEHICLE WASHING | VEHICLE SALES AND REPAIR | Consent | DIRECT TO WTW
18113 | 1 | Low Risk Consent | MOTORLINE (KENT) LIMITED | Motorline House Shalloak Road | Broad Oak | Canterbury | Kent |  | CT2 0PR | AUDI CANTERBURY | BROAD OAK ROAD | - | CANTERBURY | KE | CT2 7PX | 2023-07-12 | 2.4 | 1 | At all times | CANTERBURY WTW | BROAD OAK ROAD | Nitrogen Ammoniacal as N | - | 10 | mg/l | 31.2 | Vehicle and plant washing (Low Impact) | Kent East | VEHICLE WASHING | VEHICLE SALES AND REPAIR | Consent | DIRECT TO WTW
18113 | 1 | Low Risk Consent | MOTORLINE (KENT) LIMITED | Motorline House Shalloak Road | Broad Oak | Canterbury | Kent |  | CT2 0PR | AUDI CANTERBURY | BROAD OAK ROAD | - | CANTERBURY | KE | CT2 7PX | 2023-07-12 | 2.4 | 1 | At all times | CANTERBURY WTW | BROAD OAK ROAD | Oil and Grease | - | 200 | mg/l | 31.2 | Vehicle and plant washing (Low Impact) | Kent East | VEHICLE WASHING | VEHICLE SALES AND REPAIR | Consent | DIRECT TO WTW
18113 | 1 | Low Risk Consent | MOTORLINE (KENT) LIMITED | Motorline House Shalloak Road | Broad Oak | Canterbury | Kent |  | CT2 0PR | AUDI CANTERBURY | BROAD OAK ROAD | - | CANTERBURY | KE | CT2 7PX | 2023-07-12 | 2.4 | 1 | At all times | CANTERBURY WTW | BROAD OAK ROAD | pH | 6 | 10 | pH Units | 31.2 | Vehicle and plant washing (Low Impact) | Kent East | VEHICLE WASHING | VEHICLE SALES AND REPAIR | Consent | DIRECT TO WTW
18113 | 1 | Low Risk Consent | MOTORLINE (KENT) LIMITED | Motorline House Shalloak Road | Broad Oak | Canterbury | Kent |  | CT2 0PR | AUDI CANTERBURY | BROAD OAK ROAD | - | CANTERBURY | KE | CT2 7PX | 2023-07-12 | 2.4 | 1 | At all times | CANTERBURY WTW | BROAD OAK ROAD | Solids Suspended 105 Degrees C | - | 400 | mg/l | 31.2 | Vehicle and plant washing (Low Impact) | Kent East | VEHICLE WASHING | VEHICLE SALES AND REPAIR | Consent | DIRECT TO WTW
18113 | 1 | Low Risk Consent | MOTORLINE (KENT) LIMITED | Motorline House Shalloak Road | Broad Oak | Canterbury | Kent |  | CT2 0PR | AUDI CANTERBURY | BROAD OAK ROAD | - | CANTERBURY | KE | CT2 7PX | 2023-07-12 | 2.4 | 1 | At all times | CANTERBURY WTW | BROAD OAK ROAD | Sulphate as S04 | - | 500 | mg/l | 31.2 | Vehicle and plant washing (Low Impact) | Kent East | VEHICLE WASHING | VEHICLE SALES AND REPAIR | Consent | DIRECT TO WTW
18114 | 1 | Low Risk Consent | Motorline Holdings Limited | Motorline House Shalloak Road | Broad Oak | Canterbury | Kent |  | CT2 0PR | SITE OFFICE PHASE 22 | GILLINGHAM BUSINESS PRK | - | GILLINGHAM | KE | ME8 0PZ | 2023-06-27 | 2.4 | 1 | At all times | MOTNEY HILL WTW | Bailey Drive | Chemical Oxygen Demand Shaken as 0 | - | 800 | mg/l | 31.3 | Vehicle and plant washing (Low Impact) | Kent West | Vehicle washing | Vehicle sales and repair | Consent | DIRECT TO WTW
18114 | 1 | Low Risk Consent | Motorline Holdings Limited | Motorline House Shalloak Road | Broad Oak | Canterbury | Kent |  | CT2 0PR | SITE OFFICE PHASE 22 | GILLINGHAM BUSINESS PRK | - | GILLINGHAM | KE | ME8 0PZ | 2023-06-27 | 2.4 | 1 | At all times | MOTNEY HILL WTW | Bailey Drive | Nitrogen Ammoniacal as N | - | 15 | mg/l | 31.3 | Vehicle and plant washing (Low Impact) | Kent West | Vehicle washing | Vehicle sales and repair | Consent | DIRECT TO WTW
18114 | 1 | Low Risk Consent | Motorline Holdings Limited | Motorline House Shalloak Road | Broad Oak | Canterbury | Kent |  | CT2 0PR | SITE OFFICE PHASE 22 | GILLINGHAM BUSINESS PRK | - | GILLINGHAM | KE | ME8 0PZ | 2023-06-27 | 2.4 | 1 | At all times | MOTNEY HILL WTW | Bailey Drive | Oil and Grease | - | 200 | mg/l | 31.3 | Vehicle and plant washing (Low Impact) | Kent West | Vehicle washing | Vehicle sales and repair | Consent | DIRECT TO WTW
18114 | 1 | Low Risk Consent | Motorline Holdings Limited | Motorline House Shalloak Road | Broad Oak | Canterbury | Kent |  | CT2 0PR | SITE OFFICE PHASE 22 | GILLINGHAM BUSINESS PRK | - | GILLINGHAM | KE | ME8 0PZ | 2023-06-27 | 2.4 | 1 | At all times | MOTNEY HILL WTW | Bailey Drive | pH | 6 | 10 | pH Units | 31.3 | Vehicle and plant washing (Low Impact) | Kent West | Vehicle washing | Vehicle sales and repair | Consent | DIRECT TO WTW
18114 | 1 | Low Risk Consent | Motorline Holdings Limited | Motorline House Shalloak Road | Broad Oak | Canterbury | Kent |  | CT2 0PR | SITE OFFICE PHASE 22 | GILLINGHAM BUSINESS PRK | - | GILLINGHAM | KE | ME8 0PZ | 2023-06-27 | 2.4 | 1 | At all times | MOTNEY HILL WTW | Bailey Drive | Solids Suspended 105 Degrees C | - | 400 | mg/l | 31.3 | Vehicle and plant washing (Low Impact) | Kent West | Vehicle washing | Vehicle sales and repair | Consent | DIRECT TO WTW
18114 | 1 | Low Risk Consent | Motorline Holdings Limited | Motorline House Shalloak Road | Broad Oak | Canterbury | Kent |  | CT2 0PR | SITE OFFICE PHASE 22 | GILLINGHAM BUSINESS PRK | - | GILLINGHAM | KE | ME8 0PZ | 2023-06-27 | 2.4 | 1 | At all times | MOTNEY HILL WTW | Bailey Drive | Sulphate as S04 | - | 500 | mg/l | 31.3 | Vehicle and plant washing (Low Impact) | Kent West | Vehicle washing | Vehicle sales and repair | Consent | DIRECT TO WTW
18115 | 1 | Low Risk Consent | MOTORLINE (KENT) LIMITED | Motorline House Shalloak Road | Broad Oak | Canterbury | Kent |  | CT2 0PR | NEW UNITS THE FOUNTAINS | DOWDING WAY | - | TUNBRIGDE WELLS | KE | TN2 3UZ | 2023-06-28 | 2.4 | 1 | At any time | TUNBRIDGE WELLS NORTH WTW | Downing Way | Chemical Oxygen Demand Shaken as 0 | - | 800 | mg/l | 31.2 | Vehicle and plant washing (Low Impact) | Sussex East | Vehicle washing | Vehicle sales and repair | Consent | TUNBRIDGE WELLS NORTH GRAVITY
18115 | 1 | Low Risk Consent | MOTORLINE (KENT) LIMITED | Motorline House Shalloak Road | Broad Oak | Canterbury | Kent |  | CT2 0PR | NEW UNITS THE FOUNTAINS | DOWDING WAY | - | TUNBRIGDE WELLS | KE | TN2 3UZ | 2023-06-28 | 2.4 | 1 | At any time | TUNBRIDGE WELLS NORTH WTW | Downing Way | Nitrogen Ammoniacal as N | - | 35 | mg/l | 31.2 | Vehicle and plant washing (Low Impact) | Sussex East | Vehicle washing | Vehicle sales and repair | Consent | TUNBRIDGE WELLS NORTH GRAVITY
18115 | 1 | Low Risk Consent | MOTORLINE (KENT) LIMITED | Motorline House Shalloak Road | Broad Oak | Canterbury | Kent |  | CT2 0PR | NEW UNITS THE FOUNTAINS | DOWDING WAY | - | TUNBRIGDE WELLS | KE | TN2 3UZ | 2023-06-28 | 2.4 | 1 | At any time | TUNBRIDGE WELLS NORTH WTW | Downing Way | Oil and Grease | - | 200 | mg/l | 31.2 | Vehicle and plant washing (Low Impact) | Sussex East | Vehicle washing | Vehicle sales and repair | Consent | TUNBRIDGE WELLS NORTH GRAVITY
18115 | 1 | Low Risk Consent | MOTORLINE (KENT) LIMITED | Motorline House Shalloak Road | Broad Oak | Canterbury | Kent |  | CT2 0PR | NEW UNITS THE FOUNTAINS | DOWDING WAY | - | TUNBRIGDE WELLS | KE | TN2 3UZ | 2023-06-28 | 2.4 | 1 | At any time | TUNBRIDGE WELLS NORTH WTW | Downing Way | pH | 6 | 10 | pH Units | 31.2 | Vehicle and plant washing (Low Impact) | Sussex East | Vehicle washing | Vehicle sales and repair | Consent | TUNBRIDGE WELLS NORTH GRAVITY
18115 | 1 | Low Risk Consent | MOTORLINE (KENT) LIMITED | Motorline House Shalloak Road | Broad Oak | Canterbury | Kent |  | CT2 0PR | NEW UNITS THE FOUNTAINS | DOWDING WAY | - | TUNBRIGDE WELLS | KE | TN2 3UZ | 2023-06-28 | 2.4 | 1 | At any time | TUNBRIDGE WELLS NORTH WTW | Downing Way | Phosphate Total as P. | - | 5 | mg/l | 31.2 | Vehicle and plant washing (Low Impact) | Sussex East | Vehicle washing | Vehicle sales and repair | Consent | TUNBRIDGE WELLS NORTH GRAVITY
18115 | 1 | Low Risk Consent | MOTORLINE (KENT) LIMITED | Motorline House Shalloak Road | Broad Oak | Canterbury | Kent |  | CT2 0PR | NEW UNITS THE FOUNTAINS | DOWDING WAY | - | TUNBRIGDE WELLS | KE | TN2 3UZ | 2023-06-28 | 2.4 | 1 | At any time | TUNBRIDGE WELLS NORTH WTW | Downing Way | Solids Suspended 105 Degrees C | - | 400 | mg/l | 31.2 | Vehicle and plant washing (Low Impact) | Sussex East | Vehicle washing | Vehicle sales and repair | Consent | TUNBRIDGE WELLS NORTH GRAVITY
18115 | 1 | Low Risk Consent | MOTORLINE (KENT) LIMITED | Motorline House Shalloak Road | Broad Oak | Canterbury | Kent |  | CT2 0PR | NEW UNITS THE FOUNTAINS | DOWDING WAY | - | TUNBRIGDE WELLS | KE | TN2 3UZ | 2023-06-28 | 2.4 | 1 | At any time | TUNBRIDGE WELLS NORTH WTW | Downing Way | Sulphate as S04 | - | 500 | mg/l | 31.2 | Vehicle and plant washing (Low Impact) | Sussex East | Vehicle washing | Vehicle sales and repair | Consent | TUNBRIDGE WELLS NORTH GRAVITY
18116 | 1 | Low Risk Consent | Motorline Limited | Motorline House | Shalloak Road | Broad Oak | Canterbury |  | CT2 0PR | TOYOTA | MONUMENT WAY | - | SEVINGTON ASHFORD | KE | TN24 0HB | 2023-07-12 | 1.6 | 1 | At all times | ASHFORD WTW | Hall Avenue | Chemical Oxygen Demand Shaken as 0 | - | 800 | mg/l | 31.2 | Vehicle and plant washing (Low Impact) | Kent East | Vehicle Washing | Vehicle Sales and repair | Consent | CANTERBURY ROAD SOUTH WILLESBOROUGH WPS
18116 | 1 | Low Risk Consent | Motorline Limited | Motorline House | Shalloak Road | Broad Oak | Canterbury |  | CT2 0PR | TOYOTA | MONUMENT WAY | - | SEVINGTON ASHFORD | KE | TN24 0HB | 2023-07-12 | 1.6 | 1 | At all times | ASHFORD WTW | Hall Avenue | Nitrogen Ammoniacal as N | - | 10 | mg/l | 31.2 | Vehicle and plant washing (Low Impact) | Kent East | Vehicle Washing | Vehicle Sales and repair | Consent | CANTERBURY ROAD SOUTH WILLESBOROUGH WPS
18116 | 1 | Low Risk Consent | Motorline Limited | Motorline House | Shalloak Road | Broad Oak | Canterbury |  | CT2 0PR | TOYOTA | MONUMENT WAY | - | SEVINGTON ASHFORD | KE | TN24 0HB | 2023-07-12 | 1.6 | 1 | At all times | ASHFORD WTW | Hall Avenue | Oil and Grease | - | 200 | mg/l | 31.2 | Vehicle and plant washing (Low Impact) | Kent East | Vehicle Washing | Vehicle Sales and repair | Consent | CANTERBURY ROAD SOUTH WILLESBOROUGH WPS
18116 | 1 | Low Risk Consent | Motorline Limited | Motorline House | Shalloak Road | Broad Oak | Canterbury |  | CT2 0PR | TOYOTA | MONUMENT WAY | - | SEVINGTON ASHFORD | KE | TN24 0HB | 2023-07-12 | 1.6 | 1 | At all times | ASHFORD WTW | Hall Avenue | pH | 6 | 10 | pH Units | 31.2 | Vehicle and plant washing (Low Impact) | Kent East | Vehicle Washing | Vehicle Sales and repair | Consent | CANTERBURY ROAD SOUTH WILLESBOROUGH WPS
18116 | 1 | Low Risk Consent | Motorline Limited | Motorline House | Shalloak Road | Broad Oak | Canterbury |  | CT2 0PR | TOYOTA | MONUMENT WAY | - | SEVINGTON ASHFORD | KE | TN24 0HB | 2023-07-12 | 1.6 | 1 | At all times | ASHFORD WTW | Hall Avenue | Solids Suspended 105 Degrees C | - | 400 | mg/l | 31.2 | Vehicle and plant washing (Low Impact) | Kent East | Vehicle Washing | Vehicle Sales and repair | Consent | CANTERBURY ROAD SOUTH WILLESBOROUGH WPS
18116 | 1 | Low Risk Consent | Motorline Limited | Motorline House | Shalloak Road | Broad Oak | Canterbury |  | CT2 0PR | TOYOTA | MONUMENT WAY | - | SEVINGTON ASHFORD | KE | TN24 0HB | 2023-07-12 | 1.6 | 1 | At all times | ASHFORD WTW | Hall Avenue | Sulphate as S04 | - | 500 | mg/l | 31.2 | Vehicle and plant washing (Low Impact) | Kent East | Vehicle Washing | Vehicle Sales and repair | Consent | CANTERBURY ROAD SOUTH WILLESBOROUGH WPS
18117 | 2 | Tier 1 Consent | GAP Group Limited | Gap Group | Blenheim Place | Dunston Industrial Estate | Gateshead | Tyne And Wear | NE11 9HF | WORKSHOP/ OFFICES & PREMS | SOUTHDOWNS ROAD | - | LEWES | SE | BN7 2WZ | 2023-07-24 | 12 | 4 | At any time | NEWHAVEN MAIN WTW | Southdowns Road | Chemical Oxygen Demand Shaken as 0 | - | 800 | mg/l | 31.1 | Vehicle and plant washing (Medium Impact) | Sussex East | vehicle and plant washing | Hire of, toilets, welfare units, vehicles, plant, tools, pumps & machinery | Consent | DAVEYS LANE LEWES WPS
18117 | 2 | Tier 1 Consent | GAP Group Limited | Gap Group | Blenheim Place | Dunston Industrial Estate | Gateshead | Tyne And Wear | NE11 9HF | WORKSHOP/ OFFICES & PREMS | SOUTHDOWNS ROAD | - | LEWES | SE | BN7 2WZ | 2023-07-24 | 12 | 4 | At any time | NEWHAVEN MAIN WTW | Southdowns Road | Nitrogen Ammoniacal as N | - | 10 | mg/l | 31.1 | Vehicle and plant washing (Medium Impact) | Sussex East | vehicle and plant washing | Hire of, toilets, welfare units, vehicles, plant, tools, pumps & machinery | Consent | DAVEYS LANE LEWES WPS
18117 | 2 | Tier 1 Consent | GAP Group Limited | Gap Group | Blenheim Place | Dunston Industrial Estate | Gateshead | Tyne And Wear | NE11 9HF | WORKSHOP/ OFFICES & PREMS | SOUTHDOWNS ROAD | - | LEWES | SE | BN7 2WZ | 2023-07-24 | 12 | 4 | At any time | NEWHAVEN MAIN WTW | Southdowns Road | Oil and Grease | - | 200 | mg/l | 31.1 | Vehicle and plant washing (Medium Impact) | Sussex East | vehicle and plant washing | Hire of, toilets, welfare units, vehicles, plant, tools, pumps & machinery | Consent | DAVEYS LANE LEWES WPS
18117 | 2 | Tier 1 Consent | GAP Group Limited | Gap Group | Blenheim Place | Dunston Industrial Estate | Gateshead | Tyne And Wear | NE11 9HF | WORKSHOP/ OFFICES & PREMS | SOUTHDOWNS ROAD | - | LEWES | SE | BN7 2WZ | 2023-07-24 | 12 | 4 | At any time | NEWHAVEN MAIN WTW | Southdowns Road | pH | 6 | 10 | pH Units | 31.1 | Vehicle and plant washing (Medium Impact) | Sussex East | vehicle and plant washing | Hire of, toilets, welfare units, vehicles, plant, tools, pumps & machinery | Consent | DAVEYS LANE LEWES WPS
18117 | 2 | Tier 1 Consent | GAP Group Limited | Gap Group | Blenheim Place | Dunston Industrial Estate | Gateshead | Tyne And Wear | NE11 9HF | WORKSHOP/ OFFICES & PREMS | SOUTHDOWNS ROAD | - | LEWES | SE | BN7 2WZ | 2023-07-24 | 12 | 4 | At any time | NEWHAVEN MAIN WTW | Southdowns Road | Phosphorus Total | - | 15 | ug/l | 31.1 | Vehicle and plant washing (Medium Impact) | Sussex East | vehicle and plant washing | Hire of, toilets, welfare units, vehicles, plant, tools, pumps & machinery | Consent | DAVEYS LANE LEWES WPS
18117 | 2 | Tier 1 Consent | GAP Group Limited | Gap Group | Blenheim Place | Dunston Industrial Estate | Gateshead | Tyne And Wear | NE11 9HF | WORKSHOP/ OFFICES & PREMS | SOUTHDOWNS ROAD | - | LEWES | SE | BN7 2WZ | 2023-07-24 | 12 | 4 | At any time | NEWHAVEN MAIN WTW | Southdowns Road | Solids Suspended 105 Degrees C | - | 500 | mg/l | 31.1 | Vehicle and plant washing (Medium Impact) | Sussex East | vehicle and plant washing | Hire of, toilets, welfare units, vehicles, plant, tools, pumps & machinery | Consent | DAVEYS LANE LEWES WPS
18117 | 2 | Tier 1 Consent | GAP Group Limited | Gap Group | Blenheim Place | Dunston Industrial Estate | Gateshead | Tyne And Wear | NE11 9HF | WORKSHOP/ OFFICES & PREMS | SOUTHDOWNS ROAD | - | LEWES | SE | BN7 2WZ | 2023-07-24 | 12 | 4 | At any time | NEWHAVEN MAIN WTW | Southdowns Road | Sulphate as S04 | - | 500 | mg/l | 31.1 | Vehicle and plant washing (Medium Impact) | Sussex East | vehicle and plant washing | Hire of, toilets, welfare units, vehicles, plant, tools, pumps & machinery | Consent | DAVEYS LANE LEWES WPS
18122 | 2 | Tier 1 Consent | Piglet's Pantry Limited | Bishopstone | 36 Crescent Road |  | Worthing | West Sussex | BN11 1RL | UNIT E - F | DECOY ROAD |  | WORTHING |  | BN14 8ND | 2023-09-07 | 8 | 1.5 | At all times | EAST WORTHING WTW | Decoy Road | Chemical Oxygen Demand Shaken as 0 | - | 5000 | mg/l | 9.2 | Food processing - General | Sussex West | Cleaning of the premises and equipment used in the production of pies and other food products | Production of pies, sweet and savoury pastries and cakes | Consent | DECOY DRIVE EASTBOURNE WPS
18122 | 2 | Tier 1 Consent | Piglet's Pantry Limited | Bishopstone | 36 Crescent Road |  | Worthing | West Sussex | BN11 1RL | UNIT E - F | DECOY ROAD |  | WORTHING |  | BN14 8ND | 2023-09-07 | 8 | 1.5 | At all times | EAST WORTHING WTW | Decoy Road | Nitrogen Ammoniacal as N | - | 15 | mg/l | 9.2 | Food processing - General | Sussex West | Cleaning of the premises and equipment used in the production of pies and other food products | Production of pies, sweet and savoury pastries and cakes | Consent | DECOY DRIVE EASTBOURNE WPS
18122 | 2 | Tier 1 Consent | Piglet's Pantry Limited | Bishopstone | 36 Crescent Road |  | Worthing | West Sussex | BN11 1RL | UNIT E - F | DECOY ROAD |  | WORTHING |  | BN14 8ND | 2023-09-07 | 8 | 1.5 | At all times | EAST WORTHING WTW | Decoy Road | Oil and Grease | - | 200 | mg/l | 9.2 | Food processing - General | Sussex West | Cleaning of the premises and equipment used in the production of pies and other food products | Production of pies, sweet and savoury pastries and cakes | Consent | DECOY DRIVE EASTBOURNE WPS
18122 | 2 | Tier 1 Consent | Piglet's Pantry Limited | Bishopstone | 36 Crescent Road |  | Worthing | West Sussex | BN11 1RL | UNIT E - F | DECOY ROAD |  | WORTHING |  | BN14 8ND | 2023-09-07 | 8 | 1.5 | At all times | EAST WORTHING WTW | Decoy Road | pH | 6 | 10 | pH Units | 9.2 | Food processing - General | Sussex West | Cleaning of the premises and equipment used in the production of pies and other food products | Production of pies, sweet and savoury pastries and cakes | Consent | DECOY DRIVE EASTBOURNE WPS
18122 | 2 | Tier 1 Consent | Piglet's Pantry Limited | Bishopstone | 36 Crescent Road |  | Worthing | West Sussex | BN11 1RL | UNIT E - F | DECOY ROAD |  | WORTHING |  | BN14 8ND | 2023-09-07 | 8 | 1.5 | At all times | EAST WORTHING WTW | Decoy Road | Solids Suspended 105 Degrees C | - | 1500 | mg/l | 9.2 | Food processing - General | Sussex West | Cleaning of the premises and equipment used in the production of pies and other food products | Production of pies, sweet and savoury pastries and cakes | Consent | DECOY DRIVE EASTBOURNE WPS
18124 | 2 | Tier 2 Consent | Sevenoaks District Council | Council Offices | Argyle Road | Sevenoaks | Kent | Kent | TN13 1HG | EDENBRIDGE LEISURE CENTRE | STATION ROAD | - | EDENBRIDGE | KE | TN8 5LU | 2023-07-27 | 15 | 4 | At all times | EDENBRIDGE WTW | Station Road | Chemical Oxygen Demand Shaken as 0 | - | 800 | mg/l | 32.1 | Leisure facilities | Kent West | Backwashing of swimming pool filters | Swimming Pool Discharge | Consent | DIRECT TO WTW
18124 | 2 | Tier 2 Consent | Sevenoaks District Council | Council Offices | Argyle Road | Sevenoaks | Kent | Kent | TN13 1HG | EDENBRIDGE LEISURE CENTRE | STATION ROAD | - | EDENBRIDGE | KE | TN8 5LU | 2023-07-27 | 15 | 4 | At all times | EDENBRIDGE WTW | Station Road | Nitrogen Ammoniacal as N | - | 35 | mg/l | 32.1 | Leisure facilities | Kent West | Backwashing of swimming pool filters | Swimming Pool Discharge | Consent | DIRECT TO WTW
18124 | 2 | Tier 2 Consent | Sevenoaks District Council | Council Offices | Argyle Road | Sevenoaks | Kent | Kent | TN13 1HG | EDENBRIDGE LEISURE CENTRE | STATION ROAD | - | EDENBRIDGE | KE | TN8 5LU | 2023-07-27 | 15 | 4 | At all times | EDENBRIDGE WTW | Station Road | pH | 6 | 10 | pH Units | 32.1 | Leisure facilities | Kent West | Backwashing of swimming pool filters | Swimming Pool Discharge | Consent | DIRECT TO WTW
18124 | 2 | Tier 2 Consent | Sevenoaks District Council | Council Offices | Argyle Road | Sevenoaks | Kent | Kent | TN13 1HG | EDENBRIDGE LEISURE CENTRE | STATION ROAD | - | EDENBRIDGE | KE | TN8 5LU | 2023-07-27 | 15 | 4 | At all times | EDENBRIDGE WTW | Station Road | Solids Suspended 105 Degrees C | - | 400 | mg/l | 32.1 | Leisure facilities | Kent West | Backwashing of swimming pool filters | Swimming Pool Discharge | Consent | DIRECT TO WTW
18124 | 2 | Tier 2 Consent | Sevenoaks District Council | Council Offices | Argyle Road | Sevenoaks | Kent | Kent | TN13 1HG | EDENBRIDGE LEISURE CENTRE | STATION ROAD | - | EDENBRIDGE | KE | TN8 5LU | 2023-07-27 | 15 | 4 | At all times | EDENBRIDGE WTW | Station Road | Sulphate as S04 | - | 500 | mg/l | 32.1 | Leisure facilities | Kent West | Backwashing of swimming pool filters | Swimming Pool Discharge | Consent | DIRECT TO WTW
18125 | 4 | Tier 1 Consent | 2gether Support Solutions Ltd | Management Offices William Harvey Hospital | Kennington Road | Willesborough | Ashford |  | TN24 0LZ | WILLIAM HARVEY HOSPITAL | KENNINGTON ROAD | - | ASHFORD | KE | TN24 0LZ | 2023-09-05 | 90 | 2 | At all times | ASHFORD WTW | Kennington Road | Chemical Oxygen Demand Shaken as 0 | - | 4000 | mg/l | 15.1 | Laundering (Large-scale) | Kent East | Operation of a commercial laundry | Laundry Services | Consent | BLACKWALL ROAD WILLESBOROUGH LEES WPS
18125 | 4 | Tier 1 Consent | 2gether Support Solutions Ltd | Management Offices William Harvey Hospital | Kennington Road | Willesborough | Ashford |  | TN24 0LZ | WILLIAM HARVEY HOSPITAL | KENNINGTON ROAD | - | ASHFORD | KE | TN24 0LZ | 2023-09-05 | 90 | 2 | At all times | ASHFORD WTW | Kennington Road | Nitrogen Ammoniacal as N | - | 10 | mg/l | 15.1 | Laundering (Large-scale) | Kent East | Operation of a commercial laundry | Laundry Services | Consent | BLACKWALL ROAD WILLESBOROUGH LEES WPS
18125 | 4 | Tier 1 Consent | 2gether Support Solutions Ltd | Management Offices William Harvey Hospital | Kennington Road | Willesborough | Ashford |  | TN24 0LZ | WILLIAM HARVEY HOSPITAL | KENNINGTON ROAD | - | ASHFORD | KE | TN24 0LZ | 2023-09-05 | 90 | 2 | At all times | ASHFORD WTW | Kennington Road | Oil and Grease | - | 200 | mg/l | 15.1 | Laundering (Large-scale) | Kent East | Operation of a commercial laundry | Laundry Services | Consent | BLACKWALL ROAD WILLESBOROUGH LEES WPS
18125 | 4 | Tier 1 Consent | 2gether Support Solutions Ltd | Management Offices William Harvey Hospital | Kennington Road | Willesborough | Ashford |  | TN24 0LZ | WILLIAM HARVEY HOSPITAL | KENNINGTON ROAD | - | ASHFORD | KE | TN24 0LZ | 2023-09-05 | 90 | 2 | At all times | ASHFORD WTW | Kennington Road | pH | 6 | 10 | pH Units | 15.1 | Laundering (Large-scale) | Kent East | Operation of a commercial laundry | Laundry Services | Consent | BLACKWALL ROAD WILLESBOROUGH LEES WPS
18125 | 4 | Tier 1 Consent | 2gether Support Solutions Ltd | Management Offices William Harvey Hospital | Kennington Road | Willesborough | Ashford |  | TN24 0LZ | WILLIAM HARVEY HOSPITAL | KENNINGTON ROAD | - | ASHFORD | KE | TN24 0LZ | 2023-09-05 | 90 | 2 | At all times | ASHFORD WTW | Kennington Road | Phosphorus Total | - | 20 | ug/l | 15.1 | Laundering (Large-scale) | Kent East | Operation of a commercial laundry | Laundry Services | Consent | BLACKWALL ROAD WILLESBOROUGH LEES WPS
18125 | 4 | Tier 1 Consent | 2gether Support Solutions Ltd | Management Offices William Harvey Hospital | Kennington Road | Willesborough | Ashford |  | TN24 0LZ | WILLIAM HARVEY HOSPITAL | KENNINGTON ROAD | - | ASHFORD | KE | TN24 0LZ | 2023-09-05 | 90 | 2 | At all times | ASHFORD WTW | Kennington Road | Solids Suspended 105 Degrees C | - | 500 | mg/l | 15.1 | Laundering (Large-scale) | Kent East | Operation of a commercial laundry | Laundry Services | Consent | BLACKWALL ROAD WILLESBOROUGH LEES WPS
18125 | 4 | Tier 1 Consent | 2gether Support Solutions Ltd | Management Offices William Harvey Hospital | Kennington Road | Willesborough | Ashford |  | TN24 0LZ | WILLIAM HARVEY HOSPITAL | KENNINGTON ROAD | - | ASHFORD | KE | TN24 0LZ | 2023-09-05 | 90 | 2 | At all times | ASHFORD WTW | Kennington Road | Sulphate as S04 | - | 500 | mg/l | 15.1 | Laundering (Large-scale) | Kent East | Operation of a commercial laundry | Laundry Services | Consent | BLACKWALL ROAD WILLESBOROUGH LEES WPS
18128 | 1 | Low Risk Consent | Kier Construction Limited | 2nd Floor | Optimum House | Clippers Quay | Salford |  | M50 3XP | HMP ELMLEY KIER CONSTRUCTION | CHURCH STREET | - | SHEERNESS | KE | ME12 4DZ | 2023-09-14 | 1 | 3 | At all times | EASTCHURCH WTW | North-east side of HMP Elmley (Manhole No 3504) | Chemical Oxygen Demand Shaken as 0 | - | 800 | mg/l | 3.1 | Cement, lime, plaster, ready-mix concrete manufacture and their products | Kent West | Treated wastewater from concrete wash-out units. | The project is for the expansion of Category B prison HMP Elmley, with the works will include the construction of a 4- storey modular prison block. | Consent | DIRECT TO WTW
18128 | 1 | Low Risk Consent | Kier Construction Limited | 2nd Floor | Optimum House | Clippers Quay | Salford |  | M50 3XP | HMP ELMLEY KIER CONSTRUCTION | CHURCH STREET | - | SHEERNESS | KE | ME12 4DZ | 2023-09-14 | 1 | 3 | At all times | EASTCHURCH WTW | North-east side of HMP Elmley (Manhole No 3504) | Nitrogen Ammoniacal as N | - | 10 | mg/l | 3.1 | Cement, lime, plaster, ready-mix concrete manufacture and their products | Kent West | Treated wastewater from concrete wash-out units. | The project is for the expansion of Category B prison HMP Elmley, with the works will include the construction of a 4- storey modular prison block. | Consent | DIRECT TO WTW
18128 | 1 | Low Risk Consent | Kier Construction Limited | 2nd Floor | Optimum House | Clippers Quay | Salford |  | M50 3XP | HMP ELMLEY KIER CONSTRUCTION | CHURCH STREET | - | SHEERNESS | KE | ME12 4DZ | 2023-09-14 | 1 | 3 | At all times | EASTCHURCH WTW | North-east side of HMP Elmley (Manhole No 3504) | Oil and Grease | - | 200 | mg/l | 3.1 | Cement, lime, plaster, ready-mix concrete manufacture and their products | Kent West | Treated wastewater from concrete wash-out units. | The project is for the expansion of Category B prison HMP Elmley, with the works will include the construction of a 4- storey modular prison block. | Consent | DIRECT TO WTW
18128 | 1 | Low Risk Consent | Kier Construction Limited | 2nd Floor | Optimum House | Clippers Quay | Salford |  | M50 3XP | HMP ELMLEY KIER CONSTRUCTION | CHURCH STREET | - | SHEERNESS | KE | ME12 4DZ | 2023-09-14 | 1 | 3 | At all times | EASTCHURCH WTW | North-east side of HMP Elmley (Manhole No 3504) | pH | 6 | 10 | pH Units | 3.1 | Cement, lime, plaster, ready-mix concrete manufacture and their products | Kent West | Treated wastewater from concrete wash-out units. | The project is for the expansion of Category B prison HMP Elmley, with the works will include the construction of a 4- storey modular prison block. | Consent | DIRECT TO WTW
18128 | 1 | Low Risk Consent | Kier Construction Limited | 2nd Floor | Optimum House | Clippers Quay | Salford |  | M50 3XP | HMP ELMLEY KIER CONSTRUCTION | CHURCH STREET | - | SHEERNESS | KE | ME12 4DZ | 2023-09-14 | 1 | 3 | At all times | EASTCHURCH WTW | North-east side of HMP Elmley (Manhole No 3504) | Solids Suspended 105 Degrees C | - | 400 | mg/l | 3.1 | Cement, lime, plaster, ready-mix concrete manufacture and their products | Kent West | Treated wastewater from concrete wash-out units. | The project is for the expansion of Category B prison HMP Elmley, with the works will include the construction of a 4- storey modular prison block. | Consent | DIRECT TO WTW
18128 | 1 | Low Risk Consent | Kier Construction Limited | 2nd Floor | Optimum House | Clippers Quay | Salford |  | M50 3XP | HMP ELMLEY KIER CONSTRUCTION | CHURCH STREET | - | SHEERNESS | KE | ME12 4DZ | 2023-09-14 | 1 | 3 | At all times | EASTCHURCH WTW | North-east side of HMP Elmley (Manhole No 3504) | Sulphate as S04 | - | 500 | mg/l | 3.1 | Cement, lime, plaster, ready-mix concrete manufacture and their products | Kent West | Treated wastewater from concrete wash-out units. | The project is for the expansion of Category B prison HMP Elmley, with the works will include the construction of a 4- storey modular prison block. | Consent | DIRECT TO WTW
18129 | 1 | Low Risk Consent | AJ Mobility Ltd | Unit 17 North Crescent | Diplocks Way |  | Hailsham |  | BN27 3JF | 20 | DECOY ROAD | - | WORTHING | SW | BN14 8ND | 2023-08-09 | 0.64 | 0.14 | At all times | EAST WORTHING WTW | Decoy road, worthing | Chemical Oxygen Demand Shaken as 0 | - | 800 | mg/l | 31.2 | Vehicle and plant washing (Low Impact) | Sussex West | Jet Washing of Wheelchairs | Wheelchair Services | Consent | DECOY ROAD WORTHING WPS
18129 | 1 | Low Risk Consent | AJ Mobility Ltd | Unit 17 North Crescent | Diplocks Way |  | Hailsham |  | BN27 3JF | 20 | DECOY ROAD | - | WORTHING | SW | BN14 8ND | 2023-08-09 | 0.64 | 0.14 | At all times | EAST WORTHING WTW | Decoy road, worthing | Nitrogen Ammoniacal as N | - | 10 | mg/l | 31.2 | Vehicle and plant washing (Low Impact) | Sussex West | Jet Washing of Wheelchairs | Wheelchair Services | Consent | DECOY ROAD WORTHING WPS
18129 | 1 | Low Risk Consent | AJ Mobility Ltd | Unit 17 North Crescent | Diplocks Way |  | Hailsham |  | BN27 3JF | 20 | DECOY ROAD | - | WORTHING | SW | BN14 8ND | 2023-08-09 | 0.64 | 0.14 | At all times | EAST WORTHING WTW | Decoy road, worthing | pH | 6 | 10 | pH Units | 31.2 | Vehicle and plant washing (Low Impact) | Sussex West | Jet Washing of Wheelchairs | Wheelchair Services | Consent | DECOY ROAD WORTHING WPS
18129 | 1 | Low Risk Consent | AJ Mobility Ltd | Unit 17 North Crescent | Diplocks Way |  | Hailsham |  | BN27 3JF | 20 | DECOY ROAD | - | WORTHING | SW | BN14 8ND | 2023-08-09 | 0.64 | 0.14 | At all times | EAST WORTHING WTW | Decoy road, worthing | Solids Suspended 105 Degrees C | - | 400 | mg/l | 31.2 | Vehicle and plant washing (Low Impact) | Sussex West | Jet Washing of Wheelchairs | Wheelchair Services | Consent | DECOY ROAD WORTHING WPS
18130 | 1 | Low Risk Consent | Medequip Assistive Technology LTD | Unit 2 Summit Centre | Skyport Drive | West Drayton |  |  | UB7 0LJ | ROCHESTER TRADE PARK CELS, UNIT 4 | MAIDSTONE ROAD | - | ROCHESTER | KE | ME1 3QY | 2023-08-24 | 1 | 1 | At all times | MOTNEY HILL WTW | Laker road | Chemical Oxygen Demand Shaken as 0 | - | 800 | mg/l | 15.3 | Sterilization/medical equipment cleaning, hygiene bin cleaning, low risk cleaning of items | Kent West | Cleaning and decontamination of community equipment and washing of fabric items | Cleaning of community equipment | Consent | DIRECT TO WTW
18130 | 1 | Low Risk Consent | Medequip Assistive Technology LTD | Unit 2 Summit Centre | Skyport Drive | West Drayton |  |  | UB7 0LJ | ROCHESTER TRADE PARK CELS, UNIT 4 | MAIDSTONE ROAD | - | ROCHESTER | KE | ME1 3QY | 2023-08-24 | 1 | 1 | At all times | MOTNEY HILL WTW | Laker road | Nitrogen Ammoniacal as N | - | 10 | mg/l | 15.3 | Sterilization/medical equipment cleaning, hygiene bin cleaning, low risk cleaning of items | Kent West | Cleaning and decontamination of community equipment and washing of fabric items | Cleaning of community equipment | Consent | DIRECT TO WTW
18130 | 1 | Low Risk Consent | Medequip Assistive Technology LTD | Unit 2 Summit Centre | Skyport Drive | West Drayton |  |  | UB7 0LJ | ROCHESTER TRADE PARK CELS, UNIT 4 | MAIDSTONE ROAD | - | ROCHESTER | KE | ME1 3QY | 2023-08-24 | 1 | 1 | At all times | MOTNEY HILL WTW | Laker road | pH | 6 | 10 | pH Units | 15.3 | Sterilization/medical equipment cleaning, hygiene bin cleaning, low risk cleaning of items | Kent West | Cleaning and decontamination of community equipment and washing of fabric items | Cleaning of community equipment | Consent | DIRECT TO WTW
18130 | 1 | Low Risk Consent | Medequip Assistive Technology LTD | Unit 2 Summit Centre | Skyport Drive | West Drayton |  |  | UB7 0LJ | ROCHESTER TRADE PARK CELS, UNIT 4 | MAIDSTONE ROAD | - | ROCHESTER | KE | ME1 3QY | 2023-08-24 | 1 | 1 | At all times | MOTNEY HILL WTW | Laker road | Solids Suspended 105 Degrees C | - | 400 | mg/l | 15.3 | Sterilization/medical equipment cleaning, hygiene bin cleaning, low risk cleaning of items | Kent West | Cleaning and decontamination of community equipment and washing of fabric items | Cleaning of community equipment | Consent | DIRECT TO WTW
18130 | 1 | Low Risk Consent | Medequip Assistive Technology LTD | Unit 2 Summit Centre | Skyport Drive | West Drayton |  |  | UB7 0LJ | ROCHESTER TRADE PARK CELS, UNIT 4 | MAIDSTONE ROAD | - | ROCHESTER | KE | ME1 3QY | 2023-08-24 | 1 | 1 | At all times | MOTNEY HILL WTW | Laker road | Sulphate as S04 | - | 500 | mg/l | 15.3 | Sterilization/medical equipment cleaning, hygiene bin cleaning, low risk cleaning of items | Kent West | Cleaning and decontamination of community equipment and washing of fabric items | Cleaning of community equipment | Consent | DIRECT TO WTW
18131 | 2 | Tier 1 Consent | Contract Candles and Diffusers Ltd | Hexham Villa | Egton Terrace | Birtley | Gateshead |  | DH3 1LX | Unit 3, Quarry Lane |  | - | CHICHESTER | SW | PO19 8PE | 2023-09-25 | 7.2 | 1 | at all times | CHICHESTER WTW | Gravel Lane | Chemical Oxygen Demand Shaken as 0 | - | 800 | mg/l | 27.1 | Soap, detergents, toiletries and cleaning products | Sussex West | Washing of cloths used to polish candles and glassware | Candle Packaging | Consent | QUARRY LANE CHICHESTER NO 1 WPS
18131 | 2 | Tier 1 Consent | Contract Candles and Diffusers Ltd | Hexham Villa | Egton Terrace | Birtley | Gateshead |  | DH3 1LX | Unit 3, Quarry Lane |  | - | CHICHESTER | SW | PO19 8PE | 2023-09-25 | 7.2 | 1 | at all times | CHICHESTER WTW | Gravel Lane | Nitrogen Ammoniacal as N | - | 15 | mg/l | 27.1 | Soap, detergents, toiletries and cleaning products | Sussex West | Washing of cloths used to polish candles and glassware | Candle Packaging | Consent | QUARRY LANE CHICHESTER NO 1 WPS
18131 | 2 | Tier 1 Consent | Contract Candles and Diffusers Ltd | Hexham Villa | Egton Terrace | Birtley | Gateshead |  | DH3 1LX | Unit 3, Quarry Lane |  | - | CHICHESTER | SW | PO19 8PE | 2023-09-25 | 7.2 | 1 | at all times | CHICHESTER WTW | Gravel Lane | pH | 6 | 10 | pH Units | 27.1 | Soap, detergents, toiletries and cleaning products | Sussex West | Washing of cloths used to polish candles and glassware | Candle Packaging | Consent | QUARRY LANE CHICHESTER NO 1 WPS
18131 | 2 | Tier 1 Consent | Contract Candles and Diffusers Ltd | Hexham Villa | Egton Terrace | Birtley | Gateshead |  | DH3 1LX | Unit 3, Quarry Lane |  | - | CHICHESTER | SW | PO19 8PE | 2023-09-25 | 7.2 | 1 | at all times | CHICHESTER WTW | Gravel Lane | Solids Suspended 105C Settled | - | 400 | mg/l | 27.1 | Soap, detergents, toiletries and cleaning products | Sussex West | Washing of cloths used to polish candles and glassware | Candle Packaging | Consent | QUARRY LANE CHICHESTER NO 1 WPS
18132 | 1 | Low Risk Consent | T G Convenience Stores Limited | 3c Twyford Court | High Street | Dunmow | Essex |  | CM6 1AE | PETROL STATION | BELL LANE | - | UCKFIELD | SE | TN22 1QL | 2023-08-21 | 3.5 | 1 | At any time | UCKFIELD WTW | Bell lane, to rear of site | Chemical Oxygen Demand Shaken as 0 | - | 800 | mg/l | 31.2 | Vehicle and plant washing (Low Impact) | Sussex East | Vehicle valeting discharge | Fuel station and vehicle valeting | Consent | BELL LANE UCKFIELD WPS
18132 | 1 | Low Risk Consent | T G Convenience Stores Limited | 3c Twyford Court | High Street | Dunmow | Essex |  | CM6 1AE | PETROL STATION | BELL LANE | - | UCKFIELD | SE | TN22 1QL | 2023-08-21 | 3.5 | 1 | At any time | UCKFIELD WTW | Bell lane, to rear of site | Nitrogen Ammoniacal as N | - | 10 | mg/l | 31.2 | Vehicle and plant washing (Low Impact) | Sussex East | Vehicle valeting discharge | Fuel station and vehicle valeting | Consent | BELL LANE UCKFIELD WPS
18132 | 1 | Low Risk Consent | T G Convenience Stores Limited | 3c Twyford Court | High Street | Dunmow | Essex |  | CM6 1AE | PETROL STATION | BELL LANE | - | UCKFIELD | SE | TN22 1QL | 2023-08-21 | 3.5 | 1 | At any time | UCKFIELD WTW | Bell lane, to rear of site | Oil and Grease | - | 200 | mg/l | 31.2 | Vehicle and plant washing (Low Impact) | Sussex East | Vehicle valeting discharge | Fuel station and vehicle valeting | Consent | BELL LANE UCKFIELD WPS
18132 | 1 | Low Risk Consent | T G Convenience Stores Limited | 3c Twyford Court | High Street | Dunmow | Essex |  | CM6 1AE | PETROL STATION | BELL LANE | - | UCKFIELD | SE | TN22 1QL | 2023-08-21 | 3.5 | 1 | At any time | UCKFIELD WTW | Bell lane, to rear of site | pH | 6 | 10 | pH Units | 31.2 | Vehicle and plant washing (Low Impact) | Sussex East | Vehicle valeting discharge | Fuel station and vehicle valeting | Consent | BELL LANE UCKFIELD WPS
18132 | 1 | Low Risk Consent | T G Convenience Stores Limited | 3c Twyford Court | High Street | Dunmow | Essex |  | CM6 1AE | PETROL STATION | BELL LANE | - | UCKFIELD | SE | TN22 1QL | 2023-08-21 | 3.5 | 1 | At any time | UCKFIELD WTW | Bell lane, to rear of site | Phosphorus Total | - | 15 | ug/l | 31.2 | Vehicle and plant washing (Low Impact) | Sussex East | Vehicle valeting discharge | Fuel station and vehicle valeting | Consent | BELL LANE UCKFIELD WPS
18132 | 1 | Low Risk Consent | T G Convenience Stores Limited | 3c Twyford Court | High Street | Dunmow | Essex |  | CM6 1AE | PETROL STATION | BELL LANE | - | UCKFIELD | SE | TN22 1QL | 2023-08-21 | 3.5 | 1 | At any time | UCKFIELD WTW | Bell lane, to rear of site | Solids Suspended 105 Degrees C | - | 500 | mg/l | 31.2 | Vehicle and plant washing (Low Impact) | Sussex East | Vehicle valeting discharge | Fuel station and vehicle valeting | Consent | BELL LANE UCKFIELD WPS
18132 | 1 | Low Risk Consent | T G Convenience Stores Limited | 3c Twyford Court | High Street | Dunmow | Essex |  | CM6 1AE | PETROL STATION | BELL LANE | - | UCKFIELD | SE | TN22 1QL | 2023-08-21 | 3.5 | 1 | At any time | UCKFIELD WTW | Bell lane, to rear of site | Sulphate as S04 | - | 500 | mg/l | 31.2 | Vehicle and plant washing (Low Impact) | Sussex East | Vehicle valeting discharge | Fuel station and vehicle valeting | Consent | BELL LANE UCKFIELD WPS
18134 | 1 | Low Risk Consent | Portslade Garages LTD |  | 100 Old Shoreham Road |  | Portslade |  | BN41 1TA | EASTBROOK CAR SHOWROOM | OLD SHOREHAM ROAD | - | PORTSLADE BRIGHTON | SE | BN41 1SP | 2023-09-22 | 6.1 | 1 | At any time | SHOREHAM WTW | Old Shoreham road - Southern Water Manhole ref TQ25053801 | Chemical Oxygen Demand Shaken as 0 | - | 800 | mg/l | 31.2 | Vehicle and plant washing (Low Impact) | Sussex East | Vehicle washing via hard held pressure wash equipment and gantry car wash. | Vehicle washing | Discontinuation | ALBION STREET PORTSLADE WPS
18134 | 1 | Low Risk Consent | Portslade Garages LTD |  | 100 Old Shoreham Road |  | Portslade |  | BN41 1TA | EASTBROOK CAR SHOWROOM | OLD SHOREHAM ROAD | - | PORTSLADE BRIGHTON | SE | BN41 1SP | 2023-09-22 | 6.1 | 1 | At any time | SHOREHAM WTW | Old Shoreham road - Southern Water Manhole ref TQ25053801 | Nitrogen Ammoniacal as N | - | 10 | mg/l | 31.2 | Vehicle and plant washing (Low Impact) | Sussex East | Vehicle washing via hard held pressure wash equipment and gantry car wash. | Vehicle washing | Discontinuation | ALBION STREET PORTSLADE WPS
18134 | 1 | Low Risk Consent | Portslade Garages LTD |  | 100 Old Shoreham Road |  | Portslade |  | BN41 1TA | EASTBROOK CAR SHOWROOM | OLD SHOREHAM ROAD | - | PORTSLADE BRIGHTON | SE | BN41 1SP | 2023-09-22 | 6.1 | 1 | At any time | SHOREHAM WTW | Old Shoreham road - Southern Water Manhole ref TQ25053801 | Oil and Grease | - | 200 | mg/l | 31.2 | Vehicle and plant washing (Low Impact) | Sussex East | Vehicle washing via hard held pressure wash equipment and gantry car wash. | Vehicle washing | Discontinuation | ALBION STREET PORTSLADE WPS
18134 | 1 | Low Risk Consent | Portslade Garages LTD |  | 100 Old Shoreham Road |  | Portslade |  | BN41 1TA | EASTBROOK CAR SHOWROOM | OLD SHOREHAM ROAD | - | PORTSLADE BRIGHTON | SE | BN41 1SP | 2023-09-22 | 6.1 | 1 | At any time | SHOREHAM WTW | Old Shoreham road - Southern Water Manhole ref TQ25053801 | pH | 6 | 10 | pH Units | 31.2 | Vehicle and plant washing (Low Impact) | Sussex East | Vehicle washing via hard held pressure wash equipment and gantry car wash. | Vehicle washing | Discontinuation | ALBION STREET PORTSLADE WPS
18134 | 1 | Low Risk Consent | Portslade Garages LTD |  | 100 Old Shoreham Road |  | Portslade |  | BN41 1TA | EASTBROOK CAR SHOWROOM | OLD SHOREHAM ROAD | - | PORTSLADE BRIGHTON | SE | BN41 1SP | 2023-09-22 | 6.1 | 1 | At any time | SHOREHAM WTW | Old Shoreham road - Southern Water Manhole ref TQ25053801 | Phosphorus Total | - | 15 | ug/l | 31.2 | Vehicle and plant washing (Low Impact) | Sussex East | Vehicle washing via hard held pressure wash equipment and gantry car wash. | Vehicle washing | Discontinuation | ALBION STREET PORTSLADE WPS
18134 | 1 | Low Risk Consent | Portslade Garages LTD |  | 100 Old Shoreham Road |  | Portslade |  | BN41 1TA | EASTBROOK CAR SHOWROOM | OLD SHOREHAM ROAD | - | PORTSLADE BRIGHTON | SE | BN41 1SP | 2023-09-22 | 6.1 | 1 | At any time | SHOREHAM WTW | Old Shoreham road - Southern Water Manhole ref TQ25053801 | Solids Suspended 105 Degrees C | - | 500 | mg/l | 31.2 | Vehicle and plant washing (Low Impact) | Sussex East | Vehicle washing via hard held pressure wash equipment and gantry car wash. | Vehicle washing | Discontinuation | ALBION STREET PORTSLADE WPS
18134 | 1 | Low Risk Consent | Portslade Garages LTD |  | 100 Old Shoreham Road |  | Portslade |  | BN41 1TA | EASTBROOK CAR SHOWROOM | OLD SHOREHAM ROAD | - | PORTSLADE BRIGHTON | SE | BN41 1SP | 2023-09-22 | 6.1 | 1 | At any time | SHOREHAM WTW | Old Shoreham road - Southern Water Manhole ref TQ25053801 | Sulphate as S04 | - | 500 | mg/l | 31.2 | Vehicle and plant washing (Low Impact) | Sussex East | Vehicle washing via hard held pressure wash equipment and gantry car wash. | Vehicle washing | Discontinuation | ALBION STREET PORTSLADE WPS
18138 | 1 | Tier 2 Consent | Amphenol Limited | - | Thanet Way | Tankerton | Whitstable | Kent | CT5 3JF | AMPHENOL COMPLEX | THANET WAY | - | WHITSTABLE | KE | CT5 3JF | 2023-10-06 | 7 | 0.5 | Off peak hours - 2200-0600 and 1100-1600 ONLY | SWALECLIFFE WTW | Old Thanet Way, CT5 3JF | Calcium | - | 3000 | mg/l | 39.4 | Water treatment; softener plants; heating system flushing | Kent East | Regeneration of a water softener and waste from a reverse osmosis unit | Manufacture of electrical connectors | Consent | -
18138 | 1 | Tier 2 Consent | Amphenol Limited | - | Thanet Way | Tankerton | Whitstable | Kent | CT5 3JF | AMPHENOL COMPLEX | THANET WAY | - | WHITSTABLE | KE | CT5 3JF | 2023-10-06 | 7 | 0.5 | Off peak hours - 2200-0600 and 1100-1600 ONLY | SWALECLIFFE WTW | Old Thanet Way, CT5 3JF | Chemical Oxygen Demand Shaken as 0 | - | 100 | mg/l | 39.4 | Water treatment; softener plants; heating system flushing | Kent East | Regeneration of a water softener and waste from a reverse osmosis unit | Manufacture of electrical connectors | Consent | -
18138 | 1 | Tier 2 Consent | Amphenol Limited | - | Thanet Way | Tankerton | Whitstable | Kent | CT5 3JF | AMPHENOL COMPLEX | THANET WAY | - | WHITSTABLE | KE | CT5 3JF | 2023-10-06 | 7 | 0.5 | Off peak hours - 2200-0600 and 1100-1600 ONLY | SWALECLIFFE WTW | Old Thanet Way, CT5 3JF | Chloride | - | 15000 | mg/l | 39.4 | Water treatment; softener plants; heating system flushing | Kent East | Regeneration of a water softener and waste from a reverse osmosis unit | Manufacture of electrical connectors | Consent | -
18138 | 1 | Tier 2 Consent | Amphenol Limited | - | Thanet Way | Tankerton | Whitstable | Kent | CT5 3JF | AMPHENOL COMPLEX | THANET WAY | - | WHITSTABLE | KE | CT5 3JF | 2023-10-06 | 7 | 0.5 | Off peak hours - 2200-0600 and 1100-1600 ONLY | SWALECLIFFE WTW | Old Thanet Way, CT5 3JF | Magnesium Total as Mg | - | 150 | mg/l | 39.4 | Water treatment; softener plants; heating system flushing | Kent East | Regeneration of a water softener and waste from a reverse osmosis unit | Manufacture of electrical connectors | Consent | -
18138 | 1 | Tier 2 Consent | Amphenol Limited | - | Thanet Way | Tankerton | Whitstable | Kent | CT5 3JF | AMPHENOL COMPLEX | THANET WAY | - | WHITSTABLE | KE | CT5 3JF | 2023-10-06 | 7 | 0.5 | Off peak hours - 2200-0600 and 1100-1600 ONLY | SWALECLIFFE WTW | Old Thanet Way, CT5 3JF | Nitrate NO3 | - | 100 | mg/l | 39.4 | Water treatment; softener plants; heating system flushing | Kent East | Regeneration of a water softener and waste from a reverse osmosis unit | Manufacture of electrical connectors | Consent | -
18138 | 1 | Tier 2 Consent | Amphenol Limited | - | Thanet Way | Tankerton | Whitstable | Kent | CT5 3JF | AMPHENOL COMPLEX | THANET WAY | - | WHITSTABLE | KE | CT5 3JF | 2023-10-06 | 7 | 0.5 | Off peak hours - 2200-0600 and 1100-1600 ONLY | SWALECLIFFE WTW | Old Thanet Way, CT5 3JF | Nitrogen Ammoniacal as N | - | 5 | mg/l | 39.4 | Water treatment; softener plants; heating system flushing | Kent East | Regeneration of a water softener and waste from a reverse osmosis unit | Manufacture of electrical connectors | Consent | -
18138 | 1 | Tier 2 Consent | Amphenol Limited | - | Thanet Way | Tankerton | Whitstable | Kent | CT5 3JF | AMPHENOL COMPLEX | THANET WAY | - | WHITSTABLE | KE | CT5 3JF | 2023-10-06 | 7 | 0.5 | Off peak hours - 2200-0600 and 1100-1600 ONLY | SWALECLIFFE WTW | Old Thanet Way, CT5 3JF | pH | 6 | 10 | pH Units | 39.4 | Water treatment; softener plants; heating system flushing | Kent East | Regeneration of a water softener and waste from a reverse osmosis unit | Manufacture of electrical connectors | Consent | -
18138 | 1 | Tier 2 Consent | Amphenol Limited | - | Thanet Way | Tankerton | Whitstable | Kent | CT5 3JF | AMPHENOL COMPLEX | THANET WAY | - | WHITSTABLE | KE | CT5 3JF | 2023-10-06 | 7 | 0.5 | Off peak hours - 2200-0600 and 1100-1600 ONLY | SWALECLIFFE WTW | Old Thanet Way, CT5 3JF | Phosphorus Total | - | 5 | ug/l | 39.4 | Water treatment; softener plants; heating system flushing | Kent East | Regeneration of a water softener and waste from a reverse osmosis unit | Manufacture of electrical connectors | Consent | -
18138 | 1 | Tier 2 Consent | Amphenol Limited | - | Thanet Way | Tankerton | Whitstable | Kent | CT5 3JF | AMPHENOL COMPLEX | THANET WAY | - | WHITSTABLE | KE | CT5 3JF | 2023-10-06 | 7 | 0.5 | Off peak hours - 2200-0600 and 1100-1600 ONLY | SWALECLIFFE WTW | Old Thanet Way, CT5 3JF | Solids Suspended 105 Degrees C | - | 100 | mg/l | 39.4 | Water treatment; softener plants; heating system flushing | Kent East | Regeneration of a water softener and waste from a reverse osmosis unit | Manufacture of electrical connectors | Consent | -
18138 | 1 | Tier 2 Consent | Amphenol Limited | - | Thanet Way | Tankerton | Whitstable | Kent | CT5 3JF | AMPHENOL COMPLEX | THANET WAY | - | WHITSTABLE | KE | CT5 3JF | 2023-10-06 | 7 | 0.5 | Off peak hours - 2200-0600 and 1100-1600 ONLY | SWALECLIFFE WTW | Old Thanet Way, CT5 3JF | Sulphate as S04 | - | 500 | mg/l | 39.4 | Water treatment; softener plants; heating system flushing | Kent East | Regeneration of a water softener and waste from a reverse osmosis unit | Manufacture of electrical connectors | Consent | -
18143 | 1 | Low Risk Consent | Solent Stevedores Ltd | Suite 1 Drake House | Drake Lane | Durlsey | Gloucestershire |  | GL11 4HH | BRITISH PORTS WESTERN AVENUE | WESTERN DOCKS PORT OF SOUTHAMPTON |  | SOUTHAMPTON | HA | SO15 1HJ | 2023-09-18 | 0.9 | 0.2 | At all times | MILLBROOK WTW | West Bay Road | Chemical Oxygen Demand Shaken as 0 | - | 800 | mg/l | 31.2 | Vehicle and plant washing (Low Impact) | Hampshire West | Freight container steam cleaning and wash down. | Rail Freight Terminal and Container Storage | Consent | WATERHOUSE WAY SHIRLEY WPS
18143 | 1 | Low Risk Consent | Solent Stevedores Ltd | Suite 1 Drake House | Drake Lane | Durlsey | Gloucestershire |  | GL11 4HH | BRITISH PORTS WESTERN AVENUE | WESTERN DOCKS PORT OF SOUTHAMPTON |  | SOUTHAMPTON | HA | SO15 1HJ | 2023-09-18 | 0.9 | 0.2 | At all times | MILLBROOK WTW | West Bay Road | Nitrogen Ammoniacal as N | - | 10 | mg/l | 31.2 | Vehicle and plant washing (Low Impact) | Hampshire West | Freight container steam cleaning and wash down. | Rail Freight Terminal and Container Storage | Consent | WATERHOUSE WAY SHIRLEY WPS
18143 | 1 | Low Risk Consent | Solent Stevedores Ltd | Suite 1 Drake House | Drake Lane | Durlsey | Gloucestershire |  | GL11 4HH | BRITISH PORTS WESTERN AVENUE | WESTERN DOCKS PORT OF SOUTHAMPTON |  | SOUTHAMPTON | HA | SO15 1HJ | 2023-09-18 | 0.9 | 0.2 | At all times | MILLBROOK WTW | West Bay Road | pH | 6 | 10 | pH Units | 31.2 | Vehicle and plant washing (Low Impact) | Hampshire West | Freight container steam cleaning and wash down. | Rail Freight Terminal and Container Storage | Consent | WATERHOUSE WAY SHIRLEY WPS
18143 | 1 | Low Risk Consent | Solent Stevedores Ltd | Suite 1 Drake House | Drake Lane | Durlsey | Gloucestershire |  | GL11 4HH | BRITISH PORTS WESTERN AVENUE | WESTERN DOCKS PORT OF SOUTHAMPTON |  | SOUTHAMPTON | HA | SO15 1HJ | 2023-09-18 | 0.9 | 0.2 | At all times | MILLBROOK WTW | West Bay Road | Solids Suspended 105 Degrees C | - | 400 | mg/l | 31.2 | Vehicle and plant washing (Low Impact) | Hampshire West | Freight container steam cleaning and wash down. | Rail Freight Terminal and Container Storage | Consent | WATERHOUSE WAY SHIRLEY WPS
18144 | 2 | Tier 2 Consent | Waterloo Air Products Ltd |  | Stourbridge Road |  | Bridgnorth |  | WV15 5BB | UNIT A VANTAGE POINT | HOLBOROUGH ROAD | - | SNODLAND | KE | ME6 5SL | 2023-10-25 | 2 | 2.8 | At all times | HAM HILL WTW | Foul sewer located in the premises car park, opposite the Holborough wastewater pumping station | Aluminium Total | - | 10 | ug/l | 22.2 | Plating and metal finishing (Medium Impact) | Kent West | Rinse water from phosphating and degreasing aluminium parts | Manufacture of air termination products | Consent | HOLBOROUGH WPS
18144 | 2 | Tier 2 Consent | Waterloo Air Products Ltd |  | Stourbridge Road |  | Bridgnorth |  | WV15 5BB | UNIT A VANTAGE POINT | HOLBOROUGH ROAD | - | SNODLAND | KE | ME6 5SL | 2023-10-25 | 2 | 2.8 | At all times | HAM HILL WTW | Foul sewer located in the premises car park, opposite the Holborough wastewater pumping station | Chemical Oxygen Demand Shaken as 0 | - | 800 | mg/l | 22.2 | Plating and metal finishing (Medium Impact) | Kent West | Rinse water from phosphating and degreasing aluminium parts | Manufacture of air termination products | Consent | HOLBOROUGH WPS
18144 | 2 | Tier 2 Consent | Waterloo Air Products Ltd |  | Stourbridge Road |  | Bridgnorth |  | WV15 5BB | UNIT A VANTAGE POINT | HOLBOROUGH ROAD | - | SNODLAND | KE | ME6 5SL | 2023-10-25 | 2 | 2.8 | At all times | HAM HILL WTW | Foul sewer located in the premises car park, opposite the Holborough wastewater pumping station | Nitrogen Ammoniacal as N | - | 10 | mg/l | 22.2 | Plating and metal finishing (Medium Impact) | Kent West | Rinse water from phosphating and degreasing aluminium parts | Manufacture of air termination products | Consent | HOLBOROUGH WPS
18144 | 2 | Tier 2 Consent | Waterloo Air Products Ltd |  | Stourbridge Road |  | Bridgnorth |  | WV15 5BB | UNIT A VANTAGE POINT | HOLBOROUGH ROAD | - | SNODLAND | KE | ME6 5SL | 2023-10-25 | 2 | 2.8 | At all times | HAM HILL WTW | Foul sewer located in the premises car park, opposite the Holborough wastewater pumping station | Oil and Grease | - | 200 | mg/l | 22.2 | Plating and metal finishing (Medium Impact) | Kent West | Rinse water from phosphating and degreasing aluminium parts | Manufacture of air termination products | Consent | HOLBOROUGH WPS
18144 | 2 | Tier 2 Consent | Waterloo Air Products Ltd |  | Stourbridge Road |  | Bridgnorth |  | WV15 5BB | UNIT A VANTAGE POINT | HOLBOROUGH ROAD | - | SNODLAND | KE | ME6 5SL | 2023-10-25 | 2 | 2.8 | At all times | HAM HILL WTW | Foul sewer located in the premises car park, opposite the Holborough wastewater pumping station | pH | 6 | 10 | pH Units | 22.2 | Plating and metal finishing (Medium Impact) | Kent West | Rinse water from phosphating and degreasing aluminium parts | Manufacture of air termination products | Consent | HOLBOROUGH WPS
18144 | 2 | Tier 2 Consent | Waterloo Air Products Ltd |  | Stourbridge Road |  | Bridgnorth |  | WV15 5BB | UNIT A VANTAGE POINT | HOLBOROUGH ROAD | - | SNODLAND | KE | ME6 5SL | 2023-10-25 | 2 | 2.8 | At all times | HAM HILL WTW | Foul sewer located in the premises car park, opposite the Holborough wastewater pumping station | Phosphorus Total | - | 20 | ug/l | 22.2 | Plating and metal finishing (Medium Impact) | Kent West | Rinse water from phosphating and degreasing aluminium parts | Manufacture of air termination products | Consent | HOLBOROUGH WPS
18144 | 2 | Tier 2 Consent | Waterloo Air Products Ltd |  | Stourbridge Road |  | Bridgnorth |  | WV15 5BB | UNIT A VANTAGE POINT | HOLBOROUGH ROAD | - | SNODLAND | KE | ME6 5SL | 2023-10-25 | 2 | 2.8 | At all times | HAM HILL WTW | Foul sewer located in the premises car park, opposite the Holborough wastewater pumping station | Solids Suspended 105 Degrees C | - | 400 | mg/l | 22.2 | Plating and metal finishing (Medium Impact) | Kent West | Rinse water from phosphating and degreasing aluminium parts | Manufacture of air termination products | Consent | HOLBOROUGH WPS
18144 | 2 | Tier 2 Consent | Waterloo Air Products Ltd |  | Stourbridge Road |  | Bridgnorth |  | WV15 5BB | UNIT A VANTAGE POINT | HOLBOROUGH ROAD | - | SNODLAND | KE | ME6 5SL | 2023-10-25 | 2 | 2.8 | At all times | HAM HILL WTW | Foul sewer located in the premises car park, opposite the Holborough wastewater pumping station | Sulphate as S04 | - | 500 | mg/l | 22.2 | Plating and metal finishing (Medium Impact) | Kent West | Rinse water from phosphating and degreasing aluminium parts | Manufacture of air termination products | Consent | HOLBOROUGH WPS
18145 | 1 | Low Risk Consent | Royal Mail Group Limited | 185 | Farringdon Road |  | London |  | EC1A 1AA | 2 GRAVESEND RTW 300590 | QUEEN STREET | - | GRAVESEND | KE | DA12 2EE | 2023-09-18 | 1 | 1 | At all times | GRAVESEND WTW | Adjacent public foul sewer connecting to Terrace Street | Chemical Oxygen Demand Shaken as 0 | - | 800 | mg/l | 31.3 | Vehicle and plant washing (Low Impact) | Kent West | Vehicle washing | Sub Unit Delivery Office | Consent | DIRECT TO WTW
18145 | 1 | Low Risk Consent | Royal Mail Group Limited | 185 | Farringdon Road |  | London |  | EC1A 1AA | 2 GRAVESEND RTW 300590 | QUEEN STREET | - | GRAVESEND | KE | DA12 2EE | 2023-09-18 | 1 | 1 | At all times | GRAVESEND WTW | Adjacent public foul sewer connecting to Terrace Street | Nitrogen Ammoniacal as N | - | 15 | mg/l | 31.3 | Vehicle and plant washing (Low Impact) | Kent West | Vehicle washing | Sub Unit Delivery Office | Consent | DIRECT TO WTW
18145 | 1 | Low Risk Consent | Royal Mail Group Limited | 185 | Farringdon Road |  | London |  | EC1A 1AA | 2 GRAVESEND RTW 300590 | QUEEN STREET | - | GRAVESEND | KE | DA12 2EE | 2023-09-18 | 1 | 1 | At all times | GRAVESEND WTW | Adjacent public foul sewer connecting to Terrace Street | Oil and Grease | - | 200 | mg/l | 31.3 | Vehicle and plant washing (Low Impact) | Kent West | Vehicle washing | Sub Unit Delivery Office | Consent | DIRECT TO WTW
18145 | 1 | Low Risk Consent | Royal Mail Group Limited | 185 | Farringdon Road |  | London |  | EC1A 1AA | 2 GRAVESEND RTW 300590 | QUEEN STREET | - | GRAVESEND | KE | DA12 2EE | 2023-09-18 | 1 | 1 | At all times | GRAVESEND WTW | Adjacent public foul sewer connecting to Terrace Street | pH | 6 | 10 | pH Units | 31.3 | Vehicle and plant washing (Low Impact) | Kent West | Vehicle washing | Sub Unit Delivery Office | Consent | DIRECT TO WTW
18145 | 1 | Low Risk Consent | Royal Mail Group Limited | 185 | Farringdon Road |  | London |  | EC1A 1AA | 2 GRAVESEND RTW 300590 | QUEEN STREET | - | GRAVESEND | KE | DA12 2EE | 2023-09-18 | 1 | 1 | At all times | GRAVESEND WTW | Adjacent public foul sewer connecting to Terrace Street | Solids Suspended 105 Degrees C | - | 400 | mg/l | 31.3 | Vehicle and plant washing (Low Impact) | Kent West | Vehicle washing | Sub Unit Delivery Office | Consent | DIRECT TO WTW
18145 | 1 | Low Risk Consent | Royal Mail Group Limited | 185 | Farringdon Road |  | London |  | EC1A 1AA | 2 GRAVESEND RTW 300590 | QUEEN STREET | - | GRAVESEND | KE | DA12 2EE | 2023-09-18 | 1 | 1 | At all times | GRAVESEND WTW | Adjacent public foul sewer connecting to Terrace Street | Sulphate as S04 | - | 500 | mg/l | 31.3 | Vehicle and plant washing (Low Impact) | Kent West | Vehicle washing | Sub Unit Delivery Office | Consent | DIRECT TO WTW
18152 | 1 | Low Risk Consent | Enterprise Rent-A-Car UK Limited | Enterprise House | Vicarage Road |  | Egham | Surrey | TW20 9FB | 16-22 | LONDON ROAD | - | GILLINGHAM | KE | ME8 6YX | 2023-10-02 | 2 | 1 | At all times | MOTNEY HILL WTW | London Road | Chemical Oxygen Demand Shaken as 0 | - | 800 | mg/l | 31.3 | Vehicle and plant washing (Low Impact) | Kent West | Vehicle washing | Car and van rental | Consent | DIRECT TO WTW
18152 | 1 | Low Risk Consent | Enterprise Rent-A-Car UK Limited | Enterprise House | Vicarage Road |  | Egham | Surrey | TW20 9FB | 16-22 | LONDON ROAD | - | GILLINGHAM | KE | ME8 6YX | 2023-10-02 | 2 | 1 | At all times | MOTNEY HILL WTW | London Road | Nitrogen Ammoniacal as N | - | 15 | mg/l | 31.3 | Vehicle and plant washing (Low Impact) | Kent West | Vehicle washing | Car and van rental | Consent | DIRECT TO WTW
18152 | 1 | Low Risk Consent | Enterprise Rent-A-Car UK Limited | Enterprise House | Vicarage Road |  | Egham | Surrey | TW20 9FB | 16-22 | LONDON ROAD | - | GILLINGHAM | KE | ME8 6YX | 2023-10-02 | 2 | 1 | At all times | MOTNEY HILL WTW | London Road | Oil and Grease | - | 200 | mg/l | 31.3 | Vehicle and plant washing (Low Impact) | Kent West | Vehicle washing | Car and van rental | Consent | DIRECT TO WTW
18152 | 1 | Low Risk Consent | Enterprise Rent-A-Car UK Limited | Enterprise House | Vicarage Road |  | Egham | Surrey | TW20 9FB | 16-22 | LONDON ROAD | - | GILLINGHAM | KE | ME8 6YX | 2023-10-02 | 2 | 1 | At all times | MOTNEY HILL WTW | London Road | pH | 6 | 10 | pH Units | 31.3 | Vehicle and plant washing (Low Impact) | Kent West | Vehicle washing | Car and van rental | Consent | DIRECT TO WTW
18152 | 1 | Low Risk Consent | Enterprise Rent-A-Car UK Limited | Enterprise House | Vicarage Road |  | Egham | Surrey | TW20 9FB | 16-22 | LONDON ROAD | - | GILLINGHAM | KE | ME8 6YX | 2023-10-02 | 2 | 1 | At all times | MOTNEY HILL WTW | London Road | Solids Suspended 105 Degrees C | - | 400 | mg/l | 31.3 | Vehicle and plant washing (Low Impact) | Kent West | Vehicle washing | Car and van rental | Consent | DIRECT TO WTW
18152 | 1 | Low Risk Consent | Enterprise Rent-A-Car UK Limited | Enterprise House | Vicarage Road |  | Egham | Surrey | TW20 9FB | 16-22 | LONDON ROAD | - | GILLINGHAM | KE | ME8 6YX | 2023-10-02 | 2 | 1 | At all times | MOTNEY HILL WTW | London Road | Sulphate as S04 | - | 500 | mg/l | 31.3 | Vehicle and plant washing (Low Impact) | Kent West | Vehicle washing | Car and van rental | Consent | DIRECT TO WTW
18155 | 1 | Low Risk Consent | Enterprise Rent-A-Car UK Limited | Enterprise House | Vicarage Road |  | Egham | Surrey | TW20 9FB | 66E MEDWAY GARAGE | JAMES STREET | - | CHATHAM | KE | ME4 4LS | 2023-11-14 | 2 | 1 | At all times | MOTNEY HILL WTW | James Street | Chemical Oxygen Demand Shaken as 0 | - | 800 | mg/l | 31.3 | Vehicle and plant washing (Low Impact) | Kent West | Vehicle washing | Car and van rental | Consent | NEW BROOK CHATHAM WPS
18155 | 1 | Low Risk Consent | Enterprise Rent-A-Car UK Limited | Enterprise House | Vicarage Road |  | Egham | Surrey | TW20 9FB | 66E MEDWAY GARAGE | JAMES STREET | - | CHATHAM | KE | ME4 4LS | 2023-11-14 | 2 | 1 | At all times | MOTNEY HILL WTW | James Street | Nitrogen Ammoniacal as N | - | 15 | mg/l | 31.3 | Vehicle and plant washing (Low Impact) | Kent West | Vehicle washing | Car and van rental | Consent | NEW BROOK CHATHAM WPS
18155 | 1 | Low Risk Consent | Enterprise Rent-A-Car UK Limited | Enterprise House | Vicarage Road |  | Egham | Surrey | TW20 9FB | 66E MEDWAY GARAGE | JAMES STREET | - | CHATHAM | KE | ME4 4LS | 2023-11-14 | 2 | 1 | At all times | MOTNEY HILL WTW | James Street | Oil and Grease | - | 200 | mg/l | 31.3 | Vehicle and plant washing (Low Impact) | Kent West | Vehicle washing | Car and van rental | Consent | NEW BROOK CHATHAM WPS
18155 | 1 | Low Risk Consent | Enterprise Rent-A-Car UK Limited | Enterprise House | Vicarage Road |  | Egham | Surrey | TW20 9FB | 66E MEDWAY GARAGE | JAMES STREET | - | CHATHAM | KE | ME4 4LS | 2023-11-14 | 2 | 1 | At all times | MOTNEY HILL WTW | James Street | pH | 6 | 10 | pH Units | 31.3 | Vehicle and plant washing (Low Impact) | Kent West | Vehicle washing | Car and van rental | Consent | NEW BROOK CHATHAM WPS
18155 | 1 | Low Risk Consent | Enterprise Rent-A-Car UK Limited | Enterprise House | Vicarage Road |  | Egham | Surrey | TW20 9FB | 66E MEDWAY GARAGE | JAMES STREET | - | CHATHAM | KE | ME4 4LS | 2023-11-14 | 2 | 1 | At all times | MOTNEY HILL WTW | James Street | Solids Suspended 105 Degrees C | - | 400 | mg/l | 31.3 | Vehicle and plant washing (Low Impact) | Kent West | Vehicle washing | Car and van rental | Consent | NEW BROOK CHATHAM WPS
18155 | 1 | Low Risk Consent | Enterprise Rent-A-Car UK Limited | Enterprise House | Vicarage Road |  | Egham | Surrey | TW20 9FB | 66E MEDWAY GARAGE | JAMES STREET | - | CHATHAM | KE | ME4 4LS | 2023-11-14 | 2 | 1 | At all times | MOTNEY HILL WTW | James Street | Sulphate as S04 | - | 500 | mg/l | 31.3 | Vehicle and plant washing (Low Impact) | Kent West | Vehicle washing | Car and van rental | Consent | NEW BROOK CHATHAM WPS
18156 | 3 | Tier 1 Consent | BNG Hub Ltd | Unit 8b Hooklands Farm | Lewes Road | Scaynes Hill | Haywards Heath |  | RH17 7NG | UNIT 5 | KBF HOUSE 55 VICTORIA ROAD | - | BURGESS HILL | SW | RH15 9LH | 2023-11-02 | 4 | 1 | at all times | GODDARDS GREEN WTW | Victoria Road | Chemical Oxygen Demand Shaken as 0 | - | 7000 | mg/l | 1.3 | Alcoholic beverages (Low Impact) | Sussex West | The cleaning and sanitising of equipment used in the brewing of beer | Brewery | Consent | -
18156 | 3 | Tier 1 Consent | BNG Hub Ltd | Unit 8b Hooklands Farm | Lewes Road | Scaynes Hill | Haywards Heath |  | RH17 7NG | UNIT 5 | KBF HOUSE 55 VICTORIA ROAD | - | BURGESS HILL | SW | RH15 9LH | 2023-11-02 | 4 | 1 | at all times | GODDARDS GREEN WTW | Victoria Road | Nitrogen Ammoniacal as N | - | 35 | mg/l | 1.3 | Alcoholic beverages (Low Impact) | Sussex West | The cleaning and sanitising of equipment used in the brewing of beer | Brewery | Consent | -
18156 | 3 | Tier 1 Consent | BNG Hub Ltd | Unit 8b Hooklands Farm | Lewes Road | Scaynes Hill | Haywards Heath |  | RH17 7NG | UNIT 5 | KBF HOUSE 55 VICTORIA ROAD | - | BURGESS HILL | SW | RH15 9LH | 2023-11-02 | 4 | 1 | at all times | GODDARDS GREEN WTW | Victoria Road | Phosphorus Total | - | 15 | ug/l | 1.3 | Alcoholic beverages (Low Impact) | Sussex West | The cleaning and sanitising of equipment used in the brewing of beer | Brewery | Consent | -
18156 | 3 | Tier 1 Consent | BNG Hub Ltd | Unit 8b Hooklands Farm | Lewes Road | Scaynes Hill | Haywards Heath |  | RH17 7NG | UNIT 5 | KBF HOUSE 55 VICTORIA ROAD | - | BURGESS HILL | SW | RH15 9LH | 2023-11-02 | 4 | 1 | at all times | GODDARDS GREEN WTW | Victoria Road | Solids Suspended 105 Degrees C | - | 1400 | mg/l | 1.3 | Alcoholic beverages (Low Impact) | Sussex West | The cleaning and sanitising of equipment used in the brewing of beer | Brewery | Consent | -
18157 | 1 | Low Risk Consent | Arden Maidstone Limited | C/O Porsche Centre Colchester Auto Way | Ipswich Road | Colchester | Essex |  |  | 12 | WOOD CLOSE |  | AYLESFORD | KE | ME20 7UB | 2023-10-10 | 1.4 | 1 | At all times | AYLESFORD WTW | Mills road | Chemical Oxygen Demand Shaken as 0 | - | 800 | mg/l | 31.3 | Vehicle and plant washing (Low Impact) | Kent West | Vehicle Washing | Vehicle sales | Consent | HALL ROAD AYLESFORD WPS
18157 | 1 | Low Risk Consent | Arden Maidstone Limited | C/O Porsche Centre Colchester Auto Way | Ipswich Road | Colchester | Essex |  |  | 12 | WOOD CLOSE |  | AYLESFORD | KE | ME20 7UB | 2023-10-10 | 1.4 | 1 | At all times | AYLESFORD WTW | Mills road | Nitrogen Ammoniacal as N | - | 15 | mg/l | 31.3 | Vehicle and plant washing (Low Impact) | Kent West | Vehicle Washing | Vehicle sales | Consent | HALL ROAD AYLESFORD WPS
18157 | 1 | Low Risk Consent | Arden Maidstone Limited | C/O Porsche Centre Colchester Auto Way | Ipswich Road | Colchester | Essex |  |  | 12 | WOOD CLOSE |  | AYLESFORD | KE | ME20 7UB | 2023-10-10 | 1.4 | 1 | At all times | AYLESFORD WTW | Mills road | Oil and Grease | - | 200 | mg/l | 31.3 | Vehicle and plant washing (Low Impact) | Kent West | Vehicle Washing | Vehicle sales | Consent | HALL ROAD AYLESFORD WPS
18157 | 1 | Low Risk Consent | Arden Maidstone Limited | C/O Porsche Centre Colchester Auto Way | Ipswich Road | Colchester | Essex |  |  | 12 | WOOD CLOSE |  | AYLESFORD | KE | ME20 7UB | 2023-10-10 | 1.4 | 1 | At all times | AYLESFORD WTW | Mills road | pH | 6 | 10 | pH Units | 31.3 | Vehicle and plant washing (Low Impact) | Kent West | Vehicle Washing | Vehicle sales | Consent | HALL ROAD AYLESFORD WPS
18157 | 1 | Low Risk Consent | Arden Maidstone Limited | C/O Porsche Centre Colchester Auto Way | Ipswich Road | Colchester | Essex |  |  | 12 | WOOD CLOSE |  | AYLESFORD | KE | ME20 7UB | 2023-10-10 | 1.4 | 1 | At all times | AYLESFORD WTW | Mills road | Solids Suspended 105 Degrees C | - | 400 | mg/l | 31.3 | Vehicle and plant washing (Low Impact) | Kent West | Vehicle Washing | Vehicle sales | Consent | HALL ROAD AYLESFORD WPS
18157 | 1 | Low Risk Consent | Arden Maidstone Limited | C/O Porsche Centre Colchester Auto Way | Ipswich Road | Colchester | Essex |  |  | 12 | WOOD CLOSE |  | AYLESFORD | KE | ME20 7UB | 2023-10-10 | 1.4 | 1 | At all times | AYLESFORD WTW | Mills road | Sulphate as S04 | - | 500 | mg/l | 31.3 | Vehicle and plant washing (Low Impact) | Kent West | Vehicle Washing | Vehicle sales | Consent | HALL ROAD AYLESFORD WPS
18158 | 1 | Tier 2 Consent | B&P Commercial Vehicle Wash Ltd | 342 Loose Road |  | Maidstone | Kent |  | ME15 9TT | BON ACCORD HOUSE | BONHAM DRIVE | - | SITTINGBOURNE | KE | ME10 3SJ | 2023-11-06 | 5 | 2 | At all times | SITTINGBOURNE WTW | Castle road | Chemical Oxygen Demand Shaken as 0 | - | 800 | mg/l | 31.3 | Vehicle and plant washing (Low Impact) | Kent West | Vehicle washing. | Truck wash | Consent | DIRECT TO WTW
18158 | 1 | Tier 2 Consent | B&P Commercial Vehicle Wash Ltd | 342 Loose Road |  | Maidstone | Kent |  | ME15 9TT | BON ACCORD HOUSE | BONHAM DRIVE | - | SITTINGBOURNE | KE | ME10 3SJ | 2023-11-06 | 5 | 2 | At all times | SITTINGBOURNE WTW | Castle road | Nitrogen Ammoniacal as N | - | 15 | mg/l | 31.3 | Vehicle and plant washing (Low Impact) | Kent West | Vehicle washing. | Truck wash | Consent | DIRECT TO WTW
18158 | 1 | Tier 2 Consent | B&P Commercial Vehicle Wash Ltd | 342 Loose Road |  | Maidstone | Kent |  | ME15 9TT | BON ACCORD HOUSE | BONHAM DRIVE | - | SITTINGBOURNE | KE | ME10 3SJ | 2023-11-06 | 5 | 2 | At all times | SITTINGBOURNE WTW | Castle road | Oil and Grease | - | 200 | mg/l | 31.3 | Vehicle and plant washing (Low Impact) | Kent West | Vehicle washing. | Truck wash | Consent | DIRECT TO WTW
18158 | 1 | Tier 2 Consent | B&P Commercial Vehicle Wash Ltd | 342 Loose Road |  | Maidstone | Kent |  | ME15 9TT | BON ACCORD HOUSE | BONHAM DRIVE | - | SITTINGBOURNE | KE | ME10 3SJ | 2023-11-06 | 5 | 2 | At all times | SITTINGBOURNE WTW | Castle road | pH | 6 | 10 | pH Units | 31.3 | Vehicle and plant washing (Low Impact) | Kent West | Vehicle washing. | Truck wash | Consent | DIRECT TO WTW
18158 | 1 | Tier 2 Consent | B&P Commercial Vehicle Wash Ltd | 342 Loose Road |  | Maidstone | Kent |  | ME15 9TT | BON ACCORD HOUSE | BONHAM DRIVE | - | SITTINGBOURNE | KE | ME10 3SJ | 2023-11-06 | 5 | 2 | At all times | SITTINGBOURNE WTW | Castle road | Solids Suspended 105 Degrees C | - | 400 | mg/l | 31.3 | Vehicle and plant washing (Low Impact) | Kent West | Vehicle washing. | Truck wash | Consent | DIRECT TO WTW
18158 | 1 | Tier 2 Consent | B&P Commercial Vehicle Wash Ltd | 342 Loose Road |  | Maidstone | Kent |  | ME15 9TT | BON ACCORD HOUSE | BONHAM DRIVE | - | SITTINGBOURNE | KE | ME10 3SJ | 2023-11-06 | 5 | 2 | At all times | SITTINGBOURNE WTW | Castle road | Sulphate as S04 | - | 500 | mg/l | 31.3 | Vehicle and plant washing (Low Impact) | Kent West | Vehicle washing. | Truck wash | Consent | DIRECT TO WTW
18161 | 1 | Low Risk Consent | Marshall Motor Group Limited | C/O Marshall Volkswagen Milton Keynes | Greyfriars Court | Milton Keynes | Buckinghamshire |  | MK10 0BN | AUDI TUNBRIDGE WELLS | DOWDING WAY | - | ROYAL TUNBRIDGE WELLS | KE | TN2 3UY | 2023-11-13 | 1.6 | 1 | At any time | TUNBRIDGE WELLS NORTH WTW | Dowding Way | Chemical Oxygen Demand Shaken as 0 | - | 800 | mg/l | 31.2 | Vehicle and plant washing (Low Impact) | Sussex East | Vehicle washing | Vehicle sales and repair | Consent | TUNBRIDGE WELLS NORTH GRAVITY
18161 | 1 | Low Risk Consent | Marshall Motor Group Limited | C/O Marshall Volkswagen Milton Keynes | Greyfriars Court | Milton Keynes | Buckinghamshire |  | MK10 0BN | AUDI TUNBRIDGE WELLS | DOWDING WAY | - | ROYAL TUNBRIDGE WELLS | KE | TN2 3UY | 2023-11-13 | 1.6 | 1 | At any time | TUNBRIDGE WELLS NORTH WTW | Dowding Way | Nitrogen Ammoniacal as N | - | 10 | mg/l | 31.2 | Vehicle and plant washing (Low Impact) | Sussex East | Vehicle washing | Vehicle sales and repair | Consent | TUNBRIDGE WELLS NORTH GRAVITY
18161 | 1 | Low Risk Consent | Marshall Motor Group Limited | C/O Marshall Volkswagen Milton Keynes | Greyfriars Court | Milton Keynes | Buckinghamshire |  | MK10 0BN | AUDI TUNBRIDGE WELLS | DOWDING WAY | - | ROYAL TUNBRIDGE WELLS | KE | TN2 3UY | 2023-11-13 | 1.6 | 1 | At any time | TUNBRIDGE WELLS NORTH WTW | Dowding Way | Oil and Grease | - | 200 | mg/l | 31.2 | Vehicle and plant washing (Low Impact) | Sussex East | Vehicle washing | Vehicle sales and repair | Consent | TUNBRIDGE WELLS NORTH GRAVITY
18161 | 1 | Low Risk Consent | Marshall Motor Group Limited | C/O Marshall Volkswagen Milton Keynes | Greyfriars Court | Milton Keynes | Buckinghamshire |  | MK10 0BN | AUDI TUNBRIDGE WELLS | DOWDING WAY | - | ROYAL TUNBRIDGE WELLS | KE | TN2 3UY | 2023-11-13 | 1.6 | 1 | At any time | TUNBRIDGE WELLS NORTH WTW | Dowding Way | pH | 6 | 10 | pH Units | 31.2 | Vehicle and plant washing (Low Impact) | Sussex East | Vehicle washing | Vehicle sales and repair | Consent | TUNBRIDGE WELLS NORTH GRAVITY
18161 | 1 | Low Risk Consent | Marshall Motor Group Limited | C/O Marshall Volkswagen Milton Keynes | Greyfriars Court | Milton Keynes | Buckinghamshire |  | MK10 0BN | AUDI TUNBRIDGE WELLS | DOWDING WAY | - | ROYAL TUNBRIDGE WELLS | KE | TN2 3UY | 2023-11-13 | 1.6 | 1 | At any time | TUNBRIDGE WELLS NORTH WTW | Dowding Way | Phosphorus Total | - | 15 | ug/l | 31.2 | Vehicle and plant washing (Low Impact) | Sussex East | Vehicle washing | Vehicle sales and repair | Consent | TUNBRIDGE WELLS NORTH GRAVITY
18161 | 1 | Low Risk Consent | Marshall Motor Group Limited | C/O Marshall Volkswagen Milton Keynes | Greyfriars Court | Milton Keynes | Buckinghamshire |  | MK10 0BN | AUDI TUNBRIDGE WELLS | DOWDING WAY | - | ROYAL TUNBRIDGE WELLS | KE | TN2 3UY | 2023-11-13 | 1.6 | 1 | At any time | TUNBRIDGE WELLS NORTH WTW | Dowding Way | Solids Suspended 105 Degrees C | - | 500 | mg/l | 31.2 | Vehicle and plant washing (Low Impact) | Sussex East | Vehicle washing | Vehicle sales and repair | Consent | TUNBRIDGE WELLS NORTH GRAVITY
18161 | 1 | Low Risk Consent | Marshall Motor Group Limited | C/O Marshall Volkswagen Milton Keynes | Greyfriars Court | Milton Keynes | Buckinghamshire |  | MK10 0BN | AUDI TUNBRIDGE WELLS | DOWDING WAY | - | ROYAL TUNBRIDGE WELLS | KE | TN2 3UY | 2023-11-13 | 1.6 | 1 | At any time | TUNBRIDGE WELLS NORTH WTW | Dowding Way | Sulphate as S04 | - | 500 | mg/l | 31.2 | Vehicle and plant washing (Low Impact) | Sussex East | Vehicle washing | Vehicle sales and repair | Consent | TUNBRIDGE WELLS NORTH GRAVITY
18162 | 1 | Low Risk Consent | Rentool Ltd |  | Victory Close | Chandlers Ford | Eastleigh |  | S053 4BU | HUNTSMAN HOUSE | VICTORY CLOSE | - | EASTLEIGH | HA | SO53 4BU | 2023-10-25 | 0.5 | 0.1 | At all times | CHICKENHALL EASTLEIGH WTW | Victory Close | Chemical Oxygen Demand Shaken as 0 | 0 | 800 | mg/l | 31.2 | Vehicle and plant washing (Low Impact) | Hampshire West | Washing of construction plant machinery | Plant Hire | Consent | TEMPLARS WAY CHANDLERS FORD WPS
18162 | 1 | Low Risk Consent | Rentool Ltd |  | Victory Close | Chandlers Ford | Eastleigh |  | S053 4BU | HUNTSMAN HOUSE | VICTORY CLOSE | - | EASTLEIGH | HA | SO53 4BU | 2023-10-25 | 0.5 | 0.1 | At all times | CHICKENHALL EASTLEIGH WTW | Victory Close | Nitrogen Ammoniacal as N | 0 | 10 | mg/l | 31.2 | Vehicle and plant washing (Low Impact) | Hampshire West | Washing of construction plant machinery | Plant Hire | Consent | TEMPLARS WAY CHANDLERS FORD WPS
18162 | 1 | Low Risk Consent | Rentool Ltd |  | Victory Close | Chandlers Ford | Eastleigh |  | S053 4BU | HUNTSMAN HOUSE | VICTORY CLOSE | - | EASTLEIGH | HA | SO53 4BU | 2023-10-25 | 0.5 | 0.1 | At all times | CHICKENHALL EASTLEIGH WTW | Victory Close | Oil and Grease | 0 | 200 | mg/l | 31.2 | Vehicle and plant washing (Low Impact) | Hampshire West | Washing of construction plant machinery | Plant Hire | Consent | TEMPLARS WAY CHANDLERS FORD WPS
18162 | 1 | Low Risk Consent | Rentool Ltd |  | Victory Close | Chandlers Ford | Eastleigh |  | S053 4BU | HUNTSMAN HOUSE | VICTORY CLOSE | - | EASTLEIGH | HA | SO53 4BU | 2023-10-25 | 0.5 | 0.1 | At all times | CHICKENHALL EASTLEIGH WTW | Victory Close | pH | 6 | 10 | pH Units | 31.2 | Vehicle and plant washing (Low Impact) | Hampshire West | Washing of construction plant machinery | Plant Hire | Consent | TEMPLARS WAY CHANDLERS FORD WPS
18162 | 1 | Low Risk Consent | Rentool Ltd |  | Victory Close | Chandlers Ford | Eastleigh |  | S053 4BU | HUNTSMAN HOUSE | VICTORY CLOSE | - | EASTLEIGH | HA | SO53 4BU | 2023-10-25 | 0.5 | 0.1 | At all times | CHICKENHALL EASTLEIGH WTW | Victory Close | Solids Suspended 105 Degrees C | 0 | 500 | mg/l | 31.2 | Vehicle and plant washing (Low Impact) | Hampshire West | Washing of construction plant machinery | Plant Hire | Consent | TEMPLARS WAY CHANDLERS FORD WPS
18163 | 1 | Low Risk Consent | Go South Coast Ltd | 3rd Floor | 41-51 Grey Street |  | Newcastle |  | NE1 6EE | EXCEL HOUSE | EMPRESS ROAD | - | SOUTHAMPTON |  | SO14 0JW | 2023-10-26 | 5 | 1 | At all times | MILLBROOK WTW | Empress Road | Chemical Oxygen Demand Shaken as 0 | 0 | 800 | mg/l | 31.2 | Vehicle and plant washing (Low Impact) | Hampshire West | Bus washing | Bus Operating Company | Consent | IMPERIAL ROAD MOUNT PLEASANT WPS
18163 | 1 | Low Risk Consent | Go South Coast Ltd | 3rd Floor | 41-51 Grey Street |  | Newcastle |  | NE1 6EE | EXCEL HOUSE | EMPRESS ROAD | - | SOUTHAMPTON |  | SO14 0JW | 2023-10-26 | 5 | 1 | At all times | MILLBROOK WTW | Empress Road | Nitrogen Ammoniacal as N | 0 | 10 | mg/l | 31.2 | Vehicle and plant washing (Low Impact) | Hampshire West | Bus washing | Bus Operating Company | Consent | IMPERIAL ROAD MOUNT PLEASANT WPS
18163 | 1 | Low Risk Consent | Go South Coast Ltd | 3rd Floor | 41-51 Grey Street |  | Newcastle |  | NE1 6EE | EXCEL HOUSE | EMPRESS ROAD | - | SOUTHAMPTON |  | SO14 0JW | 2023-10-26 | 5 | 1 | At all times | MILLBROOK WTW | Empress Road | Oil and Grease | 0 | 200 | mg/l | 31.2 | Vehicle and plant washing (Low Impact) | Hampshire West | Bus washing | Bus Operating Company | Consent | IMPERIAL ROAD MOUNT PLEASANT WPS
18163 | 1 | Low Risk Consent | Go South Coast Ltd | 3rd Floor | 41-51 Grey Street |  | Newcastle |  | NE1 6EE | EXCEL HOUSE | EMPRESS ROAD | - | SOUTHAMPTON |  | SO14 0JW | 2023-10-26 | 5 | 1 | At all times | MILLBROOK WTW | Empress Road | pH | 6 | 10 | pH Units | 31.2 | Vehicle and plant washing (Low Impact) | Hampshire West | Bus washing | Bus Operating Company | Consent | IMPERIAL ROAD MOUNT PLEASANT WPS
18163 | 1 | Low Risk Consent | Go South Coast Ltd | 3rd Floor | 41-51 Grey Street |  | Newcastle |  | NE1 6EE | EXCEL HOUSE | EMPRESS ROAD | - | SOUTHAMPTON |  | SO14 0JW | 2023-10-26 | 5 | 1 | At all times | MILLBROOK WTW | Empress Road | Solids Suspended 105 Degrees C | 0 | 500 | mg/l | 31.2 | Vehicle and plant washing (Low Impact) | Hampshire West | Bus washing | Bus Operating Company | Consent | IMPERIAL ROAD MOUNT PLEASANT WPS
18165 | 1 | Tier 2 Consent | Hamble Aerostructures Limited | - | Kings Avenue | - | Hamble-Le-Rice | Southampton | SO31 4NF | GE AVIATION | KINGS AVENUE | - | HAMBLE-LE-RICE |  | SO31 4NF | 2023-11-22 | 2 | 2 | 24 hours | PEEL COMMON WTW | W1 Kings Avenue (rising.update.joke) | Cadmium Total (ug/l) | - | 1 | ug/l | 8.2 | Engineering (Low risk) | Hampshire East | Wastewater from degreasing process | Manufacture of aerospace parts | Consent | HAMBLE LANE BURSLEDON WPS
18165 | 1 | Tier 2 Consent | Hamble Aerostructures Limited | - | Kings Avenue | - | Hamble-Le-Rice | Southampton | SO31 4NF | GE AVIATION | KINGS AVENUE | - | HAMBLE-LE-RICE |  | SO31 4NF | 2023-11-22 | 2 | 2 | 24 hours | PEEL COMMON WTW | W1 Kings Avenue (rising.update.joke) | Chemical Oxygen Demand Shaken as 0 | - | 6000 | mg/l | 8.2 | Engineering (Low risk) | Hampshire East | Wastewater from degreasing process | Manufacture of aerospace parts | Consent | HAMBLE LANE BURSLEDON WPS
18165 | 1 | Tier 2 Consent | Hamble Aerostructures Limited | - | Kings Avenue | - | Hamble-Le-Rice | Southampton | SO31 4NF | GE AVIATION | KINGS AVENUE | - | HAMBLE-LE-RICE |  | SO31 4NF | 2023-11-22 | 2 | 2 | 24 hours | PEEL COMMON WTW | W1 Kings Avenue (rising.update.joke) | Iron Total | - | 4 | ug/l | 8.2 | Engineering (Low risk) | Hampshire East | Wastewater from degreasing process | Manufacture of aerospace parts | Consent | HAMBLE LANE BURSLEDON WPS
18165 | 1 | Tier 2 Consent | Hamble Aerostructures Limited | - | Kings Avenue | - | Hamble-Le-Rice | Southampton | SO31 4NF | GE AVIATION | KINGS AVENUE | - | HAMBLE-LE-RICE |  | SO31 4NF | 2023-11-22 | 2 | 2 | 24 hours | PEEL COMMON WTW | W1 Kings Avenue (rising.update.joke) | Nitrogen Ammoniacal as N | - | 10 | mg/l | 8.2 | Engineering (Low risk) | Hampshire East | Wastewater from degreasing process | Manufacture of aerospace parts | Consent | HAMBLE LANE BURSLEDON WPS
18165 | 1 | Tier 2 Consent | Hamble Aerostructures Limited | - | Kings Avenue | - | Hamble-Le-Rice | Southampton | SO31 4NF | GE AVIATION | KINGS AVENUE | - | HAMBLE-LE-RICE |  | SO31 4NF | 2023-11-22 | 2 | 2 | 24 hours | PEEL COMMON WTW | W1 Kings Avenue (rising.update.joke) | Oil and Grease | - | 200 | mg/l | 8.2 | Engineering (Low risk) | Hampshire East | Wastewater from degreasing process | Manufacture of aerospace parts | Consent | HAMBLE LANE BURSLEDON WPS
18165 | 1 | Tier 2 Consent | Hamble Aerostructures Limited | - | Kings Avenue | - | Hamble-Le-Rice | Southampton | SO31 4NF | GE AVIATION | KINGS AVENUE | - | HAMBLE-LE-RICE |  | SO31 4NF | 2023-11-22 | 2 | 2 | 24 hours | PEEL COMMON WTW | W1 Kings Avenue (rising.update.joke) | Phosphorus Total | - | 4 | ug/l | 8.2 | Engineering (Low risk) | Hampshire East | Wastewater from degreasing process | Manufacture of aerospace parts | Consent | HAMBLE LANE BURSLEDON WPS
18165 | 1 | Tier 2 Consent | Hamble Aerostructures Limited | - | Kings Avenue | - | Hamble-Le-Rice | Southampton | SO31 4NF | GE AVIATION | KINGS AVENUE | - | HAMBLE-LE-RICE |  | SO31 4NF | 2023-11-22 | 2 | 2 | 24 hours | PEEL COMMON WTW | W1 Kings Avenue (rising.update.joke) | Solids Suspended 105 Degrees C | - | 600 | mg/l | 8.2 | Engineering (Low risk) | Hampshire East | Wastewater from degreasing process | Manufacture of aerospace parts | Consent | HAMBLE LANE BURSLEDON WPS
18165 | 1 | Tier 2 Consent | Hamble Aerostructures Limited | - | Kings Avenue | - | Hamble-Le-Rice | Southampton | SO31 4NF | GE AVIATION | KINGS AVENUE | - | HAMBLE-LE-RICE |  | SO31 4NF | 2023-11-22 | 2 | 2 | 24 hours | PEEL COMMON WTW | W1 Kings Avenue (rising.update.joke) | Zinc Total mg/l | - | 1 | ug/l | 8.2 | Engineering (Low risk) | Hampshire East | Wastewater from degreasing process | Manufacture of aerospace parts | Consent | HAMBLE LANE BURSLEDON WPS
18166 | 1 | Low Risk Consent | Moreco Group Limited | Second Floor Park View | Riverside Way |  | Camberley |  | GU15 3YL | Unit 4 Polegate Centre | Twin Oaks Drive | - | Eastbourne | SE | BN26 6GP | 2023-12-01 | 1 | 0.5 | At any time | HAILSHAM SOUTH WTW | Twin oaks drive | Chemical Oxygen Demand Shaken as 0 | - | 800 | mg/l | 31.2 | Vehicle and plant washing (Low Impact) | Sussex East | vehicle washing | Doorstep delivery of milk and produce to residential properties | Consent | DITTONS ROAD NO2 WPS
18166 | 1 | Low Risk Consent | Moreco Group Limited | Second Floor Park View | Riverside Way |  | Camberley |  | GU15 3YL | Unit 4 Polegate Centre | Twin Oaks Drive | - | Eastbourne | SE | BN26 6GP | 2023-12-01 | 1 | 0.5 | At any time | HAILSHAM SOUTH WTW | Twin oaks drive | Nitrogen Ammoniacal as N | - | 10 | mg/l | 31.2 | Vehicle and plant washing (Low Impact) | Sussex East | vehicle washing | Doorstep delivery of milk and produce to residential properties | Consent | DITTONS ROAD NO2 WPS
18166 | 1 | Low Risk Consent | Moreco Group Limited | Second Floor Park View | Riverside Way |  | Camberley |  | GU15 3YL | Unit 4 Polegate Centre | Twin Oaks Drive | - | Eastbourne | SE | BN26 6GP | 2023-12-01 | 1 | 0.5 | At any time | HAILSHAM SOUTH WTW | Twin oaks drive | Oil and Grease | - | 200 | mg/l | 31.2 | Vehicle and plant washing (Low Impact) | Sussex East | vehicle washing | Doorstep delivery of milk and produce to residential properties | Consent | DITTONS ROAD NO2 WPS
18166 | 1 | Low Risk Consent | Moreco Group Limited | Second Floor Park View | Riverside Way |  | Camberley |  | GU15 3YL | Unit 4 Polegate Centre | Twin Oaks Drive | - | Eastbourne | SE | BN26 6GP | 2023-12-01 | 1 | 0.5 | At any time | HAILSHAM SOUTH WTW | Twin oaks drive | pH | 6 | 10 | pH Units | 31.2 | Vehicle and plant washing (Low Impact) | Sussex East | vehicle washing | Doorstep delivery of milk and produce to residential properties | Consent | DITTONS ROAD NO2 WPS
18166 | 1 | Low Risk Consent | Moreco Group Limited | Second Floor Park View | Riverside Way |  | Camberley |  | GU15 3YL | Unit 4 Polegate Centre | Twin Oaks Drive | - | Eastbourne | SE | BN26 6GP | 2023-12-01 | 1 | 0.5 | At any time | HAILSHAM SOUTH WTW | Twin oaks drive | Phosphorus Total | - | 15 | ug/l | 31.2 | Vehicle and plant washing (Low Impact) | Sussex East | vehicle washing | Doorstep delivery of milk and produce to residential properties | Consent | DITTONS ROAD NO2 WPS
18166 | 1 | Low Risk Consent | Moreco Group Limited | Second Floor Park View | Riverside Way |  | Camberley |  | GU15 3YL | Unit 4 Polegate Centre | Twin Oaks Drive | - | Eastbourne | SE | BN26 6GP | 2023-12-01 | 1 | 0.5 | At any time | HAILSHAM SOUTH WTW | Twin oaks drive | Solids Suspended 105 Degrees C | - | 500 | mg/l | 31.2 | Vehicle and plant washing (Low Impact) | Sussex East | vehicle washing | Doorstep delivery of milk and produce to residential properties | Consent | DITTONS ROAD NO2 WPS
18166 | 1 | Low Risk Consent | Moreco Group Limited | Second Floor Park View | Riverside Way |  | Camberley |  | GU15 3YL | Unit 4 Polegate Centre | Twin Oaks Drive | - | Eastbourne | SE | BN26 6GP | 2023-12-01 | 1 | 0.5 | At any time | HAILSHAM SOUTH WTW | Twin oaks drive | Sulphate as S04 | - | 500 | mg/l | 31.2 | Vehicle and plant washing (Low Impact) | Sussex East | vehicle washing | Doorstep delivery of milk and produce to residential properties | Consent | DITTONS ROAD NO2 WPS
18168 | 1 | Low Risk Consent | Harvest Fine Foods Ltd | 814 | Leigh Road | Slough |  |  | SL1 4BD | SOUTH HANTS INDUSTRIAL PARK UNITS 6 & 7 | SALISBURY ROAD | - | SOUTHAMPTON | HA | SO40 3SA | 2023-11-20 | 1.25 | 0.14 | At all times | SLOWHILL COPSE MARCHWOOD WTW | Brunnel Road | Chemical Oxygen Demand Shaken as 0 | 0 | 800 | mg/l | 31.2 | Vehicle and plant washing (Low Impact) | Hampshire West | cleaning / washing of delivery vehicles | Wholesale storage and distribution | Consent | HAWKERS CLOSE TOTTON WPS
18168 | 1 | Low Risk Consent | Harvest Fine Foods Ltd | 814 | Leigh Road | Slough |  |  | SL1 4BD | SOUTH HANTS INDUSTRIAL PARK UNITS 6 & 7 | SALISBURY ROAD | - | SOUTHAMPTON | HA | SO40 3SA | 2023-11-20 | 1.25 | 0.14 | At all times | SLOWHILL COPSE MARCHWOOD WTW | Brunnel Road | Nitrogen Ammoniacal as N | 0 | 10 | mg/l | 31.2 | Vehicle and plant washing (Low Impact) | Hampshire West | cleaning / washing of delivery vehicles | Wholesale storage and distribution | Consent | HAWKERS CLOSE TOTTON WPS
18168 | 1 | Low Risk Consent | Harvest Fine Foods Ltd | 814 | Leigh Road | Slough |  |  | SL1 4BD | SOUTH HANTS INDUSTRIAL PARK UNITS 6 & 7 | SALISBURY ROAD | - | SOUTHAMPTON | HA | SO40 3SA | 2023-11-20 | 1.25 | 0.14 | At all times | SLOWHILL COPSE MARCHWOOD WTW | Brunnel Road | Oil and Grease | 0 | 200 | mg/l | 31.2 | Vehicle and plant washing (Low Impact) | Hampshire West | cleaning / washing of delivery vehicles | Wholesale storage and distribution | Consent | HAWKERS CLOSE TOTTON WPS
18168 | 1 | Low Risk Consent | Harvest Fine Foods Ltd | 814 | Leigh Road | Slough |  |  | SL1 4BD | SOUTH HANTS INDUSTRIAL PARK UNITS 6 & 7 | SALISBURY ROAD | - | SOUTHAMPTON | HA | SO40 3SA | 2023-11-20 | 1.25 | 0.14 | At all times | SLOWHILL COPSE MARCHWOOD WTW | Brunnel Road | pH | 6 | 10 | pH Units | 31.2 | Vehicle and plant washing (Low Impact) | Hampshire West | cleaning / washing of delivery vehicles | Wholesale storage and distribution | Consent | HAWKERS CLOSE TOTTON WPS
18168 | 1 | Low Risk Consent | Harvest Fine Foods Ltd | 814 | Leigh Road | Slough |  |  | SL1 4BD | SOUTH HANTS INDUSTRIAL PARK UNITS 6 & 7 | SALISBURY ROAD | - | SOUTHAMPTON | HA | SO40 3SA | 2023-11-20 | 1.25 | 0.14 | At all times | SLOWHILL COPSE MARCHWOOD WTW | Brunnel Road | Solids Suspended 105 Degrees C | 0 | 500 | mg/l | 31.2 | Vehicle and plant washing (Low Impact) | Hampshire West | cleaning / washing of delivery vehicles | Wholesale storage and distribution | Consent | HAWKERS CLOSE TOTTON WPS
18171 | 1 | Tier 2 Consent | Portsmouth City Council | Guildhall Square | - | - | Portsmouth | Hampshire | PO1 2AY | Bransbury Park Lesiure Centre | Glasgow Road | - | Portsmouth | HA | PO4 8HR | 2024-02-22 | 30 | 21 | At all times Flowrate 1 l/sec 06:00 - 22:00 21 l/sec 22:00 - 06:00 | BUDDS FARM HAVANT WTW | Bransbury Road (X: 466866.668 Y:99320.431) | Chemical Oxygen Demand Shaken as 0 | - | 800 | mg/l | 32.1 | Leisure facilities | Hampshire East | Swimming pool filtration system - backwashing/cleaning processes | Swimming pool discharge | Discontinuation | HENDERSON ROAD EASTNEY WPS
18171 | 1 | Tier 2 Consent | Portsmouth City Council | Guildhall Square | - | - | Portsmouth | Hampshire | PO1 2AY | Bransbury Park Lesiure Centre | Glasgow Road | - | Portsmouth | HA | PO4 8HR | 2024-02-22 | 30 | 21 | At all times Flowrate 1 l/sec 06:00 - 22:00 21 l/sec 22:00 - 06:00 | BUDDS FARM HAVANT WTW | Bransbury Road (X: 466866.668 Y:99320.431) | Nitrogen Ammoniacal as N | - | 10 | mg/l | 32.1 | Leisure facilities | Hampshire East | Swimming pool filtration system - backwashing/cleaning processes | Swimming pool discharge | Discontinuation | HENDERSON ROAD EASTNEY WPS
18171 | 1 | Tier 2 Consent | Portsmouth City Council | Guildhall Square | - | - | Portsmouth | Hampshire | PO1 2AY | Bransbury Park Lesiure Centre | Glasgow Road | - | Portsmouth | HA | PO4 8HR | 2024-02-22 | 30 | 21 | At all times Flowrate 1 l/sec 06:00 - 22:00 21 l/sec 22:00 - 06:00 | BUDDS FARM HAVANT WTW | Bransbury Road (X: 466866.668 Y:99320.431) | pH Limit | 6 | 10 |  | 32.1 | Leisure facilities | Hampshire East | Swimming pool filtration system - backwashing/cleaning processes | Swimming pool discharge | Discontinuation | HENDERSON ROAD EASTNEY WPS
18171 | 1 | Tier 2 Consent | Portsmouth City Council | Guildhall Square | - | - | Portsmouth | Hampshire | PO1 2AY | Bransbury Park Lesiure Centre | Glasgow Road | - | Portsmouth | HA | PO4 8HR | 2024-02-22 | 30 | 21 | At all times Flowrate 1 l/sec 06:00 - 22:00 21 l/sec 22:00 - 06:00 | BUDDS FARM HAVANT WTW | Bransbury Road (X: 466866.668 Y:99320.431) | Solids Suspended 105 Degrees C | - | 400 | mg/l | 32.1 | Leisure facilities | Hampshire East | Swimming pool filtration system - backwashing/cleaning processes | Swimming pool discharge | Discontinuation | HENDERSON ROAD EASTNEY WPS
18174 | 1 | Low Risk Consent | Moreco Group Limited | Second Floor Park View | Riverside Way |  | Camberley |  | GU15 3YL | Milk & More Fulfilment Centre | Parkwood Industrial Estate | Coldred Road | MAIDSTONE |  | ME15 9XR | 2023-11-29 | 1 | 0.5 | At all times | AYLESFORD WTW | Coldred Road | Chemical Oxygen Demand Shaken as 0 | - | 800 | mg/l | 31.3 | Vehicle and plant washing (Low Impact) | Kent West | Cleaning of vehicles and refrigeration floors. | Doorstep milk delivery | Consent | CASTLE ROAD ALLINGTON WPS
18174 | 1 | Low Risk Consent | Moreco Group Limited | Second Floor Park View | Riverside Way |  | Camberley |  | GU15 3YL | Milk & More Fulfilment Centre | Parkwood Industrial Estate | Coldred Road | MAIDSTONE |  | ME15 9XR | 2023-11-29 | 1 | 0.5 | At all times | AYLESFORD WTW | Coldred Road | Nitrogen Ammoniacal as N | - | 15 | mg/l | 31.3 | Vehicle and plant washing (Low Impact) | Kent West | Cleaning of vehicles and refrigeration floors. | Doorstep milk delivery | Consent | CASTLE ROAD ALLINGTON WPS
18174 | 1 | Low Risk Consent | Moreco Group Limited | Second Floor Park View | Riverside Way |  | Camberley |  | GU15 3YL | Milk & More Fulfilment Centre | Parkwood Industrial Estate | Coldred Road | MAIDSTONE |  | ME15 9XR | 2023-11-29 | 1 | 0.5 | At all times | AYLESFORD WTW | Coldred Road | Oil and Grease | - | 200 | mg/l | 31.3 | Vehicle and plant washing (Low Impact) | Kent West | Cleaning of vehicles and refrigeration floors. | Doorstep milk delivery | Consent | CASTLE ROAD ALLINGTON WPS
18174 | 1 | Low Risk Consent | Moreco Group Limited | Second Floor Park View | Riverside Way |  | Camberley |  | GU15 3YL | Milk & More Fulfilment Centre | Parkwood Industrial Estate | Coldred Road | MAIDSTONE |  | ME15 9XR | 2023-11-29 | 1 | 0.5 | At all times | AYLESFORD WTW | Coldred Road | pH | 6 | 10 | pH Units | 31.3 | Vehicle and plant washing (Low Impact) | Kent West | Cleaning of vehicles and refrigeration floors. | Doorstep milk delivery | Consent | CASTLE ROAD ALLINGTON WPS
18174 | 1 | Low Risk Consent | Moreco Group Limited | Second Floor Park View | Riverside Way |  | Camberley |  | GU15 3YL | Milk & More Fulfilment Centre | Parkwood Industrial Estate | Coldred Road | MAIDSTONE |  | ME15 9XR | 2023-11-29 | 1 | 0.5 | At all times | AYLESFORD WTW | Coldred Road | Solids Suspended 105 Degrees C | - | 400 | mg/l | 31.3 | Vehicle and plant washing (Low Impact) | Kent West | Cleaning of vehicles and refrigeration floors. | Doorstep milk delivery | Consent | CASTLE ROAD ALLINGTON WPS
18174 | 1 | Low Risk Consent | Moreco Group Limited | Second Floor Park View | Riverside Way |  | Camberley |  | GU15 3YL | Milk & More Fulfilment Centre | Parkwood Industrial Estate | Coldred Road | MAIDSTONE |  | ME15 9XR | 2023-11-29 | 1 | 0.5 | At all times | AYLESFORD WTW | Coldred Road | Sulphate as S04 | - | 500 | mg/l | 31.3 | Vehicle and plant washing (Low Impact) | Kent West | Cleaning of vehicles and refrigeration floors. | Doorstep milk delivery | Consent | CASTLE ROAD ALLINGTON WPS
18175 | 1 | Tier 2 Consent | Medway Council | Gun Wharf | - | - | Chatham | Kent | ME4 4TR | SPLASHES LEISURE POOL | BLOORS LANE | - | GILLINGHAM | MW | ME8 7EG | 2024-01-12 | 28.7 | 2 | At all times | MOTNEY HILL WTW | Bloors Lane | Chemical Oxygen Demand Shaken as 0 | - | 800 | mg/l | 32.1 | Leisure facilities | Kent West | Swimming pool filter backwash | Leisure facility with swimming pool | Consent | DIRECT TO WTW
18175 | 1 | Tier 2 Consent | Medway Council | Gun Wharf | - | - | Chatham | Kent | ME4 4TR | SPLASHES LEISURE POOL | BLOORS LANE | - | GILLINGHAM | MW | ME8 7EG | 2024-01-12 | 28.7 | 2 | At all times | MOTNEY HILL WTW | Bloors Lane | Nitrogen Ammoniacal as N | - | 35 | mg/l | 32.1 | Leisure facilities | Kent West | Swimming pool filter backwash | Leisure facility with swimming pool | Consent | DIRECT TO WTW
18175 | 1 | Tier 2 Consent | Medway Council | Gun Wharf | - | - | Chatham | Kent | ME4 4TR | SPLASHES LEISURE POOL | BLOORS LANE | - | GILLINGHAM | MW | ME8 7EG | 2024-01-12 | 28.7 | 2 | At all times | MOTNEY HILL WTW | Bloors Lane | pH | 6 | 10 | pH Units | 32.1 | Leisure facilities | Kent West | Swimming pool filter backwash | Leisure facility with swimming pool | Consent | DIRECT TO WTW
18175 | 1 | Tier 2 Consent | Medway Council | Gun Wharf | - | - | Chatham | Kent | ME4 4TR | SPLASHES LEISURE POOL | BLOORS LANE | - | GILLINGHAM | MW | ME8 7EG | 2024-01-12 | 28.7 | 2 | At all times | MOTNEY HILL WTW | Bloors Lane | Solids Suspended 105 Degrees C | - | 400 | mg/l | 32.1 | Leisure facilities | Kent West | Swimming pool filter backwash | Leisure facility with swimming pool | Consent | DIRECT TO WTW
18175 | 1 | Tier 2 Consent | Medway Council | Gun Wharf | - | - | Chatham | Kent | ME4 4TR | SPLASHES LEISURE POOL | BLOORS LANE | - | GILLINGHAM | MW | ME8 7EG | 2024-01-12 | 28.7 | 2 | At all times | MOTNEY HILL WTW | Bloors Lane | Sulphate as S04 | - | 500 | mg/l | 32.1 | Leisure facilities | Kent West | Swimming pool filter backwash | Leisure facility with swimming pool | Consent | DIRECT TO WTW
18176 | 1 | Low Risk Consent | Bio Pure Technology Ltd | Watson Marlow Limited | Bickland Water Road | Tregoniggie | Falmouth |  | TR11 4RU | Unit 5 Dunsbury Park | Fitzwygram Way | - | Havant | HA | PO9 4EE | 2024-01-09 | 1 | 1 | At all Times | BUDDS FARM HAVANT WTW | Fitzwygram Way | Chemical Oxygen Demand Shaken as 0 | - | 800 | mg/l | 15.3 | Sterilization/medical equipment cleaning, hygiene bin cleaning, low risk cleaning of items | Hampshire East | Wastewater from closed loop system within the moulding machines to cool the hot moulding. | Hot injection moulding for plastic clamps used in medical processes, which are then assembled on site. | Consent | RAMBLERS WAY WATERLOOVILLE WPS
18176 | 1 | Low Risk Consent | Bio Pure Technology Ltd | Watson Marlow Limited | Bickland Water Road | Tregoniggie | Falmouth |  | TR11 4RU | Unit 5 Dunsbury Park | Fitzwygram Way | - | Havant | HA | PO9 4EE | 2024-01-09 | 1 | 1 | At all Times | BUDDS FARM HAVANT WTW | Fitzwygram Way | Nitrogen Ammoniacal as N | - | 10 | mg/l | 15.3 | Sterilization/medical equipment cleaning, hygiene bin cleaning, low risk cleaning of items | Hampshire East | Wastewater from closed loop system within the moulding machines to cool the hot moulding. | Hot injection moulding for plastic clamps used in medical processes, which are then assembled on site. | Consent | RAMBLERS WAY WATERLOOVILLE WPS
18176 | 1 | Low Risk Consent | Bio Pure Technology Ltd | Watson Marlow Limited | Bickland Water Road | Tregoniggie | Falmouth |  | TR11 4RU | Unit 5 Dunsbury Park | Fitzwygram Way | - | Havant | HA | PO9 4EE | 2024-01-09 | 1 | 1 | At all Times | BUDDS FARM HAVANT WTW | Fitzwygram Way | Solids Suspended 105 Degrees C | - | 400 | mg/l | 15.3 | Sterilization/medical equipment cleaning, hygiene bin cleaning, low risk cleaning of items | Hampshire East | Wastewater from closed loop system within the moulding machines to cool the hot moulding. | Hot injection moulding for plastic clamps used in medical processes, which are then assembled on site. | Consent | RAMBLERS WAY WATERLOOVILLE WPS
18177 | 1 | Low Risk Consent | Bubble Car Valeting Ltd | 85-87 | London Road |  | Burgees Hill |  | RH15 8NE | 85-87 | LONDON ROAD | - | BURGESS HILL | SW | RH15 8NE | 2024-01-17 | 3.5 | 1 | At all times | GODDARDS GREEN WTW | Fairfield Road | Chemical Oxygen Demand Shaken as 0 | - | 800 | mg/l | 31.2 | Vehicle and plant washing (Low Impact) | Sussex West | Vehicle washing | Car Valeting | Consent | FAIRPLACE HILL BURGESS HILL WPS
18177 | 1 | Low Risk Consent | Bubble Car Valeting Ltd | 85-87 | London Road |  | Burgees Hill |  | RH15 8NE | 85-87 | LONDON ROAD | - | BURGESS HILL | SW | RH15 8NE | 2024-01-17 | 3.5 | 1 | At all times | GODDARDS GREEN WTW | Fairfield Road | Nitrogen Ammoniacal as N | - | 15 | mg/l | 31.2 | Vehicle and plant washing (Low Impact) | Sussex West | Vehicle washing | Car Valeting | Consent | FAIRPLACE HILL BURGESS HILL WPS
18177 | 1 | Low Risk Consent | Bubble Car Valeting Ltd | 85-87 | London Road |  | Burgees Hill |  | RH15 8NE | 85-87 | LONDON ROAD | - | BURGESS HILL | SW | RH15 8NE | 2024-01-17 | 3.5 | 1 | At all times | GODDARDS GREEN WTW | Fairfield Road | Oil and Grease | - | 200 | mg/l | 31.2 | Vehicle and plant washing (Low Impact) | Sussex West | Vehicle washing | Car Valeting | Consent | FAIRPLACE HILL BURGESS HILL WPS
18177 | 1 | Low Risk Consent | Bubble Car Valeting Ltd | 85-87 | London Road |  | Burgees Hill |  | RH15 8NE | 85-87 | LONDON ROAD | - | BURGESS HILL | SW | RH15 8NE | 2024-01-17 | 3.5 | 1 | At all times | GODDARDS GREEN WTW | Fairfield Road | pH | 6 | 10 | pH Units | 31.2 | Vehicle and plant washing (Low Impact) | Sussex West | Vehicle washing | Car Valeting | Consent | FAIRPLACE HILL BURGESS HILL WPS
18177 | 1 | Low Risk Consent | Bubble Car Valeting Ltd | 85-87 | London Road |  | Burgees Hill |  | RH15 8NE | 85-87 | LONDON ROAD | - | BURGESS HILL | SW | RH15 8NE | 2024-01-17 | 3.5 | 1 | At all times | GODDARDS GREEN WTW | Fairfield Road | Solids Suspended 105 Degrees C | - | 400 | mg/l | 31.2 | Vehicle and plant washing (Low Impact) | Sussex West | Vehicle washing | Car Valeting | Consent | FAIRPLACE HILL BURGESS HILL WPS
18191 | 4 | Tier 2 Consent | Storefast Solutions Limited | Ochard House Courtyard V |  | Springhead Enterprise Park | Northfleet | Kent | DA11 8HN | UNIT V1 | SPRINGHEAD ENTERPRISE PK |  | GRAVESEND | KE | DA11 8HL | 2024-01-23 | 30 | 4 | At all times | NORTHFLEET WTW | 1 Orchard House Gravesend Micro Pumping Station | Chemical Oxygen Demand Shaken as 0 | - | 6000 | mg/l | 9.1 | Food/drink processing - high sugar/prepared meals | Kent West | Washdown of drink production area and equipment | Drink manufacturer and packaging | Consent | DIRECT TO WTW
18191 | 4 | Tier 2 Consent | Storefast Solutions Limited | Ochard House Courtyard V |  | Springhead Enterprise Park | Northfleet | Kent | DA11 8HN | UNIT V1 | SPRINGHEAD ENTERPRISE PK |  | GRAVESEND | KE | DA11 8HL | 2024-01-23 | 30 | 4 | At all times | NORTHFLEET WTW | 1 Orchard House Gravesend Micro Pumping Station | Nitrogen Ammoniacal as N | - | 15 | mg/l | 9.1 | Food/drink processing - high sugar/prepared meals | Kent West | Washdown of drink production area and equipment | Drink manufacturer and packaging | Consent | DIRECT TO WTW
18191 | 4 | Tier 2 Consent | Storefast Solutions Limited | Ochard House Courtyard V |  | Springhead Enterprise Park | Northfleet | Kent | DA11 8HN | UNIT V1 | SPRINGHEAD ENTERPRISE PK |  | GRAVESEND | KE | DA11 8HL | 2024-01-23 | 30 | 4 | At all times | NORTHFLEET WTW | 1 Orchard House Gravesend Micro Pumping Station | pH | 6 | 10 | pH Units | 9.1 | Food/drink processing - high sugar/prepared meals | Kent West | Washdown of drink production area and equipment | Drink manufacturer and packaging | Consent | DIRECT TO WTW
18191 | 4 | Tier 2 Consent | Storefast Solutions Limited | Ochard House Courtyard V |  | Springhead Enterprise Park | Northfleet | Kent | DA11 8HN | UNIT V1 | SPRINGHEAD ENTERPRISE PK |  | GRAVESEND | KE | DA11 8HL | 2024-01-23 | 30 | 4 | At all times | NORTHFLEET WTW | 1 Orchard House Gravesend Micro Pumping Station | Solids Suspended 105 Degrees C | - | 800 | mg/l | 9.1 | Food/drink processing - high sugar/prepared meals | Kent West | Washdown of drink production area and equipment | Drink manufacturer and packaging | Consent | DIRECT TO WTW
18191 | 4 | Tier 2 Consent | Storefast Solutions Limited | Ochard House Courtyard V |  | Springhead Enterprise Park | Northfleet | Kent | DA11 8HN | UNIT V1 | SPRINGHEAD ENTERPRISE PK |  | GRAVESEND | KE | DA11 8HL | 2024-01-23 | 30 | 4 | At all times | NORTHFLEET WTW | 1 Orchard House Gravesend Micro Pumping Station | Sulphate as S04 | - | 500 | mg/l | 9.1 | Food/drink processing - high sugar/prepared meals | Kent West | Washdown of drink production area and equipment | Drink manufacturer and packaging | Consent | DIRECT TO WTW
18194 | 2 | Tier 2 Consent | Green Hydrogen 3 Limited | Beaufort Court | Egg Farm Lane | Kings Langley | Hertfordshire |  | WD4 8LR | NORTHFLEET MILL | CRETE HALL ROAD | - | GRAVESEND | KE | DA11 9AD | 2024-02-12 | 53 | 1.11 | At all times | NORTHFLEET WTW | Proximity to Granby Road (TQ62746502). | Chemical Oxygen Demand Shaken as 0 | - | 800 | mg/l | 39.4 | Water treatment; softener plants; heating system flushing | Kent West | Brine reject from reverse osmosis treatment system. | Hydrogen production from electrolysis | Discontinuation | CRETE HALL ROAD NORTHFLEET WPS
18194 | 2 | Tier 2 Consent | Green Hydrogen 3 Limited | Beaufort Court | Egg Farm Lane | Kings Langley | Hertfordshire |  | WD4 8LR | NORTHFLEET MILL | CRETE HALL ROAD | - | GRAVESEND | KE | DA11 9AD | 2024-02-12 | 53 | 1.11 | At all times | NORTHFLEET WTW | Proximity to Granby Road (TQ62746502). | Chloride | - | 1000 | mg/l | 39.4 | Water treatment; softener plants; heating system flushing | Kent West | Brine reject from reverse osmosis treatment system. | Hydrogen production from electrolysis | Discontinuation | CRETE HALL ROAD NORTHFLEET WPS
18194 | 2 | Tier 2 Consent | Green Hydrogen 3 Limited | Beaufort Court | Egg Farm Lane | Kings Langley | Hertfordshire |  | WD4 8LR | NORTHFLEET MILL | CRETE HALL ROAD | - | GRAVESEND | KE | DA11 9AD | 2024-02-12 | 53 | 1.11 | At all times | NORTHFLEET WTW | Proximity to Granby Road (TQ62746502). | Nitrogen Ammoniacal as N | - | 10 | mg/l | 39.4 | Water treatment; softener plants; heating system flushing | Kent West | Brine reject from reverse osmosis treatment system. | Hydrogen production from electrolysis | Discontinuation | CRETE HALL ROAD NORTHFLEET WPS
18194 | 2 | Tier 2 Consent | Green Hydrogen 3 Limited | Beaufort Court | Egg Farm Lane | Kings Langley | Hertfordshire |  | WD4 8LR | NORTHFLEET MILL | CRETE HALL ROAD | - | GRAVESEND | KE | DA11 9AD | 2024-02-12 | 53 | 1.11 | At all times | NORTHFLEET WTW | Proximity to Granby Road (TQ62746502). | pH | 6 | 10 | pH Units | 39.4 | Water treatment; softener plants; heating system flushing | Kent West | Brine reject from reverse osmosis treatment system. | Hydrogen production from electrolysis | Discontinuation | CRETE HALL ROAD NORTHFLEET WPS
18194 | 2 | Tier 2 Consent | Green Hydrogen 3 Limited | Beaufort Court | Egg Farm Lane | Kings Langley | Hertfordshire |  | WD4 8LR | NORTHFLEET MILL | CRETE HALL ROAD | - | GRAVESEND | KE | DA11 9AD | 2024-02-12 | 53 | 1.11 | At all times | NORTHFLEET WTW | Proximity to Granby Road (TQ62746502). | Solids Suspended 105 Degrees C | - | 400 | mg/l | 39.4 | Water treatment; softener plants; heating system flushing | Kent West | Brine reject from reverse osmosis treatment system. | Hydrogen production from electrolysis | Discontinuation | CRETE HALL ROAD NORTHFLEET WPS
18194 | 2 | Tier 2 Consent | Green Hydrogen 3 Limited | Beaufort Court | Egg Farm Lane | Kings Langley | Hertfordshire |  | WD4 8LR | NORTHFLEET MILL | CRETE HALL ROAD | - | GRAVESEND | KE | DA11 9AD | 2024-02-12 | 53 | 1.11 | At all times | NORTHFLEET WTW | Proximity to Granby Road (TQ62746502). | Sulphate as S04 | - | 1000 | mg/l | 39.4 | Water treatment; softener plants; heating system flushing | Kent West | Brine reject from reverse osmosis treatment system. | Hydrogen production from electrolysis | Discontinuation | CRETE HALL ROAD NORTHFLEET WPS
18197 | 4 | Tier 1 Consent | University Hospitals Sussex | St Richards Hospital | Spitalfield Lane |  | Chichester |  | PO19 6SE | ST RICHARDS HOSPITAL | SPITALFIELD LANE | - | CHICHESTER | SW | PO19 6SE | 2024-02-20 | 113 | 3.3 | at all times | CHICHESTER WTW | Spitalfield Lane | Chemical Oxygen Demand Shaken as 0 | - | 3000 | mg/l | 15.1 | Laundering (Large-scale) | Sussex West | Laundering of hospital linen | Industrial Laundry | Consent | -
18197 | 4 | Tier 1 Consent | University Hospitals Sussex | St Richards Hospital | Spitalfield Lane |  | Chichester |  | PO19 6SE | ST RICHARDS HOSPITAL | SPITALFIELD LANE | - | CHICHESTER | SW | PO19 6SE | 2024-02-20 | 113 | 3.3 | at all times | CHICHESTER WTW | Spitalfield Lane | Nitrogen Ammoniacal as N | - | 35 | mg/l | 15.1 | Laundering (Large-scale) | Sussex West | Laundering of hospital linen | Industrial Laundry | Consent | -
18197 | 4 | Tier 1 Consent | University Hospitals Sussex | St Richards Hospital | Spitalfield Lane |  | Chichester |  | PO19 6SE | ST RICHARDS HOSPITAL | SPITALFIELD LANE | - | CHICHESTER | SW | PO19 6SE | 2024-02-20 | 113 | 3.3 | at all times | CHICHESTER WTW | Spitalfield Lane | pH | 6 | 10 | pH Units | 15.1 | Laundering (Large-scale) | Sussex West | Laundering of hospital linen | Industrial Laundry | Consent | -
18197 | 4 | Tier 1 Consent | University Hospitals Sussex | St Richards Hospital | Spitalfield Lane |  | Chichester |  | PO19 6SE | ST RICHARDS HOSPITAL | SPITALFIELD LANE | - | CHICHESTER | SW | PO19 6SE | 2024-02-20 | 113 | 3.3 | at all times | CHICHESTER WTW | Spitalfield Lane | Phosphorus Total | - | 10 | ug/l | 15.1 | Laundering (Large-scale) | Sussex West | Laundering of hospital linen | Industrial Laundry | Consent | -
18197 | 4 | Tier 1 Consent | University Hospitals Sussex | St Richards Hospital | Spitalfield Lane |  | Chichester |  | PO19 6SE | ST RICHARDS HOSPITAL | SPITALFIELD LANE | - | CHICHESTER | SW | PO19 6SE | 2024-02-20 | 113 | 3.3 | at all times | CHICHESTER WTW | Spitalfield Lane | Solids Suspended 105 Degrees C | - | 500 | mg/l | 15.1 | Laundering (Large-scale) | Sussex West | Laundering of hospital linen | Industrial Laundry | Consent | -
18199 | 1 | Low Risk Consent | ALS Laboratories (UK) Ltd | Torrington Avenue |  |  | Coventry |  | CV4 9GU | FIRST FLOOR BUILDING 550 | WINCH ROAD | - | SITTINGBOURNE | KE | ME9 8EF | 2024-02-14 | 1 | 1 | At all times | SITTINGBOURNE WTW | Ruins Barn Road | Chemical Oxygen Demand Shaken as 0 | - | 800 | mg/l | 38.2 | Laboratory and research activities (Low Impact) | Kent West | Disposal of broths and washing of laboratory glassware. | Contract testing laboratory, microbiological food, swabs and water samples | Consent | DIRECT TO WTW
18199 | 1 | Low Risk Consent | ALS Laboratories (UK) Ltd | Torrington Avenue |  |  | Coventry |  | CV4 9GU | FIRST FLOOR BUILDING 550 | WINCH ROAD | - | SITTINGBOURNE | KE | ME9 8EF | 2024-02-14 | 1 | 1 | At all times | SITTINGBOURNE WTW | Ruins Barn Road | Nitrogen Ammoniacal as N | - | 35 | mg/l | 38.2 | Laboratory and research activities (Low Impact) | Kent West | Disposal of broths and washing of laboratory glassware. | Contract testing laboratory, microbiological food, swabs and water samples | Consent | DIRECT TO WTW
18199 | 1 | Low Risk Consent | ALS Laboratories (UK) Ltd | Torrington Avenue |  |  | Coventry |  | CV4 9GU | FIRST FLOOR BUILDING 550 | WINCH ROAD | - | SITTINGBOURNE | KE | ME9 8EF | 2024-02-14 | 1 | 1 | At all times | SITTINGBOURNE WTW | Ruins Barn Road | Oil and Grease | - | 200 | mg/l | 38.2 | Laboratory and research activities (Low Impact) | Kent West | Disposal of broths and washing of laboratory glassware. | Contract testing laboratory, microbiological food, swabs and water samples | Consent | DIRECT TO WTW
18199 | 1 | Low Risk Consent | ALS Laboratories (UK) Ltd | Torrington Avenue |  |  | Coventry |  | CV4 9GU | FIRST FLOOR BUILDING 550 | WINCH ROAD | - | SITTINGBOURNE | KE | ME9 8EF | 2024-02-14 | 1 | 1 | At all times | SITTINGBOURNE WTW | Ruins Barn Road | pH | 6 | 10 | pH Units | 38.2 | Laboratory and research activities (Low Impact) | Kent West | Disposal of broths and washing of laboratory glassware. | Contract testing laboratory, microbiological food, swabs and water samples | Consent | DIRECT TO WTW
18199 | 1 | Low Risk Consent | ALS Laboratories (UK) Ltd | Torrington Avenue |  |  | Coventry |  | CV4 9GU | FIRST FLOOR BUILDING 550 | WINCH ROAD | - | SITTINGBOURNE | KE | ME9 8EF | 2024-02-14 | 1 | 1 | At all times | SITTINGBOURNE WTW | Ruins Barn Road | Solids Suspended 105 Degrees C | - | 400 | mg/l | 38.2 | Laboratory and research activities (Low Impact) | Kent West | Disposal of broths and washing of laboratory glassware. | Contract testing laboratory, microbiological food, swabs and water samples | Consent | DIRECT TO WTW
18200 | 1 | Low Risk Consent | Paxton Access Limited | Paxton House | HOME FARM ROAD | - | Brighton | East Sussex | BN1 9HU | UNIT 5 | HOME FARM ROAD | - | BRIGHTON | SE | BN1 9HU | 2024-01-25 | 0.05 | 0.01 | At any time | PEACEHAVEN WTW | Home farm road, Brighton (50.848314395323804, -0.11716085828900122) | Chemical Oxygen Demand Shaken as 0 | - | 800 | mg/l | 39.1 | Air compressor condensate | Sussex East | Condensate water from air compressor dryer | Electronics (PCB) assembly | Consent | MARINE DRIVE BRIGHTON WPS
18200 | 1 | Low Risk Consent | Paxton Access Limited | Paxton House | HOME FARM ROAD | - | Brighton | East Sussex | BN1 9HU | UNIT 5 | HOME FARM ROAD | - | BRIGHTON | SE | BN1 9HU | 2024-01-25 | 0.05 | 0.01 | At any time | PEACEHAVEN WTW | Home farm road, Brighton (50.848314395323804, -0.11716085828900122) | Oil and Grease | - | 200 | mg/l | 39.1 | Air compressor condensate | Sussex East | Condensate water from air compressor dryer | Electronics (PCB) assembly | Consent | MARINE DRIVE BRIGHTON WPS
18200 | 1 | Low Risk Consent | Paxton Access Limited | Paxton House | HOME FARM ROAD | - | Brighton | East Sussex | BN1 9HU | UNIT 5 | HOME FARM ROAD | - | BRIGHTON | SE | BN1 9HU | 2024-01-25 | 0.05 | 0.01 | At any time | PEACEHAVEN WTW | Home farm road, Brighton (50.848314395323804, -0.11716085828900122) | pH | 6 | 10 | pH Units | 39.1 | Air compressor condensate | Sussex East | Condensate water from air compressor dryer | Electronics (PCB) assembly | Consent | MARINE DRIVE BRIGHTON WPS
18200 | 1 | Low Risk Consent | Paxton Access Limited | Paxton House | HOME FARM ROAD | - | Brighton | East Sussex | BN1 9HU | UNIT 5 | HOME FARM ROAD | - | BRIGHTON | SE | BN1 9HU | 2024-01-25 | 0.05 | 0.01 | At any time | PEACEHAVEN WTW | Home farm road, Brighton (50.848314395323804, -0.11716085828900122) | Solids Suspended 105 Degrees C | - | 400 | mg/l | 39.1 | Air compressor condensate | Sussex East | Condensate water from air compressor dryer | Electronics (PCB) assembly | Consent | MARINE DRIVE BRIGHTON WPS
18202 | 1 | Low Risk Consent | Coolers & Condensers Limited | 36 | Brunel Way | Segensworth East Industrial Estate | Fareham | Hampshire | PO15 5SA | 36 | BRUNEL WAY | - | FAREHAM | HA | PO15 5SA | 2024-02-09 | 5 | 1 | 24 hours | PEEL COMMON WTW | Brunel Way (briefer.disprove.everybody) | Chemical Oxygen Demand Shaken as 0 | - | 1000 | mg/l | 39.3 | Cooling tower bleed | Hampshire East | Water Test Tank | Manufacture of commercial and industrial air conditioning and refrigeration equipment | Consent | SEGENSWORTH EAST FAREHAM WPS
18202 | 1 | Low Risk Consent | Coolers & Condensers Limited | 36 | Brunel Way | Segensworth East Industrial Estate | Fareham | Hampshire | PO15 5SA | 36 | BRUNEL WAY | - | FAREHAM | HA | PO15 5SA | 2024-02-09 | 5 | 1 | 24 hours | PEEL COMMON WTW | Brunel Way (briefer.disprove.everybody) | Nitrogen Ammoniacal as N | - | 20 | mg/l | 39.3 | Cooling tower bleed | Hampshire East | Water Test Tank | Manufacture of commercial and industrial air conditioning and refrigeration equipment | Consent | SEGENSWORTH EAST FAREHAM WPS
18202 | 1 | Low Risk Consent | Coolers & Condensers Limited | 36 | Brunel Way | Segensworth East Industrial Estate | Fareham | Hampshire | PO15 5SA | 36 | BRUNEL WAY | - | FAREHAM | HA | PO15 5SA | 2024-02-09 | 5 | 1 | 24 hours | PEEL COMMON WTW | Brunel Way (briefer.disprove.everybody) | Solids Suspended 105 Degrees C | - | 400 | mg/l | 39.3 | Cooling tower bleed | Hampshire East | Water Test Tank | Manufacture of commercial and industrial air conditioning and refrigeration equipment | Consent | SEGENSWORTH EAST FAREHAM WPS
18202 | 1 | Low Risk Consent | Coolers & Condensers Limited | 36 | Brunel Way | Segensworth East Industrial Estate | Fareham | Hampshire | PO15 5SA | 36 | BRUNEL WAY | - | FAREHAM | HA | PO15 5SA | 2024-02-09 | 5 | 1 | 24 hours | PEEL COMMON WTW | Brunel Way (briefer.disprove.everybody) | Sulphate as S04 | - | 500 | mg/l | 39.3 | Cooling tower bleed | Hampshire East | Water Test Tank | Manufacture of commercial and industrial air conditioning and refrigeration equipment | Consent | SEGENSWORTH EAST FAREHAM WPS
18203 | 1 | Low Risk Consent | Rhopoint Instruments Limited | Rhopoint House | Unit B Imberhorne Lane |  | East Grinstead | West Sussex | RH19 1QZ | UNIT 2 | ENVIRO21 BUSINESS PARK | - | ST LEONARDS ON SEA | SE | TN38 9AG | 2024-02-23 | 0.032 | 0.5 | At any time | BEXHILL & HASTINGS WTW | foul sewer connecting to Napier Road foul sewer | Chemical Oxygen Demand Shaken as 0 | - | 800 | mg/l | 39.1 | Air compressor condensate | Sussex East | Dehumidifier condensate | Manufacturing | Consent | BULVERHYTHE WPS
18203 | 1 | Low Risk Consent | Rhopoint Instruments Limited | Rhopoint House | Unit B Imberhorne Lane |  | East Grinstead | West Sussex | RH19 1QZ | UNIT 2 | ENVIRO21 BUSINESS PARK | - | ST LEONARDS ON SEA | SE | TN38 9AG | 2024-02-23 | 0.032 | 0.5 | At any time | BEXHILL & HASTINGS WTW | foul sewer connecting to Napier Road foul sewer | Oil and Grease | - | 200 | mg/l | 39.1 | Air compressor condensate | Sussex East | Dehumidifier condensate | Manufacturing | Consent | BULVERHYTHE WPS
18203 | 1 | Low Risk Consent | Rhopoint Instruments Limited | Rhopoint House | Unit B Imberhorne Lane |  | East Grinstead | West Sussex | RH19 1QZ | UNIT 2 | ENVIRO21 BUSINESS PARK | - | ST LEONARDS ON SEA | SE | TN38 9AG | 2024-02-23 | 0.032 | 0.5 | At any time | BEXHILL & HASTINGS WTW | foul sewer connecting to Napier Road foul sewer | pH | 6 | 10 | pH Units | 39.1 | Air compressor condensate | Sussex East | Dehumidifier condensate | Manufacturing | Consent | BULVERHYTHE WPS
18203 | 1 | Low Risk Consent | Rhopoint Instruments Limited | Rhopoint House | Unit B Imberhorne Lane |  | East Grinstead | West Sussex | RH19 1QZ | UNIT 2 | ENVIRO21 BUSINESS PARK | - | ST LEONARDS ON SEA | SE | TN38 9AG | 2024-02-23 | 0.032 | 0.5 | At any time | BEXHILL & HASTINGS WTW | foul sewer connecting to Napier Road foul sewer | Solids Suspended 105 Degrees C | - | 400 | mg/l | 39.1 | Air compressor condensate | Sussex East | Dehumidifier condensate | Manufacturing | Consent | BULVERHYTHE WPS
18204 | 1 | Low Risk Consent | Wm Morrison Supermarkets Limited | Hilmore House | Gain Lane |  | Bradford | West Yorkshire | BD3 7DL | MORRISONS | NEATS COURT | - | QUEENBOROUGH | KE | ME11 5JS | 2024-02-01 | 4 | 1 | At all times | QUEENBOROUGH WTW | Rushenden Road connecting via Neats Court Wastewater Pumping Station | Chemical Oxygen Demand Shaken as 0 | - | 800 | mg/l | 31.3 | Vehicle and plant washing (Low Impact) | Kent West | Vehicle washing | Vehicle washing | Consent | Low Risk Consent - Unknown
18204 | 1 | Low Risk Consent | Wm Morrison Supermarkets Limited | Hilmore House | Gain Lane |  | Bradford | West Yorkshire | BD3 7DL | MORRISONS | NEATS COURT | - | QUEENBOROUGH | KE | ME11 5JS | 2024-02-01 | 4 | 1 | At all times | QUEENBOROUGH WTW | Rushenden Road connecting via Neats Court Wastewater Pumping Station | Nitrogen Ammoniacal as N | - | 15 | mg/l | 31.3 | Vehicle and plant washing (Low Impact) | Kent West | Vehicle washing | Vehicle washing | Consent | Low Risk Consent - Unknown
18204 | 1 | Low Risk Consent | Wm Morrison Supermarkets Limited | Hilmore House | Gain Lane |  | Bradford | West Yorkshire | BD3 7DL | MORRISONS | NEATS COURT | - | QUEENBOROUGH | KE | ME11 5JS | 2024-02-01 | 4 | 1 | At all times | QUEENBOROUGH WTW | Rushenden Road connecting via Neats Court Wastewater Pumping Station | Oil and Grease | - | 200 | mg/l | 31.3 | Vehicle and plant washing (Low Impact) | Kent West | Vehicle washing | Vehicle washing | Consent | Low Risk Consent - Unknown
18204 | 1 | Low Risk Consent | Wm Morrison Supermarkets Limited | Hilmore House | Gain Lane |  | Bradford | West Yorkshire | BD3 7DL | MORRISONS | NEATS COURT | - | QUEENBOROUGH | KE | ME11 5JS | 2024-02-01 | 4 | 1 | At all times | QUEENBOROUGH WTW | Rushenden Road connecting via Neats Court Wastewater Pumping Station | pH | 6 | 10 | pH Units | 31.3 | Vehicle and plant washing (Low Impact) | Kent West | Vehicle washing | Vehicle washing | Consent | Low Risk Consent - Unknown
18204 | 1 | Low Risk Consent | Wm Morrison Supermarkets Limited | Hilmore House | Gain Lane |  | Bradford | West Yorkshire | BD3 7DL | MORRISONS | NEATS COURT | - | QUEENBOROUGH | KE | ME11 5JS | 2024-02-01 | 4 | 1 | At all times | QUEENBOROUGH WTW | Rushenden Road connecting via Neats Court Wastewater Pumping Station | Solids Suspended 105 Degrees C | - | 400 | mg/l | 31.3 | Vehicle and plant washing (Low Impact) | Kent West | Vehicle washing | Vehicle washing | Consent | Low Risk Consent - Unknown
18204 | 1 | Low Risk Consent | Wm Morrison Supermarkets Limited | Hilmore House | Gain Lane |  | Bradford | West Yorkshire | BD3 7DL | MORRISONS | NEATS COURT | - | QUEENBOROUGH | KE | ME11 5JS | 2024-02-01 | 4 | 1 | At all times | QUEENBOROUGH WTW | Rushenden Road connecting via Neats Court Wastewater Pumping Station | Sulphate as S04 | - | 500 | mg/l | 31.3 | Vehicle and plant washing (Low Impact) | Kent West | Vehicle washing | Vehicle washing | Consent | Low Risk Consent - Unknown
18206 | 1 | Low Risk Consent | Sytner Vehicles Limited | 2 | Penman Way | Grove Park | Leicester | - | LE19 1ST | EUROWAY UNIT 1 | QUARRY WOOD IND ESTATE | - | MAIDSTONE | KE | ME20 7NA | 2024-02-01 | 2.9 | 0.5 | At all times | AYLESFORD WTW | Mills Road | Chemical Oxygen Demand Shaken as 0 | - | 800 | mg/l | 31.3 | Vehicle and plant washing (Low Impact) | Kent West | Vehicle Washing | Car Dealership | Consent | HALL ROAD AYLESFORD WPS
18206 | 1 | Low Risk Consent | Sytner Vehicles Limited | 2 | Penman Way | Grove Park | Leicester | - | LE19 1ST | EUROWAY UNIT 1 | QUARRY WOOD IND ESTATE | - | MAIDSTONE | KE | ME20 7NA | 2024-02-01 | 2.9 | 0.5 | At all times | AYLESFORD WTW | Mills Road | Nitrogen Ammoniacal as N | - | 15 | mg/l | 31.3 | Vehicle and plant washing (Low Impact) | Kent West | Vehicle Washing | Car Dealership | Consent | HALL ROAD AYLESFORD WPS
18206 | 1 | Low Risk Consent | Sytner Vehicles Limited | 2 | Penman Way | Grove Park | Leicester | - | LE19 1ST | EUROWAY UNIT 1 | QUARRY WOOD IND ESTATE | - | MAIDSTONE | KE | ME20 7NA | 2024-02-01 | 2.9 | 0.5 | At all times | AYLESFORD WTW | Mills Road | Oil and Grease | - | 200 | mg/l | 31.3 | Vehicle and plant washing (Low Impact) | Kent West | Vehicle Washing | Car Dealership | Consent | HALL ROAD AYLESFORD WPS
18206 | 1 | Low Risk Consent | Sytner Vehicles Limited | 2 | Penman Way | Grove Park | Leicester | - | LE19 1ST | EUROWAY UNIT 1 | QUARRY WOOD IND ESTATE | - | MAIDSTONE | KE | ME20 7NA | 2024-02-01 | 2.9 | 0.5 | At all times | AYLESFORD WTW | Mills Road | pH | 6 | 10 | pH Units | 31.3 | Vehicle and plant washing (Low Impact) | Kent West | Vehicle Washing | Car Dealership | Consent | HALL ROAD AYLESFORD WPS
18206 | 1 | Low Risk Consent | Sytner Vehicles Limited | 2 | Penman Way | Grove Park | Leicester | - | LE19 1ST | EUROWAY UNIT 1 | QUARRY WOOD IND ESTATE | - | MAIDSTONE | KE | ME20 7NA | 2024-02-01 | 2.9 | 0.5 | At all times | AYLESFORD WTW | Mills Road | Solids Suspended 105 Degrees C | - | 400 | mg/l | 31.3 | Vehicle and plant washing (Low Impact) | Kent West | Vehicle Washing | Car Dealership | Consent | HALL ROAD AYLESFORD WPS
18206 | 1 | Low Risk Consent | Sytner Vehicles Limited | 2 | Penman Way | Grove Park | Leicester | - | LE19 1ST | EUROWAY UNIT 1 | QUARRY WOOD IND ESTATE | - | MAIDSTONE | KE | ME20 7NA | 2024-02-01 | 2.9 | 0.5 | At all times | AYLESFORD WTW | Mills Road | Sulphate as S04 | - | 500 | mg/l | 31.3 | Vehicle and plant washing (Low Impact) | Kent West | Vehicle Washing | Car Dealership | Consent | HALL ROAD AYLESFORD WPS
18209 | 4 | Tier 1 Consent | The Southdown Brewery Limited |  | 254 Upper Shoreham Road | Shoreham By Sea |  | West Sussex | BN43 6BF | Unit Z (2a) | HENFIELD ROAD | - | HENFIELD | SW | BN5 9XE | 2024-02-09 | 1 | 1 | at all times | SMALL DOLE WTW | henfield road | Chemical Oxygen Demand Shaken as 0 | - | 7000 | mg/l | 1.3 | Alcoholic beverages (Low Impact) | Sussex West | cleaning and sanitising of equipment used in the brewing of beer | Small brewery | Consent | -
18209 | 4 | Tier 1 Consent | The Southdown Brewery Limited |  | 254 Upper Shoreham Road | Shoreham By Sea |  | West Sussex | BN43 6BF | Unit Z (2a) | HENFIELD ROAD | - | HENFIELD | SW | BN5 9XE | 2024-02-09 | 1 | 1 | at all times | SMALL DOLE WTW | henfield road | Nitrogen Ammoniacal as N | - | 35 | mg/l | 1.3 | Alcoholic beverages (Low Impact) | Sussex West | cleaning and sanitising of equipment used in the brewing of beer | Small brewery | Consent | -
18209 | 4 | Tier 1 Consent | The Southdown Brewery Limited |  | 254 Upper Shoreham Road | Shoreham By Sea |  | West Sussex | BN43 6BF | Unit Z (2a) | HENFIELD ROAD | - | HENFIELD | SW | BN5 9XE | 2024-02-09 | 1 | 1 | at all times | SMALL DOLE WTW | henfield road | pH | 6 | 10 | pH Units | 1.3 | Alcoholic beverages (Low Impact) | Sussex West | cleaning and sanitising of equipment used in the brewing of beer | Small brewery | Consent | -
18209 | 4 | Tier 1 Consent | The Southdown Brewery Limited |  | 254 Upper Shoreham Road | Shoreham By Sea |  | West Sussex | BN43 6BF | Unit Z (2a) | HENFIELD ROAD | - | HENFIELD | SW | BN5 9XE | 2024-02-09 | 1 | 1 | at all times | SMALL DOLE WTW | henfield road | Solids Suspended 105 Degrees C | - | 1400 | mg/l | 1.3 | Alcoholic beverages (Low Impact) | Sussex West | cleaning and sanitising of equipment used in the brewing of beer | Small brewery | Consent | -
18212 | 1 | Low Risk Consent | Motor Fuel Limited | 10 Bricket Road | St Albans |  | Hertfordshire | Hertfordshire | AL1 3JX | East Grinstead Service Station | 147 - 149 LONDON ROAD | - | EAST GRINSTEAD | SW | RH19 1ET | 2024-02-27 | 3 | 0.5 | at all times | EDEN VALE EAST GRINSTEAD WTW | London Road, East Grinstead | Chemical Oxygen Demand Shaken as 0 | - | 800 | mg/l | 31.2 | Vehicle and plant washing (Low Impact) | Sussex West | Vehicle valeting | Fuel station and vehicle valeting | Consent | -
18212 | 1 | Low Risk Consent | Motor Fuel Limited | 10 Bricket Road | St Albans |  | Hertfordshire | Hertfordshire | AL1 3JX | East Grinstead Service Station | 147 - 149 LONDON ROAD | - | EAST GRINSTEAD | SW | RH19 1ET | 2024-02-27 | 3 | 0.5 | at all times | EDEN VALE EAST GRINSTEAD WTW | London Road, East Grinstead | Nitrogen Ammoniacal as N | - | 15 | mg/l | 31.2 | Vehicle and plant washing (Low Impact) | Sussex West | Vehicle valeting | Fuel station and vehicle valeting | Consent | -
18212 | 1 | Low Risk Consent | Motor Fuel Limited | 10 Bricket Road | St Albans |  | Hertfordshire | Hertfordshire | AL1 3JX | East Grinstead Service Station | 147 - 149 LONDON ROAD | - | EAST GRINSTEAD | SW | RH19 1ET | 2024-02-27 | 3 | 0.5 | at all times | EDEN VALE EAST GRINSTEAD WTW | London Road, East Grinstead | Oil and Grease | - | 200 | mg/l | 31.2 | Vehicle and plant washing (Low Impact) | Sussex West | Vehicle valeting | Fuel station and vehicle valeting | Consent | -
18212 | 1 | Low Risk Consent | Motor Fuel Limited | 10 Bricket Road | St Albans |  | Hertfordshire | Hertfordshire | AL1 3JX | East Grinstead Service Station | 147 - 149 LONDON ROAD | - | EAST GRINSTEAD | SW | RH19 1ET | 2024-02-27 | 3 | 0.5 | at all times | EDEN VALE EAST GRINSTEAD WTW | London Road, East Grinstead | pH Limit | 6 | 10 |  | 31.2 | Vehicle and plant washing (Low Impact) | Sussex West | Vehicle valeting | Fuel station and vehicle valeting | Consent | -
18212 | 1 | Low Risk Consent | Motor Fuel Limited | 10 Bricket Road | St Albans |  | Hertfordshire | Hertfordshire | AL1 3JX | East Grinstead Service Station | 147 - 149 LONDON ROAD | - | EAST GRINSTEAD | SW | RH19 1ET | 2024-02-27 | 3 | 0.5 | at all times | EDEN VALE EAST GRINSTEAD WTW | London Road, East Grinstead | Solids Suspended 105 Degrees C | - | 400 | mg/l | 31.2 | Vehicle and plant washing (Low Impact) | Sussex West | Vehicle valeting | Fuel station and vehicle valeting | Consent | -
18213 | 1 | Tier 2 Consent | Park Resorts Limited | 2nd Floor | One Gosforth Park Way | Gosforth Business Park | Newcastle Upon Tyne |  | NE12 8ET | NODES POINT HOLIDAY PARK | NODES ROAD | - | RYDE | IW | PO33 1YA | 2024-04-04 | 6.6 | 1 | At all Times | SANDOWN NEW WTW | Duver Road (SZ 63673 89509) (https://w3w.co/explained.boats.moved) | Chemical Oxygen Demand Shaken as 0 | - | 800 | mg/l | 32.1 | Leisure facilities | Hampshire East | Swimming pool backwash | Holiday Park | Consent | THE DUVER ST HELENS WPS
18213 | 1 | Tier 2 Consent | Park Resorts Limited | 2nd Floor | One Gosforth Park Way | Gosforth Business Park | Newcastle Upon Tyne |  | NE12 8ET | NODES POINT HOLIDAY PARK | NODES ROAD | - | RYDE | IW | PO33 1YA | 2024-04-04 | 6.6 | 1 | At all Times | SANDOWN NEW WTW | Duver Road (SZ 63673 89509) (https://w3w.co/explained.boats.moved) | Nitrogen Ammoniacal as N | - | 15 | mg/l | 32.1 | Leisure facilities | Hampshire East | Swimming pool backwash | Holiday Park | Consent | THE DUVER ST HELENS WPS
18213 | 1 | Tier 2 Consent | Park Resorts Limited | 2nd Floor | One Gosforth Park Way | Gosforth Business Park | Newcastle Upon Tyne |  | NE12 8ET | NODES POINT HOLIDAY PARK | NODES ROAD | - | RYDE | IW | PO33 1YA | 2024-04-04 | 6.6 | 1 | At all Times | SANDOWN NEW WTW | Duver Road (SZ 63673 89509) (https://w3w.co/explained.boats.moved) | pH | 6 | 10 | pH Units | 32.1 | Leisure facilities | Hampshire East | Swimming pool backwash | Holiday Park | Consent | THE DUVER ST HELENS WPS
18213 | 1 | Tier 2 Consent | Park Resorts Limited | 2nd Floor | One Gosforth Park Way | Gosforth Business Park | Newcastle Upon Tyne |  | NE12 8ET | NODES POINT HOLIDAY PARK | NODES ROAD | - | RYDE | IW | PO33 1YA | 2024-04-04 | 6.6 | 1 | At all Times | SANDOWN NEW WTW | Duver Road (SZ 63673 89509) (https://w3w.co/explained.boats.moved) | Solids Suspended 105 Degrees C | - | 400 | mg/l | 32.1 | Leisure facilities | Hampshire East | Swimming pool backwash | Holiday Park | Consent | THE DUVER ST HELENS WPS
18214 | 1 | Low Risk Consent | T G Convenience Stores Limited | 3c Twyford Court | High Street | Dunmow | Essex |  | CM6 1AE | SERVICE STATION | SEDLESCOMBE ROAD NORTH | - | ST LEONARDS-ON-SEA | SE | TN37 7PB | 2024-03-21 | 4.5 | 1 | At any time | BEXHILL & HASTINGS WTW | Sedlescombe Road North via TQ79126903 | Chemical Oxygen Demand Shaken as 0 | - | 800 | mg/l | 31.2 | Vehicle and plant washing (Low Impact) | Sussex East | Vehicle valeting discharge | Fuel station and vehicle valeting | Consent | CINQUE PORTS WAY HASTINGS WPS
18214 | 1 | Low Risk Consent | T G Convenience Stores Limited | 3c Twyford Court | High Street | Dunmow | Essex |  | CM6 1AE | SERVICE STATION | SEDLESCOMBE ROAD NORTH | - | ST LEONARDS-ON-SEA | SE | TN37 7PB | 2024-03-21 | 4.5 | 1 | At any time | BEXHILL & HASTINGS WTW | Sedlescombe Road North via TQ79126903 | Nitrogen Ammoniacal as N | - | 10 | mg/l | 31.2 | Vehicle and plant washing (Low Impact) | Sussex East | Vehicle valeting discharge | Fuel station and vehicle valeting | Consent | CINQUE PORTS WAY HASTINGS WPS
18214 | 1 | Low Risk Consent | T G Convenience Stores Limited | 3c Twyford Court | High Street | Dunmow | Essex |  | CM6 1AE | SERVICE STATION | SEDLESCOMBE ROAD NORTH | - | ST LEONARDS-ON-SEA | SE | TN37 7PB | 2024-03-21 | 4.5 | 1 | At any time | BEXHILL & HASTINGS WTW | Sedlescombe Road North via TQ79126903 | Oil and Grease | - | 200 | mg/l | 31.2 | Vehicle and plant washing (Low Impact) | Sussex East | Vehicle valeting discharge | Fuel station and vehicle valeting | Consent | CINQUE PORTS WAY HASTINGS WPS
18214 | 1 | Low Risk Consent | T G Convenience Stores Limited | 3c Twyford Court | High Street | Dunmow | Essex |  | CM6 1AE | SERVICE STATION | SEDLESCOMBE ROAD NORTH | - | ST LEONARDS-ON-SEA | SE | TN37 7PB | 2024-03-21 | 4.5 | 1 | At any time | BEXHILL & HASTINGS WTW | Sedlescombe Road North via TQ79126903 | pH | 6 | 10 | pH Units | 31.2 | Vehicle and plant washing (Low Impact) | Sussex East | Vehicle valeting discharge | Fuel station and vehicle valeting | Consent | CINQUE PORTS WAY HASTINGS WPS
18214 | 1 | Low Risk Consent | T G Convenience Stores Limited | 3c Twyford Court | High Street | Dunmow | Essex |  | CM6 1AE | SERVICE STATION | SEDLESCOMBE ROAD NORTH | - | ST LEONARDS-ON-SEA | SE | TN37 7PB | 2024-03-21 | 4.5 | 1 | At any time | BEXHILL & HASTINGS WTW | Sedlescombe Road North via TQ79126903 | Phosphorus Total | - | 15 | ug/l | 31.2 | Vehicle and plant washing (Low Impact) | Sussex East | Vehicle valeting discharge | Fuel station and vehicle valeting | Consent | CINQUE PORTS WAY HASTINGS WPS
18214 | 1 | Low Risk Consent | T G Convenience Stores Limited | 3c Twyford Court | High Street | Dunmow | Essex |  | CM6 1AE | SERVICE STATION | SEDLESCOMBE ROAD NORTH | - | ST LEONARDS-ON-SEA | SE | TN37 7PB | 2024-03-21 | 4.5 | 1 | At any time | BEXHILL & HASTINGS WTW | Sedlescombe Road North via TQ79126903 | Solids Suspended 105 Degrees C | - | 500 | mg/l | 31.2 | Vehicle and plant washing (Low Impact) | Sussex East | Vehicle valeting discharge | Fuel station and vehicle valeting | Consent | CINQUE PORTS WAY HASTINGS WPS
18214 | 1 | Low Risk Consent | T G Convenience Stores Limited | 3c Twyford Court | High Street | Dunmow | Essex |  | CM6 1AE | SERVICE STATION | SEDLESCOMBE ROAD NORTH | - | ST LEONARDS-ON-SEA | SE | TN37 7PB | 2024-03-21 | 4.5 | 1 | At any time | BEXHILL & HASTINGS WTW | Sedlescombe Road North via TQ79126903 | Sulphate as S04 | - | 500 | mg/l | 31.2 | Vehicle and plant washing (Low Impact) | Sussex East | Vehicle valeting discharge | Fuel station and vehicle valeting | Consent | CINQUE PORTS WAY HASTINGS WPS
18218 | 1 | Low Risk Consent | Arden Tunbridge Wells Limited | C/O Porsche Centre Colchester Auto Way | Ipswich Road | Colchester | Essex |  | CO4 9HA | SITE BMW/MINI SHOWROOMS | LONGFIELD ROAD | - | TUNBRIDGE WELLS | KE | TN2 3UE | 2024-03-08 | 2.4 | 1 | At any time | TUNBRIDGE WELLS NORTH WTW | longfield road | Chemical Oxygen Demand Shaken as 0 | - | 800 | mg/l | 31.2 | Vehicle and plant washing (Low Impact) | Sussex East | vehicle washing | Sale of new and used vehicles. Repair of vehicles | Consent | TUNBRIDGE WELLS NORTH GRAVITY
18218 | 1 | Low Risk Consent | Arden Tunbridge Wells Limited | C/O Porsche Centre Colchester Auto Way | Ipswich Road | Colchester | Essex |  | CO4 9HA | SITE BMW/MINI SHOWROOMS | LONGFIELD ROAD | - | TUNBRIDGE WELLS | KE | TN2 3UE | 2024-03-08 | 2.4 | 1 | At any time | TUNBRIDGE WELLS NORTH WTW | longfield road | Nitrogen Ammoniacal as N | - | 10 | mg/l | 31.2 | Vehicle and plant washing (Low Impact) | Sussex East | vehicle washing | Sale of new and used vehicles. Repair of vehicles | Consent | TUNBRIDGE WELLS NORTH GRAVITY
18218 | 1 | Low Risk Consent | Arden Tunbridge Wells Limited | C/O Porsche Centre Colchester Auto Way | Ipswich Road | Colchester | Essex |  | CO4 9HA | SITE BMW/MINI SHOWROOMS | LONGFIELD ROAD | - | TUNBRIDGE WELLS | KE | TN2 3UE | 2024-03-08 | 2.4 | 1 | At any time | TUNBRIDGE WELLS NORTH WTW | longfield road | Oil and Grease | - | 200 | mg/l | 31.2 | Vehicle and plant washing (Low Impact) | Sussex East | vehicle washing | Sale of new and used vehicles. Repair of vehicles | Consent | TUNBRIDGE WELLS NORTH GRAVITY
18218 | 1 | Low Risk Consent | Arden Tunbridge Wells Limited | C/O Porsche Centre Colchester Auto Way | Ipswich Road | Colchester | Essex |  | CO4 9HA | SITE BMW/MINI SHOWROOMS | LONGFIELD ROAD | - | TUNBRIDGE WELLS | KE | TN2 3UE | 2024-03-08 | 2.4 | 1 | At any time | TUNBRIDGE WELLS NORTH WTW | longfield road | pH | 6 | 10 | pH Units | 31.2 | Vehicle and plant washing (Low Impact) | Sussex East | vehicle washing | Sale of new and used vehicles. Repair of vehicles | Consent | TUNBRIDGE WELLS NORTH GRAVITY
18218 | 1 | Low Risk Consent | Arden Tunbridge Wells Limited | C/O Porsche Centre Colchester Auto Way | Ipswich Road | Colchester | Essex |  | CO4 9HA | SITE BMW/MINI SHOWROOMS | LONGFIELD ROAD | - | TUNBRIDGE WELLS | KE | TN2 3UE | 2024-03-08 | 2.4 | 1 | At any time | TUNBRIDGE WELLS NORTH WTW | longfield road | Phosphorus Total | - | 15 | ug/l | 31.2 | Vehicle and plant washing (Low Impact) | Sussex East | vehicle washing | Sale of new and used vehicles. Repair of vehicles | Consent | TUNBRIDGE WELLS NORTH GRAVITY
18218 | 1 | Low Risk Consent | Arden Tunbridge Wells Limited | C/O Porsche Centre Colchester Auto Way | Ipswich Road | Colchester | Essex |  | CO4 9HA | SITE BMW/MINI SHOWROOMS | LONGFIELD ROAD | - | TUNBRIDGE WELLS | KE | TN2 3UE | 2024-03-08 | 2.4 | 1 | At any time | TUNBRIDGE WELLS NORTH WTW | longfield road | Solids Suspended 105 Degrees C | - | 400 | mg/l | 31.2 | Vehicle and plant washing (Low Impact) | Sussex East | vehicle washing | Sale of new and used vehicles. Repair of vehicles | Consent | TUNBRIDGE WELLS NORTH GRAVITY
18218 | 1 | Low Risk Consent | Arden Tunbridge Wells Limited | C/O Porsche Centre Colchester Auto Way | Ipswich Road | Colchester | Essex |  | CO4 9HA | SITE BMW/MINI SHOWROOMS | LONGFIELD ROAD | - | TUNBRIDGE WELLS | KE | TN2 3UE | 2024-03-08 | 2.4 | 1 | At any time | TUNBRIDGE WELLS NORTH WTW | longfield road | Sulphate as S04 | - | 500 | mg/l | 31.2 | Vehicle and plant washing (Low Impact) | Sussex East | vehicle washing | Sale of new and used vehicles. Repair of vehicles | Consent | TUNBRIDGE WELLS NORTH GRAVITY
18220 | 1 | Low Risk Consent | Maidstone and Tunbridge Wells NHS Trust | Maidstone Hospital | Hermitage Lane |  | Maidstone |  | ME16 9QQ |  | MAIDSTONE HOSPITAL | - | MAIDSTONE | KE | ME16 9PA | 2024-03-25 | 0.5 | 7 | At all times | AYLESFORD WTW | Freshland Road | Chemical Oxygen Demand Shaken as 0 | - | 800 | mg/l | 39.2 | Boiler blowdown | Kent West | Boiler Blow Down | Acute Hospital | Consent | CASTLE ROAD ALLINGTON WPS
18220 | 1 | Low Risk Consent | Maidstone and Tunbridge Wells NHS Trust | Maidstone Hospital | Hermitage Lane |  | Maidstone |  | ME16 9QQ |  | MAIDSTONE HOSPITAL | - | MAIDSTONE | KE | ME16 9PA | 2024-03-25 | 0.5 | 7 | At all times | AYLESFORD WTW | Freshland Road | Nitrogen Ammoniacal as N | - | 35 | mg/l | 39.2 | Boiler blowdown | Kent West | Boiler Blow Down | Acute Hospital | Consent | CASTLE ROAD ALLINGTON WPS
18220 | 1 | Low Risk Consent | Maidstone and Tunbridge Wells NHS Trust | Maidstone Hospital | Hermitage Lane |  | Maidstone |  | ME16 9QQ |  | MAIDSTONE HOSPITAL | - | MAIDSTONE | KE | ME16 9PA | 2024-03-25 | 0.5 | 7 | At all times | AYLESFORD WTW | Freshland Road | pH | 6 | 10 | pH Units | 39.2 | Boiler blowdown | Kent West | Boiler Blow Down | Acute Hospital | Consent | CASTLE ROAD ALLINGTON WPS
18220 | 1 | Low Risk Consent | Maidstone and Tunbridge Wells NHS Trust | Maidstone Hospital | Hermitage Lane |  | Maidstone |  | ME16 9QQ |  | MAIDSTONE HOSPITAL | - | MAIDSTONE | KE | ME16 9PA | 2024-03-25 | 0.5 | 7 | At all times | AYLESFORD WTW | Freshland Road | Phosphorus Total | - | 15 | ug/l | 39.2 | Boiler blowdown | Kent West | Boiler Blow Down | Acute Hospital | Consent | CASTLE ROAD ALLINGTON WPS
18220 | 1 | Low Risk Consent | Maidstone and Tunbridge Wells NHS Trust | Maidstone Hospital | Hermitage Lane |  | Maidstone |  | ME16 9QQ |  | MAIDSTONE HOSPITAL | - | MAIDSTONE | KE | ME16 9PA | 2024-03-25 | 0.5 | 7 | At all times | AYLESFORD WTW | Freshland Road | Solids Suspended 105 Degrees C | - | 400 | mg/l | 39.2 | Boiler blowdown | Kent West | Boiler Blow Down | Acute Hospital | Consent | CASTLE ROAD ALLINGTON WPS
18220 | 1 | Low Risk Consent | Maidstone and Tunbridge Wells NHS Trust | Maidstone Hospital | Hermitage Lane |  | Maidstone |  | ME16 9QQ |  | MAIDSTONE HOSPITAL | - | MAIDSTONE | KE | ME16 9PA | 2024-03-25 | 0.5 | 7 | At all times | AYLESFORD WTW | Freshland Road | Sulphate as S04 | - | 500 | mg/l | 39.2 | Boiler blowdown | Kent West | Boiler Blow Down | Acute Hospital | Consent | CASTLE ROAD ALLINGTON WPS
18221 | 3 | Tier 1 Consent | Biffa Waste Services Limited |  | Coronation Road | Cressex | High Wycombe | Buckinghamshire | HP12 3TZ | HOUSEHOLD WASTE RECYCLING CENTRE | DOMINION WAY | - | WORTHING | SW | BN14 8NW | 2024-04-11 | 125 | 12 | at all times | EAST WORTHING WTW | Dominion Road via Willowbrook Road Worthing WPS | Chemical Oxygen Demand Shaken as 0 | - | 1500 | mg/l | 40.1 | Rainwater and surface water run-off (Medium Impact). Fire fighting foam training | Sussex West | Contaminated surface water from household recycling waste bays | Waste management activities | Consent | WILLOWBROOK ROAD WORTHING WPS
18221 | 3 | Tier 1 Consent | Biffa Waste Services Limited |  | Coronation Road | Cressex | High Wycombe | Buckinghamshire | HP12 3TZ | HOUSEHOLD WASTE RECYCLING CENTRE | DOMINION WAY | - | WORTHING | SW | BN14 8NW | 2024-04-11 | 125 | 12 | at all times | EAST WORTHING WTW | Dominion Road via Willowbrook Road Worthing WPS | Nitrogen Ammoniacal as N | - | 35 | mg/l | 40.1 | Rainwater and surface water run-off (Medium Impact). Fire fighting foam training | Sussex West | Contaminated surface water from household recycling waste bays | Waste management activities | Consent | WILLOWBROOK ROAD WORTHING WPS
18221 | 3 | Tier 1 Consent | Biffa Waste Services Limited |  | Coronation Road | Cressex | High Wycombe | Buckinghamshire | HP12 3TZ | HOUSEHOLD WASTE RECYCLING CENTRE | DOMINION WAY | - | WORTHING | SW | BN14 8NW | 2024-04-11 | 125 | 12 | at all times | EAST WORTHING WTW | Dominion Road via Willowbrook Road Worthing WPS | pH | 6 | 10 | pH Units | 40.1 | Rainwater and surface water run-off (Medium Impact). Fire fighting foam training | Sussex West | Contaminated surface water from household recycling waste bays | Waste management activities | Consent | WILLOWBROOK ROAD WORTHING WPS
18221 | 3 | Tier 1 Consent | Biffa Waste Services Limited |  | Coronation Road | Cressex | High Wycombe | Buckinghamshire | HP12 3TZ | HOUSEHOLD WASTE RECYCLING CENTRE | DOMINION WAY | - | WORTHING | SW | BN14 8NW | 2024-04-11 | 125 | 12 | at all times | EAST WORTHING WTW | Dominion Road via Willowbrook Road Worthing WPS | Solids Suspended 105 Degrees C | - | 1000 | mg/l | 40.1 | Rainwater and surface water run-off (Medium Impact). Fire fighting foam training | Sussex West | Contaminated surface water from household recycling waste bays | Waste management activities | Consent | WILLOWBROOK ROAD WORTHING WPS
18221 | 3 | Tier 1 Consent | Biffa Waste Services Limited |  | Coronation Road | Cressex | High Wycombe | Buckinghamshire | HP12 3TZ | HOUSEHOLD WASTE RECYCLING CENTRE | DOMINION WAY | - | WORTHING | SW | BN14 8NW | 2024-04-11 | 125 | 12 | at all times | EAST WORTHING WTW | Dominion Road via Willowbrook Road Worthing WPS | Sulphate as S04 | - | 1000 | mg/l | 40.1 | Rainwater and surface water run-off (Medium Impact). Fire fighting foam training | Sussex West | Contaminated surface water from household recycling waste bays | Waste management activities | Consent | WILLOWBROOK ROAD WORTHING WPS
18221 | 3 | Tier 1 Consent | Biffa Waste Services Limited |  | Coronation Road | Cressex | High Wycombe | Buckinghamshire | HP12 3TZ | HOUSEHOLD WASTE RECYCLING CENTRE | DOMINION WAY | - | WORTHING | SW | BN14 8NW | 2024-04-11 | 125 | 12 | at all times | EAST WORTHING WTW | Dominion Road via Willowbrook Road Worthing WPS | Sulphide as S | - | 1 | mg/l | 40.1 | Rainwater and surface water run-off (Medium Impact). Fire fighting foam training | Sussex West | Contaminated surface water from household recycling waste bays | Waste management activities | Consent | WILLOWBROOK ROAD WORTHING WPS
18222 | 3 | Tier 1 Consent | Biffa Waste Services Limited |  | Coronation Road | Cressex | High Wycombe | Buckinghamshire | HP12 3TZ | FORD MATERIAL RECYCLING FACILITY | FORD ROAD | - | FORD | SW | BN18 0FL | 2024-04-11 | 125 | 8 | at all times | FORD WTW | Ford road | Chemical Oxygen Demand Shaken as 0 | - | 1500 | mg/l | 40.1 | Rainwater and surface water run-off (Medium Impact). Fire fighting foam training | Sussex West | contaminated surface water from material recycling storage yard and washing of mobile plant | Waste management activities | Consent | FORD WPS
18222 | 3 | Tier 1 Consent | Biffa Waste Services Limited |  | Coronation Road | Cressex | High Wycombe | Buckinghamshire | HP12 3TZ | FORD MATERIAL RECYCLING FACILITY | FORD ROAD | - | FORD | SW | BN18 0FL | 2024-04-11 | 125 | 8 | at all times | FORD WTW | Ford road | Nitrogen Ammoniacal as N | - | 35 | mg/l | 40.1 | Rainwater and surface water run-off (Medium Impact). Fire fighting foam training | Sussex West | contaminated surface water from material recycling storage yard and washing of mobile plant | Waste management activities | Consent | FORD WPS
18222 | 3 | Tier 1 Consent | Biffa Waste Services Limited |  | Coronation Road | Cressex | High Wycombe | Buckinghamshire | HP12 3TZ | FORD MATERIAL RECYCLING FACILITY | FORD ROAD | - | FORD | SW | BN18 0FL | 2024-04-11 | 125 | 8 | at all times | FORD WTW | Ford road | Oil and Grease | - | 200 | mg/l | 40.1 | Rainwater and surface water run-off (Medium Impact). Fire fighting foam training | Sussex West | contaminated surface water from material recycling storage yard and washing of mobile plant | Waste management activities | Consent | FORD WPS
18222 | 3 | Tier 1 Consent | Biffa Waste Services Limited |  | Coronation Road | Cressex | High Wycombe | Buckinghamshire | HP12 3TZ | FORD MATERIAL RECYCLING FACILITY | FORD ROAD | - | FORD | SW | BN18 0FL | 2024-04-11 | 125 | 8 | at all times | FORD WTW | Ford road | pH | 6 | 10 | pH Units | 40.1 | Rainwater and surface water run-off (Medium Impact). Fire fighting foam training | Sussex West | contaminated surface water from material recycling storage yard and washing of mobile plant | Waste management activities | Consent | FORD WPS
18222 | 3 | Tier 1 Consent | Biffa Waste Services Limited |  | Coronation Road | Cressex | High Wycombe | Buckinghamshire | HP12 3TZ | FORD MATERIAL RECYCLING FACILITY | FORD ROAD | - | FORD | SW | BN18 0FL | 2024-04-11 | 125 | 8 | at all times | FORD WTW | Ford road | Solids Suspended 105 Degrees C | - | 1000 | mg/l | 40.1 | Rainwater and surface water run-off (Medium Impact). Fire fighting foam training | Sussex West | contaminated surface water from material recycling storage yard and washing of mobile plant | Waste management activities | Consent | FORD WPS
18222 | 3 | Tier 1 Consent | Biffa Waste Services Limited |  | Coronation Road | Cressex | High Wycombe | Buckinghamshire | HP12 3TZ | FORD MATERIAL RECYCLING FACILITY | FORD ROAD | - | FORD | SW | BN18 0FL | 2024-04-11 | 125 | 8 | at all times | FORD WTW | Ford road | Sulphate as S04 | - | 1000 | mg/l | 40.1 | Rainwater and surface water run-off (Medium Impact). Fire fighting foam training | Sussex West | contaminated surface water from material recycling storage yard and washing of mobile plant | Waste management activities | Consent | FORD WPS
18222 | 3 | Tier 1 Consent | Biffa Waste Services Limited |  | Coronation Road | Cressex | High Wycombe | Buckinghamshire | HP12 3TZ | FORD MATERIAL RECYCLING FACILITY | FORD ROAD | - | FORD | SW | BN18 0FL | 2024-04-11 | 125 | 8 | at all times | FORD WTW | Ford road | Sulphide as S | - | 1 | mg/l | 40.1 | Rainwater and surface water run-off (Medium Impact). Fire fighting foam training | Sussex West | contaminated surface water from material recycling storage yard and washing of mobile plant | Waste management activities | Consent | FORD WPS
18223 | 4 | Tier 1 Consent | Biffa Waste Services Limited |  | Coronation Road | Cressex | High Wycombe | Buckinghamshire | HP12 3TZ | Burgess Hill HWRC and Waste Transfer Station | Fairbridge Way |  | BURGESS HILL | SW | RH15 8AR | 2024-04-11 | 82 | 12 | at all times | GODDARDS GREEN WTW | Fairbridge Way | Chemical Oxygen Demand Shaken as 0 | - | 1500 | mg/l | 40.1 | Rainwater and surface water run-off (Medium Impact). Fire fighting foam training | Sussex West | Contaminated surface water from household recycling waste bays, road sweeping bay and vehicle washing | Waste Management Activities | Consent | FAIRPLACE HILL BURGESS HILL WPS
18223 | 4 | Tier 1 Consent | Biffa Waste Services Limited |  | Coronation Road | Cressex | High Wycombe | Buckinghamshire | HP12 3TZ | Burgess Hill HWRC and Waste Transfer Station | Fairbridge Way |  | BURGESS HILL | SW | RH15 8AR | 2024-04-11 | 82 | 12 | at all times | GODDARDS GREEN WTW | Fairbridge Way | Nitrogen Ammoniacal as N | - | 35 | mg/l | 40.1 | Rainwater and surface water run-off (Medium Impact). Fire fighting foam training | Sussex West | Contaminated surface water from household recycling waste bays, road sweeping bay and vehicle washing | Waste Management Activities | Consent | FAIRPLACE HILL BURGESS HILL WPS
18223 | 4 | Tier 1 Consent | Biffa Waste Services Limited |  | Coronation Road | Cressex | High Wycombe | Buckinghamshire | HP12 3TZ | Burgess Hill HWRC and Waste Transfer Station | Fairbridge Way |  | BURGESS HILL | SW | RH15 8AR | 2024-04-11 | 82 | 12 | at all times | GODDARDS GREEN WTW | Fairbridge Way | Oil and Grease | - | 200 | mg/l | 40.1 | Rainwater and surface water run-off (Medium Impact). Fire fighting foam training | Sussex West | Contaminated surface water from household recycling waste bays, road sweeping bay and vehicle washing | Waste Management Activities | Consent | FAIRPLACE HILL BURGESS HILL WPS
18223 | 4 | Tier 1 Consent | Biffa Waste Services Limited |  | Coronation Road | Cressex | High Wycombe | Buckinghamshire | HP12 3TZ | Burgess Hill HWRC and Waste Transfer Station | Fairbridge Way |  | BURGESS HILL | SW | RH15 8AR | 2024-04-11 | 82 | 12 | at all times | GODDARDS GREEN WTW | Fairbridge Way | pH | 6 | 10 | pH Units | 40.1 | Rainwater and surface water run-off (Medium Impact). Fire fighting foam training | Sussex West | Contaminated surface water from household recycling waste bays, road sweeping bay and vehicle washing | Waste Management Activities | Consent | FAIRPLACE HILL BURGESS HILL WPS
18223 | 4 | Tier 1 Consent | Biffa Waste Services Limited |  | Coronation Road | Cressex | High Wycombe | Buckinghamshire | HP12 3TZ | Burgess Hill HWRC and Waste Transfer Station | Fairbridge Way |  | BURGESS HILL | SW | RH15 8AR | 2024-04-11 | 82 | 12 | at all times | GODDARDS GREEN WTW | Fairbridge Way | Solids Suspended 105 Degrees C | - | 1000 | mg/l | 40.1 | Rainwater and surface water run-off (Medium Impact). Fire fighting foam training | Sussex West | Contaminated surface water from household recycling waste bays, road sweeping bay and vehicle washing | Waste Management Activities | Consent | FAIRPLACE HILL BURGESS HILL WPS
18223 | 4 | Tier 1 Consent | Biffa Waste Services Limited |  | Coronation Road | Cressex | High Wycombe | Buckinghamshire | HP12 3TZ | Burgess Hill HWRC and Waste Transfer Station | Fairbridge Way |  | BURGESS HILL | SW | RH15 8AR | 2024-04-11 | 82 | 12 | at all times | GODDARDS GREEN WTW | Fairbridge Way | Sulphate as S04 | - | 1000 | mg/l | 40.1 | Rainwater and surface water run-off (Medium Impact). Fire fighting foam training | Sussex West | Contaminated surface water from household recycling waste bays, road sweeping bay and vehicle washing | Waste Management Activities | Consent | FAIRPLACE HILL BURGESS HILL WPS
18223 | 4 | Tier 1 Consent | Biffa Waste Services Limited |  | Coronation Road | Cressex | High Wycombe | Buckinghamshire | HP12 3TZ | Burgess Hill HWRC and Waste Transfer Station | Fairbridge Way |  | BURGESS HILL | SW | RH15 8AR | 2024-04-11 | 82 | 12 | at all times | GODDARDS GREEN WTW | Fairbridge Way | Sulphide as S | - | 1 | mg/l | 40.1 | Rainwater and surface water run-off (Medium Impact). Fire fighting foam training | Sussex West | Contaminated surface water from household recycling waste bays, road sweeping bay and vehicle washing | Waste Management Activities | Consent | FAIRPLACE HILL BURGESS HILL WPS
18224 | 2 | Tier 2 Consent | Biffa Waste Services Limited |  | Coronation Road | Cressex | High Wycombe | Buckinghamshire | HP12 3TZ | 9 LAKESVIEW INT BUSINESS PARK | STONE WAY | - | CANTERBURY | KE | CT3 4GP | 2024-03-20 | 5 | 1 | At all times | WESTBERE WTW | Island Road | Chemical Oxygen Demand Shaken as 0 | - | 800 | mg/l | 31.3 | Vehicle and plant washing (Low Impact) | Kent East | Jet washing of vehicles | Vehicle Depot | Consent | -
18224 | 2 | Tier 2 Consent | Biffa Waste Services Limited |  | Coronation Road | Cressex | High Wycombe | Buckinghamshire | HP12 3TZ | 9 LAKESVIEW INT BUSINESS PARK | STONE WAY | - | CANTERBURY | KE | CT3 4GP | 2024-03-20 | 5 | 1 | At all times | WESTBERE WTW | Island Road | Oil and Grease | - | 200 | mg/l | 31.3 | Vehicle and plant washing (Low Impact) | Kent East | Jet washing of vehicles | Vehicle Depot | Consent | -
18224 | 2 | Tier 2 Consent | Biffa Waste Services Limited |  | Coronation Road | Cressex | High Wycombe | Buckinghamshire | HP12 3TZ | 9 LAKESVIEW INT BUSINESS PARK | STONE WAY | - | CANTERBURY | KE | CT3 4GP | 2024-03-20 | 5 | 1 | At all times | WESTBERE WTW | Island Road | pH | 6 | 10 | pH Units | 31.3 | Vehicle and plant washing (Low Impact) | Kent East | Jet washing of vehicles | Vehicle Depot | Consent | -
18224 | 2 | Tier 2 Consent | Biffa Waste Services Limited |  | Coronation Road | Cressex | High Wycombe | Buckinghamshire | HP12 3TZ | 9 LAKESVIEW INT BUSINESS PARK | STONE WAY | - | CANTERBURY | KE | CT3 4GP | 2024-03-20 | 5 | 1 | At all times | WESTBERE WTW | Island Road | Solids Suspended 105 Degrees C | - | 400 | mg/l | 31.3 | Vehicle and plant washing (Low Impact) | Kent East | Jet washing of vehicles | Vehicle Depot | Consent | -
18224 | 2 | Tier 2 Consent | Biffa Waste Services Limited |  | Coronation Road | Cressex | High Wycombe | Buckinghamshire | HP12 3TZ | 9 LAKESVIEW INT BUSINESS PARK | STONE WAY | - | CANTERBURY | KE | CT3 4GP | 2024-03-20 | 5 | 1 | At all times | WESTBERE WTW | Island Road | Sulphate as S04 | - | 500 | mg/l | 31.3 | Vehicle and plant washing (Low Impact) | Kent East | Jet washing of vehicles | Vehicle Depot | Consent | -
18226 | 4 | Tier 1 Consent | Adar Chocolates Limited | Mackley Industrial Estate Road | Henfield Road | Small Dole | Henfield |  | BN5 9XR | MACKLEY INDUSTRIAL ESTATE UNIT 3 | HENFIELD ROAD |  | SMALL DOLE | SW | BN5 9XR | 2024-04-03 | 0.4 | 1 | at all times | SMALL DOLE WTW | Henfield Road | Chemical Oxygen Demand Shaken as 0 | - | 8000 | mg/l | 9.1 | Food/drink processing - high sugar/prepared meals | Sussex West | Washing of equipment/utensils used in the manufacture of chocolate | Manufacture of chocolate | Discontinuation | -
18226 | 4 | Tier 1 Consent | Adar Chocolates Limited | Mackley Industrial Estate Road | Henfield Road | Small Dole | Henfield |  | BN5 9XR | MACKLEY INDUSTRIAL ESTATE UNIT 3 | HENFIELD ROAD |  | SMALL DOLE | SW | BN5 9XR | 2024-04-03 | 0.4 | 1 | at all times | SMALL DOLE WTW | Henfield Road | Nitrogen Ammoniacal as N | - | 15 | mg/l | 9.1 | Food/drink processing - high sugar/prepared meals | Sussex West | Washing of equipment/utensils used in the manufacture of chocolate | Manufacture of chocolate | Discontinuation | -
18226 | 4 | Tier 1 Consent | Adar Chocolates Limited | Mackley Industrial Estate Road | Henfield Road | Small Dole | Henfield |  | BN5 9XR | MACKLEY INDUSTRIAL ESTATE UNIT 3 | HENFIELD ROAD |  | SMALL DOLE | SW | BN5 9XR | 2024-04-03 | 0.4 | 1 | at all times | SMALL DOLE WTW | Henfield Road | Oil and Grease | - | 200 | mg/l | 9.1 | Food/drink processing - high sugar/prepared meals | Sussex West | Washing of equipment/utensils used in the manufacture of chocolate | Manufacture of chocolate | Discontinuation | -
18226 | 4 | Tier 1 Consent | Adar Chocolates Limited | Mackley Industrial Estate Road | Henfield Road | Small Dole | Henfield |  | BN5 9XR | MACKLEY INDUSTRIAL ESTATE UNIT 3 | HENFIELD ROAD |  | SMALL DOLE | SW | BN5 9XR | 2024-04-03 | 0.4 | 1 | at all times | SMALL DOLE WTW | Henfield Road | pH Limit | 6 | 10 |  | 9.1 | Food/drink processing - high sugar/prepared meals | Sussex West | Washing of equipment/utensils used in the manufacture of chocolate | Manufacture of chocolate | Discontinuation | -
18226 | 4 | Tier 1 Consent | Adar Chocolates Limited | Mackley Industrial Estate Road | Henfield Road | Small Dole | Henfield |  | BN5 9XR | MACKLEY INDUSTRIAL ESTATE UNIT 3 | HENFIELD ROAD |  | SMALL DOLE | SW | BN5 9XR | 2024-04-03 | 0.4 | 1 | at all times | SMALL DOLE WTW | Henfield Road | Solids Suspended 105 Degrees C | - | 1500 | mg/l | 9.1 | Food/drink processing - high sugar/prepared meals | Sussex West | Washing of equipment/utensils used in the manufacture of chocolate | Manufacture of chocolate | Discontinuation | -
18227 | 1 | Tier 2 Consent | Moreco Group Limited | Second Floor Park View | Riverside Way |  | Camberley |  | GU15 3YL | PYSONS ROAD INDUSTRIAL ESTATE UNIT 11 | LYSANDER CLOSE | - | BROADSTAIRS | KE | CT10 2YJ | 2024-03-20 | 2 | 0.5 | At all times | WEATHERLEES HILL A WTW | Hopes Lane | Chemical Oxygen Demand Shaken as 0 | - | 800 | mg/l | 31.3 | Vehicle and plant washing (Low Impact) | Kent East | Jet washing of vehicles | Doorstep milk delivery | Consent | MILITARY ROAD RAMSGATE WPS
18227 | 1 | Tier 2 Consent | Moreco Group Limited | Second Floor Park View | Riverside Way |  | Camberley |  | GU15 3YL | PYSONS ROAD INDUSTRIAL ESTATE UNIT 11 | LYSANDER CLOSE | - | BROADSTAIRS | KE | CT10 2YJ | 2024-03-20 | 2 | 0.5 | At all times | WEATHERLEES HILL A WTW | Hopes Lane | Oil and Grease | - | 200 | mg/l | 31.3 | Vehicle and plant washing (Low Impact) | Kent East | Jet washing of vehicles | Doorstep milk delivery | Consent | MILITARY ROAD RAMSGATE WPS
18227 | 1 | Tier 2 Consent | Moreco Group Limited | Second Floor Park View | Riverside Way |  | Camberley |  | GU15 3YL | PYSONS ROAD INDUSTRIAL ESTATE UNIT 11 | LYSANDER CLOSE | - | BROADSTAIRS | KE | CT10 2YJ | 2024-03-20 | 2 | 0.5 | At all times | WEATHERLEES HILL A WTW | Hopes Lane | pH | 6 | 10 | pH Units | 31.3 | Vehicle and plant washing (Low Impact) | Kent East | Jet washing of vehicles | Doorstep milk delivery | Consent | MILITARY ROAD RAMSGATE WPS
18227 | 1 | Tier 2 Consent | Moreco Group Limited | Second Floor Park View | Riverside Way |  | Camberley |  | GU15 3YL | PYSONS ROAD INDUSTRIAL ESTATE UNIT 11 | LYSANDER CLOSE | - | BROADSTAIRS | KE | CT10 2YJ | 2024-03-20 | 2 | 0.5 | At all times | WEATHERLEES HILL A WTW | Hopes Lane | Solids Suspended 105 Degrees C | - | 400 | mg/l | 31.3 | Vehicle and plant washing (Low Impact) | Kent East | Jet washing of vehicles | Doorstep milk delivery | Consent | MILITARY ROAD RAMSGATE WPS
18227 | 1 | Tier 2 Consent | Moreco Group Limited | Second Floor Park View | Riverside Way |  | Camberley |  | GU15 3YL | PYSONS ROAD INDUSTRIAL ESTATE UNIT 11 | LYSANDER CLOSE | - | BROADSTAIRS | KE | CT10 2YJ | 2024-03-20 | 2 | 0.5 | At all times | WEATHERLEES HILL A WTW | Hopes Lane | Sulphate as S04 | - | 500 | mg/l | 31.3 | Vehicle and plant washing (Low Impact) | Kent East | Jet washing of vehicles | Doorstep milk delivery | Consent | MILITARY ROAD RAMSGATE WPS
18228 | 1 | Tier 2 Consent | T G Convenience Stores Limited | 3c Twyford Court | High Street | Dunmow | Essex |  | CM6 1AE | PARKWOOD SERVICE STATION | SUTTON ROAD | - | MAIDSTONE | KE | ME15 8RB | 2024-03-06 | 8 | 1 | At all times | AYLESFORD WTW | Sutton Road | Chemical Oxygen Demand Shaken as 0 | - | 800 | mg/l | 31.3 | Vehicle and plant washing (Low Impact) | Kent West | Vehicle washing. | Fuel station and vehicle valeting | Consent | CASTLE ROAD ALLINGTON WPS
18228 | 1 | Tier 2 Consent | T G Convenience Stores Limited | 3c Twyford Court | High Street | Dunmow | Essex |  | CM6 1AE | PARKWOOD SERVICE STATION | SUTTON ROAD | - | MAIDSTONE | KE | ME15 8RB | 2024-03-06 | 8 | 1 | At all times | AYLESFORD WTW | Sutton Road | Nitrogen Ammoniacal as N | - | 15 | mg/l | 31.3 | Vehicle and plant washing (Low Impact) | Kent West | Vehicle washing. | Fuel station and vehicle valeting | Consent | CASTLE ROAD ALLINGTON WPS
18228 | 1 | Tier 2 Consent | T G Convenience Stores Limited | 3c Twyford Court | High Street | Dunmow | Essex |  | CM6 1AE | PARKWOOD SERVICE STATION | SUTTON ROAD | - | MAIDSTONE | KE | ME15 8RB | 2024-03-06 | 8 | 1 | At all times | AYLESFORD WTW | Sutton Road | Oil and Grease | - | 200 | mg/l | 31.3 | Vehicle and plant washing (Low Impact) | Kent West | Vehicle washing. | Fuel station and vehicle valeting | Consent | CASTLE ROAD ALLINGTON WPS
18228 | 1 | Tier 2 Consent | T G Convenience Stores Limited | 3c Twyford Court | High Street | Dunmow | Essex |  | CM6 1AE | PARKWOOD SERVICE STATION | SUTTON ROAD | - | MAIDSTONE | KE | ME15 8RB | 2024-03-06 | 8 | 1 | At all times | AYLESFORD WTW | Sutton Road | pH | 6 | 10 | pH Units | 31.3 | Vehicle and plant washing (Low Impact) | Kent West | Vehicle washing. | Fuel station and vehicle valeting | Consent | CASTLE ROAD ALLINGTON WPS
18228 | 1 | Tier 2 Consent | T G Convenience Stores Limited | 3c Twyford Court | High Street | Dunmow | Essex |  | CM6 1AE | PARKWOOD SERVICE STATION | SUTTON ROAD | - | MAIDSTONE | KE | ME15 8RB | 2024-03-06 | 8 | 1 | At all times | AYLESFORD WTW | Sutton Road | Solids Suspended 105 Degrees C | - | 400 | mg/l | 31.3 | Vehicle and plant washing (Low Impact) | Kent West | Vehicle washing. | Fuel station and vehicle valeting | Consent | CASTLE ROAD ALLINGTON WPS
18228 | 1 | Tier 2 Consent | T G Convenience Stores Limited | 3c Twyford Court | High Street | Dunmow | Essex |  | CM6 1AE | PARKWOOD SERVICE STATION | SUTTON ROAD | - | MAIDSTONE | KE | ME15 8RB | 2024-03-06 | 8 | 1 | At all times | AYLESFORD WTW | Sutton Road | Sulphate as S04 | - | 500 | mg/l | 31.3 | Vehicle and plant washing (Low Impact) | Kent West | Vehicle washing. | Fuel station and vehicle valeting | Consent | CASTLE ROAD ALLINGTON WPS
18231 | 1 | Tier 2 Consent | Peregrine Retail Ltd | 10 | Bricket Road | St Albans | Hertfordshire |  | AL1 3JX | "PETROL STATION, HOGSWELL MEADOW" | THREE ELM LANE |  | TONBRIDGE | KE | TN11 0BD | 2024-03-13 | 8 | 1 | At all times | TONBRIDGE WTW | Foul sewer adjacent to Three Elm Lane | Chemical Oxygen Demand Shaken as 0 | - | 800 | mg/l | 31.3 | Vehicle and plant washing (Low Impact) | Kent West | Vehicle washing | Fuel station and vehicle valeting | Consent | PARKERS GREEN WPS
18231 | 1 | Tier 2 Consent | Peregrine Retail Ltd | 10 | Bricket Road | St Albans | Hertfordshire |  | AL1 3JX | "PETROL STATION, HOGSWELL MEADOW" | THREE ELM LANE |  | TONBRIDGE | KE | TN11 0BD | 2024-03-13 | 8 | 1 | At all times | TONBRIDGE WTW | Foul sewer adjacent to Three Elm Lane | Nitrogen Ammoniacal as N | - | 15 | mg/l | 31.3 | Vehicle and plant washing (Low Impact) | Kent West | Vehicle washing | Fuel station and vehicle valeting | Consent | PARKERS GREEN WPS
18231 | 1 | Tier 2 Consent | Peregrine Retail Ltd | 10 | Bricket Road | St Albans | Hertfordshire |  | AL1 3JX | "PETROL STATION, HOGSWELL MEADOW" | THREE ELM LANE |  | TONBRIDGE | KE | TN11 0BD | 2024-03-13 | 8 | 1 | At all times | TONBRIDGE WTW | Foul sewer adjacent to Three Elm Lane | Oil and Grease | - | 200 | mg/l | 31.3 | Vehicle and plant washing (Low Impact) | Kent West | Vehicle washing | Fuel station and vehicle valeting | Consent | PARKERS GREEN WPS
18231 | 1 | Tier 2 Consent | Peregrine Retail Ltd | 10 | Bricket Road | St Albans | Hertfordshire |  | AL1 3JX | "PETROL STATION, HOGSWELL MEADOW" | THREE ELM LANE |  | TONBRIDGE | KE | TN11 0BD | 2024-03-13 | 8 | 1 | At all times | TONBRIDGE WTW | Foul sewer adjacent to Three Elm Lane | pH | 6 | 10 | pH Units | 31.3 | Vehicle and plant washing (Low Impact) | Kent West | Vehicle washing | Fuel station and vehicle valeting | Consent | PARKERS GREEN WPS
18231 | 1 | Tier 2 Consent | Peregrine Retail Ltd | 10 | Bricket Road | St Albans | Hertfordshire |  | AL1 3JX | "PETROL STATION, HOGSWELL MEADOW" | THREE ELM LANE |  | TONBRIDGE | KE | TN11 0BD | 2024-03-13 | 8 | 1 | At all times | TONBRIDGE WTW | Foul sewer adjacent to Three Elm Lane | Solids Suspended 105 Degrees C | - | 400 | mg/l | 31.3 | Vehicle and plant washing (Low Impact) | Kent West | Vehicle washing | Fuel station and vehicle valeting | Consent | PARKERS GREEN WPS
18231 | 1 | Tier 2 Consent | Peregrine Retail Ltd | 10 | Bricket Road | St Albans | Hertfordshire |  | AL1 3JX | "PETROL STATION, HOGSWELL MEADOW" | THREE ELM LANE |  | TONBRIDGE | KE | TN11 0BD | 2024-03-13 | 8 | 1 | At all times | TONBRIDGE WTW | Foul sewer adjacent to Three Elm Lane | Sulphate as S04 | - | 500 | mg/l | 31.3 | Vehicle and plant washing (Low Impact) | Kent West | Vehicle washing | Fuel station and vehicle valeting | Consent | PARKERS GREEN WPS
18232 | 1 | Tier 2 Consent | Unity Brew Co Limited | First Floor Oxford House | 14-18 College Street |  | Southampton |  | SO14 3EJ | 23 | PRINCES STREET | - | SOUTHAMPTON |  | SO14 5RP | 2024-03-26 | 1 | 1 | At all times | MILLBROOK WTW | Princes Street | Chemical Oxygen Demand Shaken as 0 | 0 | 7000 | mg/l | 1.3 | Alcoholic beverages (Low Impact) | Hampshire West | Cleaning and sanitation of brewing equipment | Brewing and distribution of beer | Consent | MOUNT PLEASANT ROAD SOUTHAMPTON WPS
18232 | 1 | Tier 2 Consent | Unity Brew Co Limited | First Floor Oxford House | 14-18 College Street |  | Southampton |  | SO14 3EJ | 23 | PRINCES STREET | - | SOUTHAMPTON |  | SO14 5RP | 2024-03-26 | 1 | 1 | At all times | MILLBROOK WTW | Princes Street | Nitrogen Ammoniacal as N | 0 | 35 | mg/l | 1.3 | Alcoholic beverages (Low Impact) | Hampshire West | Cleaning and sanitation of brewing equipment | Brewing and distribution of beer | Consent | MOUNT PLEASANT ROAD SOUTHAMPTON WPS
18232 | 1 | Tier 2 Consent | Unity Brew Co Limited | First Floor Oxford House | 14-18 College Street |  | Southampton |  | SO14 3EJ | 23 | PRINCES STREET | - | SOUTHAMPTON |  | SO14 5RP | 2024-03-26 | 1 | 1 | At all times | MILLBROOK WTW | Princes Street | pH Limit | 6 | 10 |  | 1.3 | Alcoholic beverages (Low Impact) | Hampshire West | Cleaning and sanitation of brewing equipment | Brewing and distribution of beer | Consent | MOUNT PLEASANT ROAD SOUTHAMPTON WPS
18232 | 1 | Tier 2 Consent | Unity Brew Co Limited | First Floor Oxford House | 14-18 College Street |  | Southampton |  | SO14 3EJ | 23 | PRINCES STREET | - | SOUTHAMPTON |  | SO14 5RP | 2024-03-26 | 1 | 1 | At all times | MILLBROOK WTW | Princes Street | Solids Suspended 105 Degrees C | 0 | 1400 | mg/l | 1.3 | Alcoholic beverages (Low Impact) | Hampshire West | Cleaning and sanitation of brewing equipment | Brewing and distribution of beer | Consent | MOUNT PLEASANT ROAD SOUTHAMPTON WPS
18232 | 1 | Tier 2 Consent | Unity Brew Co Limited | First Floor Oxford House | 14-18 College Street |  | Southampton |  | SO14 3EJ | 23 | PRINCES STREET | - | SOUTHAMPTON |  | SO14 5RP | 2024-03-26 | 1 | 1 | At all times | MILLBROOK WTW | Princes Street | Sulphate as S04 | 0 | 500 | mg/l | 1.3 | Alcoholic beverages (Low Impact) | Hampshire West | Cleaning and sanitation of brewing equipment | Brewing and distribution of beer | Consent | MOUNT PLEASANT ROAD SOUTHAMPTON WPS
18234 | 1 | Low Risk Consent | F.P.T Industries Limited |  | Airport Service Road |  | Portsmouth |  | PO3 3PE | FACTORY | AIRPORT APPROACH ROAD | - | PORTSMOUTH | HA | PO3 5PE | 2024-04-04 | 5 | 2 | At all times | BUDDS FARM HAVANT WTW | Grid red 9002 Airport Service Road Portsmouth | Chemical Oxygen Demand Shaken as 0 | - | 800 | mg/l | 39.3 | Cooling tower bleed | Hampshire East | Equipment Cleaning, Boiler Blowdown and Cooling Tower Processes | Manufacture of fuel tanks and emergency flotation devices including manufacture of rubber and adhesives for aviation | Consent | ACKWORTH ROAD HILSEA WPS
18234 | 1 | Low Risk Consent | F.P.T Industries Limited |  | Airport Service Road |  | Portsmouth |  | PO3 3PE | FACTORY | AIRPORT APPROACH ROAD | - | PORTSMOUTH | HA | PO3 5PE | 2024-04-04 | 5 | 2 | At all times | BUDDS FARM HAVANT WTW | Grid red 9002 Airport Service Road Portsmouth | Chloride | - | 600 | mg/l | 39.3 | Cooling tower bleed | Hampshire East | Equipment Cleaning, Boiler Blowdown and Cooling Tower Processes | Manufacture of fuel tanks and emergency flotation devices including manufacture of rubber and adhesives for aviation | Consent | ACKWORTH ROAD HILSEA WPS
18234 | 1 | Low Risk Consent | F.P.T Industries Limited |  | Airport Service Road |  | Portsmouth |  | PO3 3PE | FACTORY | AIRPORT APPROACH ROAD | - | PORTSMOUTH | HA | PO3 5PE | 2024-04-04 | 5 | 2 | At all times | BUDDS FARM HAVANT WTW | Grid red 9002 Airport Service Road Portsmouth | Nitrogen Ammoniacal as N | - | 35 | mg/l | 39.3 | Cooling tower bleed | Hampshire East | Equipment Cleaning, Boiler Blowdown and Cooling Tower Processes | Manufacture of fuel tanks and emergency flotation devices including manufacture of rubber and adhesives for aviation | Consent | ACKWORTH ROAD HILSEA WPS
18234 | 1 | Low Risk Consent | F.P.T Industries Limited |  | Airport Service Road |  | Portsmouth |  | PO3 3PE | FACTORY | AIRPORT APPROACH ROAD | - | PORTSMOUTH | HA | PO3 5PE | 2024-04-04 | 5 | 2 | At all times | BUDDS FARM HAVANT WTW | Grid red 9002 Airport Service Road Portsmouth | Oil and Grease | - | 200 | mg/l | 39.3 | Cooling tower bleed | Hampshire East | Equipment Cleaning, Boiler Blowdown and Cooling Tower Processes | Manufacture of fuel tanks and emergency flotation devices including manufacture of rubber and adhesives for aviation | Consent | ACKWORTH ROAD HILSEA WPS
18234 | 1 | Low Risk Consent | F.P.T Industries Limited |  | Airport Service Road |  | Portsmouth |  | PO3 3PE | FACTORY | AIRPORT APPROACH ROAD | - | PORTSMOUTH | HA | PO3 5PE | 2024-04-04 | 5 | 2 | At all times | BUDDS FARM HAVANT WTW | Grid red 9002 Airport Service Road Portsmouth | Solids Suspended 105 Degrees C | - | 400 | mg/l | 39.3 | Cooling tower bleed | Hampshire East | Equipment Cleaning, Boiler Blowdown and Cooling Tower Processes | Manufacture of fuel tanks and emergency flotation devices including manufacture of rubber and adhesives for aviation | Consent | ACKWORTH ROAD HILSEA WPS
18236 | 1 | Tier 2 Consent | Huws Gray Limited | Head Office Industrial Estate | Llangefni |  | Wales |  | LL77 9JA | COASTAL BRICK AND BUILDING SUPPLIES | HONEYWOOD PARKWAY | - | DOVER | KE | CT16 3PT | 2024-04-11 | 4 | 0.2 | At all times | BROOMFIELD BANK WTW | Honeywood Parkway | Chemical Oxygen Demand Shaken as 0 | - | 800 | mg/l | 31.3 | Vehicle and plant washing (Low Impact) | Kent East | Jet wash of plant equipment and contaminated surface water from wash bay | Builders & timber merchant including hire of plant &equipment | Consent | HONEYWOOD INDUSTRIAL PARK DOVER WPS
18236 | 1 | Tier 2 Consent | Huws Gray Limited | Head Office Industrial Estate | Llangefni |  | Wales |  | LL77 9JA | COASTAL BRICK AND BUILDING SUPPLIES | HONEYWOOD PARKWAY | - | DOVER | KE | CT16 3PT | 2024-04-11 | 4 | 0.2 | At all times | BROOMFIELD BANK WTW | Honeywood Parkway | Oil and Grease | - | 200 | mg/l | 31.3 | Vehicle and plant washing (Low Impact) | Kent East | Jet wash of plant equipment and contaminated surface water from wash bay | Builders & timber merchant including hire of plant &equipment | Consent | HONEYWOOD INDUSTRIAL PARK DOVER WPS
18236 | 1 | Tier 2 Consent | Huws Gray Limited | Head Office Industrial Estate | Llangefni |  | Wales |  | LL77 9JA | COASTAL BRICK AND BUILDING SUPPLIES | HONEYWOOD PARKWAY | - | DOVER | KE | CT16 3PT | 2024-04-11 | 4 | 0.2 | At all times | BROOMFIELD BANK WTW | Honeywood Parkway | pH | 6 | 10 | pH Units | 31.3 | Vehicle and plant washing (Low Impact) | Kent East | Jet wash of plant equipment and contaminated surface water from wash bay | Builders & timber merchant including hire of plant &equipment | Consent | HONEYWOOD INDUSTRIAL PARK DOVER WPS
18236 | 1 | Tier 2 Consent | Huws Gray Limited | Head Office Industrial Estate | Llangefni |  | Wales |  | LL77 9JA | COASTAL BRICK AND BUILDING SUPPLIES | HONEYWOOD PARKWAY | - | DOVER | KE | CT16 3PT | 2024-04-11 | 4 | 0.2 | At all times | BROOMFIELD BANK WTW | Honeywood Parkway | Solids Suspended 105 Degrees C | - | 400 | mg/l | 31.3 | Vehicle and plant washing (Low Impact) | Kent East | Jet wash of plant equipment and contaminated surface water from wash bay | Builders & timber merchant including hire of plant &equipment | Consent | HONEYWOOD INDUSTRIAL PARK DOVER WPS
18236 | 1 | Tier 2 Consent | Huws Gray Limited | Head Office Industrial Estate | Llangefni |  | Wales |  | LL77 9JA | COASTAL BRICK AND BUILDING SUPPLIES | HONEYWOOD PARKWAY | - | DOVER | KE | CT16 3PT | 2024-04-11 | 4 | 0.2 | At all times | BROOMFIELD BANK WTW | Honeywood Parkway | Sulphate as S04 | - | 500 | mg/l | 31.3 | Vehicle and plant washing (Low Impact) | Kent East | Jet wash of plant equipment and contaminated surface water from wash bay | Builders & timber merchant including hire of plant &equipment | Consent | HONEYWOOD INDUSTRIAL PARK DOVER WPS
18237 | 4 | Tier 2 Consent | Faversham Laundry Limited |  | 29 Ashford Road |  | Faversham | Kent | ME13 8XN | 29 | ASHFORD ROAD | - | FAVERSHAM | KE | ME13 8XN | 2024-04-04 | 100 | 2.3 | At all times | FAVERSHAM WTW | Ashford Road | Chemical Oxygen Demand Shaken as 0 | - | 3000 | mg/l | 15.1 | Laundering (Large-scale) | Kent West | Cleaning of hotel, restaurant, hospital and light industrial linen and workwear | Commercial Laundry | Consent | ABBEYFIELDS FAVERSHAM WPS
18237 | 4 | Tier 2 Consent | Faversham Laundry Limited |  | 29 Ashford Road |  | Faversham | Kent | ME13 8XN | 29 | ASHFORD ROAD | - | FAVERSHAM | KE | ME13 8XN | 2024-04-04 | 100 | 2.3 | At all times | FAVERSHAM WTW | Ashford Road | Nitrogen Ammoniacal as N | - | 15 | mg/l | 15.1 | Laundering (Large-scale) | Kent West | Cleaning of hotel, restaurant, hospital and light industrial linen and workwear | Commercial Laundry | Consent | ABBEYFIELDS FAVERSHAM WPS
18237 | 4 | Tier 2 Consent | Faversham Laundry Limited |  | 29 Ashford Road |  | Faversham | Kent | ME13 8XN | 29 | ASHFORD ROAD | - | FAVERSHAM | KE | ME13 8XN | 2024-04-04 | 100 | 2.3 | At all times | FAVERSHAM WTW | Ashford Road | pH Limit | 6 | 10 |  | 15.1 | Laundering (Large-scale) | Kent West | Cleaning of hotel, restaurant, hospital and light industrial linen and workwear | Commercial Laundry | Consent | ABBEYFIELDS FAVERSHAM WPS
18237 | 4 | Tier 2 Consent | Faversham Laundry Limited |  | 29 Ashford Road |  | Faversham | Kent | ME13 8XN | 29 | ASHFORD ROAD | - | FAVERSHAM | KE | ME13 8XN | 2024-04-04 | 100 | 2.3 | At all times | FAVERSHAM WTW | Ashford Road | Phosphorus Total | - | 15 | ug/l | 15.1 | Laundering (Large-scale) | Kent West | Cleaning of hotel, restaurant, hospital and light industrial linen and workwear | Commercial Laundry | Consent | ABBEYFIELDS FAVERSHAM WPS
18237 | 4 | Tier 2 Consent | Faversham Laundry Limited |  | 29 Ashford Road |  | Faversham | Kent | ME13 8XN | 29 | ASHFORD ROAD | - | FAVERSHAM | KE | ME13 8XN | 2024-04-04 | 100 | 2.3 | At all times | FAVERSHAM WTW | Ashford Road | Solids Suspended 105 Degrees C | - | 800 | mg/l | 15.1 | Laundering (Large-scale) | Kent West | Cleaning of hotel, restaurant, hospital and light industrial linen and workwear | Commercial Laundry | Consent | ABBEYFIELDS FAVERSHAM WPS
18238 | 1 | Tier 2 Consent | Driveline Limited | C/O Marshall Volkswagen Milton Keynes | Greyfriars Court |  | Milton Keynes |  | MK10 0BN | MOTORLINE NISSAN | BIRCHOLT ROAD | - | MAIDSTONE | KE | ME15 9XY | 2024-04-15 | 3.5 | 1 | At all times | AYLESFORD WTW | Cuxton Road | Chemical Oxygen Demand Shaken as 0 | - | 800 | mg/l | 31.3 | Vehicle and plant washing (Low Impact) | Kent West | Vehicle washing | Vehicle sales and repair | Consent | CASTLE ROAD ALLINGTON WPS
18238 | 1 | Tier 2 Consent | Driveline Limited | C/O Marshall Volkswagen Milton Keynes | Greyfriars Court |  | Milton Keynes |  | MK10 0BN | MOTORLINE NISSAN | BIRCHOLT ROAD | - | MAIDSTONE | KE | ME15 9XY | 2024-04-15 | 3.5 | 1 | At all times | AYLESFORD WTW | Cuxton Road | Nitrogen Ammoniacal as N | - | 15 | mg/l | 31.3 | Vehicle and plant washing (Low Impact) | Kent West | Vehicle washing | Vehicle sales and repair | Consent | CASTLE ROAD ALLINGTON WPS
18238 | 1 | Tier 2 Consent | Driveline Limited | C/O Marshall Volkswagen Milton Keynes | Greyfriars Court |  | Milton Keynes |  | MK10 0BN | MOTORLINE NISSAN | BIRCHOLT ROAD | - | MAIDSTONE | KE | ME15 9XY | 2024-04-15 | 3.5 | 1 | At all times | AYLESFORD WTW | Cuxton Road | Oil and Grease | - | 200 | mg/l | 31.3 | Vehicle and plant washing (Low Impact) | Kent West | Vehicle washing | Vehicle sales and repair | Consent | CASTLE ROAD ALLINGTON WPS
18238 | 1 | Tier 2 Consent | Driveline Limited | C/O Marshall Volkswagen Milton Keynes | Greyfriars Court |  | Milton Keynes |  | MK10 0BN | MOTORLINE NISSAN | BIRCHOLT ROAD | - | MAIDSTONE | KE | ME15 9XY | 2024-04-15 | 3.5 | 1 | At all times | AYLESFORD WTW | Cuxton Road | pH | 6 | 10 | pH Units | 31.3 | Vehicle and plant washing (Low Impact) | Kent West | Vehicle washing | Vehicle sales and repair | Consent | CASTLE ROAD ALLINGTON WPS
18238 | 1 | Tier 2 Consent | Driveline Limited | C/O Marshall Volkswagen Milton Keynes | Greyfriars Court |  | Milton Keynes |  | MK10 0BN | MOTORLINE NISSAN | BIRCHOLT ROAD | - | MAIDSTONE | KE | ME15 9XY | 2024-04-15 | 3.5 | 1 | At all times | AYLESFORD WTW | Cuxton Road | Solids Suspended 105 Degrees C | - | 400 | mg/l | 31.3 | Vehicle and plant washing (Low Impact) | Kent West | Vehicle washing | Vehicle sales and repair | Consent | CASTLE ROAD ALLINGTON WPS
18238 | 1 | Tier 2 Consent | Driveline Limited | C/O Marshall Volkswagen Milton Keynes | Greyfriars Court |  | Milton Keynes |  | MK10 0BN | MOTORLINE NISSAN | BIRCHOLT ROAD | - | MAIDSTONE | KE | ME15 9XY | 2024-04-15 | 3.5 | 1 | At all times | AYLESFORD WTW | Cuxton Road | Sulphate as S04 | - | 500 | mg/l | 31.3 | Vehicle and plant washing (Low Impact) | Kent West | Vehicle washing | Vehicle sales and repair | Consent | CASTLE ROAD ALLINGTON WPS
18240 | 1 | Tier 2 Consent | Barclay & Mathieson Limited | 180 | Hardgate Road |  | Glasgow |  | G51 4TB | 1-5 | MILLEN ROAD |  | SITTINGBOURNE | KE | ME10 2AA | 2024-04-18 | 5 | 1 | At all times | SITTINGBOURNE WTW | Millen Road | Chemical Oxygen Demand Shaken as 0 | - | 800 | mg/l | 31.3 | Vehicle and plant washing (Low Impact) | Kent West | Vehicle washing. | Steel Stockholer | Consent | DIRECT TO WTW
18240 | 1 | Tier 2 Consent | Barclay & Mathieson Limited | 180 | Hardgate Road |  | Glasgow |  | G51 4TB | 1-5 | MILLEN ROAD |  | SITTINGBOURNE | KE | ME10 2AA | 2024-04-18 | 5 | 1 | At all times | SITTINGBOURNE WTW | Millen Road | Nitrogen Ammoniacal as N | - | 15 | mg/l | 31.3 | Vehicle and plant washing (Low Impact) | Kent West | Vehicle washing. | Steel Stockholer | Consent | DIRECT TO WTW
18240 | 1 | Tier 2 Consent | Barclay & Mathieson Limited | 180 | Hardgate Road |  | Glasgow |  | G51 4TB | 1-5 | MILLEN ROAD |  | SITTINGBOURNE | KE | ME10 2AA | 2024-04-18 | 5 | 1 | At all times | SITTINGBOURNE WTW | Millen Road | Oil and Grease | - | 200 | mg/l | 31.3 | Vehicle and plant washing (Low Impact) | Kent West | Vehicle washing. | Steel Stockholer | Consent | DIRECT TO WTW
18240 | 1 | Tier 2 Consent | Barclay & Mathieson Limited | 180 | Hardgate Road |  | Glasgow |  | G51 4TB | 1-5 | MILLEN ROAD |  | SITTINGBOURNE | KE | ME10 2AA | 2024-04-18 | 5 | 1 | At all times | SITTINGBOURNE WTW | Millen Road | pH | 6 | 10 | pH Units | 31.3 | Vehicle and plant washing (Low Impact) | Kent West | Vehicle washing. | Steel Stockholer | Consent | DIRECT TO WTW
18240 | 1 | Tier 2 Consent | Barclay & Mathieson Limited | 180 | Hardgate Road |  | Glasgow |  | G51 4TB | 1-5 | MILLEN ROAD |  | SITTINGBOURNE | KE | ME10 2AA | 2024-04-18 | 5 | 1 | At all times | SITTINGBOURNE WTW | Millen Road | Solids Suspended 105 Degrees C | - | 400 | mg/l | 31.3 | Vehicle and plant washing (Low Impact) | Kent West | Vehicle washing. | Steel Stockholer | Consent | DIRECT TO WTW
18240 | 1 | Tier 2 Consent | Barclay & Mathieson Limited | 180 | Hardgate Road |  | Glasgow |  | G51 4TB | 1-5 | MILLEN ROAD |  | SITTINGBOURNE | KE | ME10 2AA | 2024-04-18 | 5 | 1 | At all times | SITTINGBOURNE WTW | Millen Road | Sulphate as S04 | - | 500 | mg/l | 31.3 | Vehicle and plant washing (Low Impact) | Kent West | Vehicle washing. | Steel Stockholer | Consent | DIRECT TO WTW
18241 | 1 | Tier 2 Consent | Southampton Portswood Coffee Limited | Mettricks | 1 Guildhall Place |  | Southampton |  | SO14 7DU | 267-271 | PORTSWOOD ROAD | - | SOUTHAMPTON | HA | SO17 2LA | 2024-04-26 | 1 | 0.5 | At all times | PORTSWOOD WTW | Portswood Road | Chemical Oxygen Demand Shaken as 0 | 0 | 7000 | mg/l | 1.3 | Alcoholic beverages (Low Impact) | Hampshire West | Cleaning and sanitation of brewing equipment | Café, bar and brewery | Consent | MONKS BROOK SWAYTHLING WPS
18241 | 1 | Tier 2 Consent | Southampton Portswood Coffee Limited | Mettricks | 1 Guildhall Place |  | Southampton |  | SO14 7DU | 267-271 | PORTSWOOD ROAD | - | SOUTHAMPTON | HA | SO17 2LA | 2024-04-26 | 1 | 0.5 | At all times | PORTSWOOD WTW | Portswood Road | Nitrogen Ammoniacal as N | 0 | 35 | mg/l | 1.3 | Alcoholic beverages (Low Impact) | Hampshire West | Cleaning and sanitation of brewing equipment | Café, bar and brewery | Consent | MONKS BROOK SWAYTHLING WPS
18241 | 1 | Tier 2 Consent | Southampton Portswood Coffee Limited | Mettricks | 1 Guildhall Place |  | Southampton |  | SO14 7DU | 267-271 | PORTSWOOD ROAD | - | SOUTHAMPTON | HA | SO17 2LA | 2024-04-26 | 1 | 0.5 | At all times | PORTSWOOD WTW | Portswood Road | pH Limit | 6 | 10 |  | 1.3 | Alcoholic beverages (Low Impact) | Hampshire West | Cleaning and sanitation of brewing equipment | Café, bar and brewery | Consent | MONKS BROOK SWAYTHLING WPS
18241 | 1 | Tier 2 Consent | Southampton Portswood Coffee Limited | Mettricks | 1 Guildhall Place |  | Southampton |  | SO14 7DU | 267-271 | PORTSWOOD ROAD | - | SOUTHAMPTON | HA | SO17 2LA | 2024-04-26 | 1 | 0.5 | At all times | PORTSWOOD WTW | Portswood Road | Solids Suspended 105 Degrees C | 0 | 1400 | mg/l | 1.3 | Alcoholic beverages (Low Impact) | Hampshire West | Cleaning and sanitation of brewing equipment | Café, bar and brewery | Consent | MONKS BROOK SWAYTHLING WPS
18242 | 1 | Tier 1 Consent | Travis Perkins Trading Company Ltd | Lodgeway House | Lodgeway | Harlestone Road | Northampton |  | NN5 7UG | 43 | OLDLANDS WAY | - | BERSTED | SW | PO22 9SE | 2024-05-03 | 2 | 0.2 | at all times | FORD WTW | Steyning Way | Chemical Oxygen Demand Shaken as 0 | - | 800 | mg/l | 31.2 | Vehicle and plant washing (Low Impact) | Sussex West | Washing of tool hire equipment | Distribution of building materials | Consent | SOUTHERN CROSS BOGNOR B WPS
18242 | 1 | Tier 1 Consent | Travis Perkins Trading Company Ltd | Lodgeway House | Lodgeway | Harlestone Road | Northampton |  | NN5 7UG | 43 | OLDLANDS WAY | - | BERSTED | SW | PO22 9SE | 2024-05-03 | 2 | 0.2 | at all times | FORD WTW | Steyning Way | Nitrogen Ammoniacal as N | - | 10 | mg/l | 31.2 | Vehicle and plant washing (Low Impact) | Sussex West | Washing of tool hire equipment | Distribution of building materials | Consent | SOUTHERN CROSS BOGNOR B WPS
18242 | 1 | Tier 1 Consent | Travis Perkins Trading Company Ltd | Lodgeway House | Lodgeway | Harlestone Road | Northampton |  | NN5 7UG | 43 | OLDLANDS WAY | - | BERSTED | SW | PO22 9SE | 2024-05-03 | 2 | 0.2 | at all times | FORD WTW | Steyning Way | Oil and Grease | - | 200 | mg/l | 31.2 | Vehicle and plant washing (Low Impact) | Sussex West | Washing of tool hire equipment | Distribution of building materials | Consent | SOUTHERN CROSS BOGNOR B WPS
18242 | 1 | Tier 1 Consent | Travis Perkins Trading Company Ltd | Lodgeway House | Lodgeway | Harlestone Road | Northampton |  | NN5 7UG | 43 | OLDLANDS WAY | - | BERSTED | SW | PO22 9SE | 2024-05-03 | 2 | 0.2 | at all times | FORD WTW | Steyning Way | pH | 6 | 10 | pH Units | 31.2 | Vehicle and plant washing (Low Impact) | Sussex West | Washing of tool hire equipment | Distribution of building materials | Consent | SOUTHERN CROSS BOGNOR B WPS
18242 | 1 | Tier 1 Consent | Travis Perkins Trading Company Ltd | Lodgeway House | Lodgeway | Harlestone Road | Northampton |  | NN5 7UG | 43 | OLDLANDS WAY | - | BERSTED | SW | PO22 9SE | 2024-05-03 | 2 | 0.2 | at all times | FORD WTW | Steyning Way | Solids Suspended 105 Degrees C | - | 400 | mg/l | 31.2 | Vehicle and plant washing (Low Impact) | Sussex West | Washing of tool hire equipment | Distribution of building materials | Consent | SOUTHERN CROSS BOGNOR B WPS
18244 | 1 | Tier 2 Consent | Port Of London Authority | Port Of London Authority | Royal Pier Road | Gravesend | Kent |  | DA12 2BG | OFFICES OPP DENTON WHARF PROPS | MARK LANE | - | GRAVESEND | KE | DA12 2QD | 2024-05-03 | 6 | 1 | At all times | GRAVESEND WTW | Mark Lane | Chemical Oxygen Demand Shaken as 0 | - | 800 | mg/l | 31.3 | Vehicle and plant washing (Low Impact) | Kent West | Jet washing of vessels and hydroblasting of buoys and other navigational aids. | Rover navigational aids and vessel maintenance | Consent | DENTON WHARF WPS
18244 | 1 | Tier 2 Consent | Port Of London Authority | Port Of London Authority | Royal Pier Road | Gravesend | Kent |  | DA12 2BG | OFFICES OPP DENTON WHARF PROPS | MARK LANE | - | GRAVESEND | KE | DA12 2QD | 2024-05-03 | 6 | 1 | At all times | GRAVESEND WTW | Mark Lane | Nitrogen Ammoniacal as N | - | 15 | mg/l | 31.3 | Vehicle and plant washing (Low Impact) | Kent West | Jet washing of vessels and hydroblasting of buoys and other navigational aids. | Rover navigational aids and vessel maintenance | Consent | DENTON WHARF WPS
18244 | 1 | Tier 2 Consent | Port Of London Authority | Port Of London Authority | Royal Pier Road | Gravesend | Kent |  | DA12 2BG | OFFICES OPP DENTON WHARF PROPS | MARK LANE | - | GRAVESEND | KE | DA12 2QD | 2024-05-03 | 6 | 1 | At all times | GRAVESEND WTW | Mark Lane | Oil and Grease | - | 200 | mg/l | 31.3 | Vehicle and plant washing (Low Impact) | Kent West | Jet washing of vessels and hydroblasting of buoys and other navigational aids. | Rover navigational aids and vessel maintenance | Consent | DENTON WHARF WPS
18244 | 1 | Tier 2 Consent | Port Of London Authority | Port Of London Authority | Royal Pier Road | Gravesend | Kent |  | DA12 2BG | OFFICES OPP DENTON WHARF PROPS | MARK LANE | - | GRAVESEND | KE | DA12 2QD | 2024-05-03 | 6 | 1 | At all times | GRAVESEND WTW | Mark Lane | pH | 6 | 10 | pH Units | 31.3 | Vehicle and plant washing (Low Impact) | Kent West | Jet washing of vessels and hydroblasting of buoys and other navigational aids. | Rover navigational aids and vessel maintenance | Consent | DENTON WHARF WPS
18244 | 1 | Tier 2 Consent | Port Of London Authority | Port Of London Authority | Royal Pier Road | Gravesend | Kent |  | DA12 2BG | OFFICES OPP DENTON WHARF PROPS | MARK LANE | - | GRAVESEND | KE | DA12 2QD | 2024-05-03 | 6 | 1 | At all times | GRAVESEND WTW | Mark Lane | Solids Suspended 105 Degrees C | - | 400 | mg/l | 31.3 | Vehicle and plant washing (Low Impact) | Kent West | Jet washing of vessels and hydroblasting of buoys and other navigational aids. | Rover navigational aids and vessel maintenance | Consent | DENTON WHARF WPS
18244 | 1 | Tier 2 Consent | Port Of London Authority | Port Of London Authority | Royal Pier Road | Gravesend | Kent |  | DA12 2BG | OFFICES OPP DENTON WHARF PROPS | MARK LANE | - | GRAVESEND | KE | DA12 2QD | 2024-05-03 | 6 | 1 | At all times | GRAVESEND WTW | Mark Lane | Sulphate as S04 | - | 500 | mg/l | 31.3 | Vehicle and plant washing (Low Impact) | Kent West | Jet washing of vessels and hydroblasting of buoys and other navigational aids. | Rover navigational aids and vessel maintenance | Consent | DENTON WHARF WPS
18246 | 1 | Tier 2 Consent | Wm Morrison Supermarkets Limited | Hilmore House | Gain Lane |  | Bradford | West Yorkshire | BD3 7DL | MORRISONS PETROL STATION | TEN PERCH ROAD | - | CANTERBURY | KE | CT1 3TZ | 2024-05-30 | 5 | 1 | At all times | CANTERBURY WTW | Ten Perch Road | Chemical Oxygen Demand Shaken as 0 | - | 800 | mg/l | 31.3 | Vehicle and plant washing (Low Impact) | Kent East | Jet wash and rotating brush vehicle washing | Petrol filling station | Consent | TEN PERCH ROAD CANTERBURY WPS
18246 | 1 | Tier 2 Consent | Wm Morrison Supermarkets Limited | Hilmore House | Gain Lane |  | Bradford | West Yorkshire | BD3 7DL | MORRISONS PETROL STATION | TEN PERCH ROAD | - | CANTERBURY | KE | CT1 3TZ | 2024-05-30 | 5 | 1 | At all times | CANTERBURY WTW | Ten Perch Road | Nitrogen Ammoniacal as N | - | 10 | mg/l | 31.3 | Vehicle and plant washing (Low Impact) | Kent East | Jet wash and rotating brush vehicle washing | Petrol filling station | Consent | TEN PERCH ROAD CANTERBURY WPS
18246 | 1 | Tier 2 Consent | Wm Morrison Supermarkets Limited | Hilmore House | Gain Lane |  | Bradford | West Yorkshire | BD3 7DL | MORRISONS PETROL STATION | TEN PERCH ROAD | - | CANTERBURY | KE | CT1 3TZ | 2024-05-30 | 5 | 1 | At all times | CANTERBURY WTW | Ten Perch Road | Oil and Grease | - | 200 | mg/l | 31.3 | Vehicle and plant washing (Low Impact) | Kent East | Jet wash and rotating brush vehicle washing | Petrol filling station | Consent | TEN PERCH ROAD CANTERBURY WPS
18246 | 1 | Tier 2 Consent | Wm Morrison Supermarkets Limited | Hilmore House | Gain Lane |  | Bradford | West Yorkshire | BD3 7DL | MORRISONS PETROL STATION | TEN PERCH ROAD | - | CANTERBURY | KE | CT1 3TZ | 2024-05-30 | 5 | 1 | At all times | CANTERBURY WTW | Ten Perch Road | pH | 6 | 10 | pH Units | 31.3 | Vehicle and plant washing (Low Impact) | Kent East | Jet wash and rotating brush vehicle washing | Petrol filling station | Consent | TEN PERCH ROAD CANTERBURY WPS
18246 | 1 | Tier 2 Consent | Wm Morrison Supermarkets Limited | Hilmore House | Gain Lane |  | Bradford | West Yorkshire | BD3 7DL | MORRISONS PETROL STATION | TEN PERCH ROAD | - | CANTERBURY | KE | CT1 3TZ | 2024-05-30 | 5 | 1 | At all times | CANTERBURY WTW | Ten Perch Road | Solids Suspended 105 Degrees C | - | 500 | mg/l | 31.3 | Vehicle and plant washing (Low Impact) | Kent East | Jet wash and rotating brush vehicle washing | Petrol filling station | Consent | TEN PERCH ROAD CANTERBURY WPS
18246 | 1 | Tier 2 Consent | Wm Morrison Supermarkets Limited | Hilmore House | Gain Lane |  | Bradford | West Yorkshire | BD3 7DL | MORRISONS PETROL STATION | TEN PERCH ROAD | - | CANTERBURY | KE | CT1 3TZ | 2024-05-30 | 5 | 1 | At all times | CANTERBURY WTW | Ten Perch Road | Sulphate as S04 | - | 500 | mg/l | 31.3 | Vehicle and plant washing (Low Impact) | Kent East | Jet wash and rotating brush vehicle washing | Petrol filling station | Consent | TEN PERCH ROAD CANTERBURY WPS
18247 | 1 | Tier 2 Consent | Wm Morrison Supermarkets Limited | Hilmore House | Gain Lane |  | Bradford | West Yorkshire | BD3 7DL | PETROL FILLING STATION | PRINCES AVENUE | - | CHATHAM | KE | ME5 7PQ | 2024-04-29 | 4 | 1 | At all times | MOTNEY HILL WTW | Princes Avenue | Chemical Oxygen Demand Shaken as 0 | - | 800 | mg/l | 31.3 | Vehicle and plant washing (Low Impact) | Kent West | Vehicle washing | Vehicle washing | Consent | DIRECT TO WTW
18247 | 1 | Tier 2 Consent | Wm Morrison Supermarkets Limited | Hilmore House | Gain Lane |  | Bradford | West Yorkshire | BD3 7DL | PETROL FILLING STATION | PRINCES AVENUE | - | CHATHAM | KE | ME5 7PQ | 2024-04-29 | 4 | 1 | At all times | MOTNEY HILL WTW | Princes Avenue | Nitrogen Ammoniacal as N | - | 15 | mg/l | 31.3 | Vehicle and plant washing (Low Impact) | Kent West | Vehicle washing | Vehicle washing | Consent | DIRECT TO WTW
18247 | 1 | Tier 2 Consent | Wm Morrison Supermarkets Limited | Hilmore House | Gain Lane |  | Bradford | West Yorkshire | BD3 7DL | PETROL FILLING STATION | PRINCES AVENUE | - | CHATHAM | KE | ME5 7PQ | 2024-04-29 | 4 | 1 | At all times | MOTNEY HILL WTW | Princes Avenue | Oil and Grease | - | 200 | mg/l | 31.3 | Vehicle and plant washing (Low Impact) | Kent West | Vehicle washing | Vehicle washing | Consent | DIRECT TO WTW
18247 | 1 | Tier 2 Consent | Wm Morrison Supermarkets Limited | Hilmore House | Gain Lane |  | Bradford | West Yorkshire | BD3 7DL | PETROL FILLING STATION | PRINCES AVENUE | - | CHATHAM | KE | ME5 7PQ | 2024-04-29 | 4 | 1 | At all times | MOTNEY HILL WTW | Princes Avenue | pH | 6 | 10 | pH Units | 31.3 | Vehicle and plant washing (Low Impact) | Kent West | Vehicle washing | Vehicle washing | Consent | DIRECT TO WTW
18247 | 1 | Tier 2 Consent | Wm Morrison Supermarkets Limited | Hilmore House | Gain Lane |  | Bradford | West Yorkshire | BD3 7DL | PETROL FILLING STATION | PRINCES AVENUE | - | CHATHAM | KE | ME5 7PQ | 2024-04-29 | 4 | 1 | At all times | MOTNEY HILL WTW | Princes Avenue | Solids Suspended 105 Degrees C | - | 400 | mg/l | 31.3 | Vehicle and plant washing (Low Impact) | Kent West | Vehicle washing | Vehicle washing | Consent | DIRECT TO WTW
18247 | 1 | Tier 2 Consent | Wm Morrison Supermarkets Limited | Hilmore House | Gain Lane |  | Bradford | West Yorkshire | BD3 7DL | PETROL FILLING STATION | PRINCES AVENUE | - | CHATHAM | KE | ME5 7PQ | 2024-04-29 | 4 | 1 | At all times | MOTNEY HILL WTW | Princes Avenue | Sulphate as S04 | - | 500 | mg/l | 31.3 | Vehicle and plant washing (Low Impact) | Kent West | Vehicle washing | Vehicle washing | Consent | DIRECT TO WTW
18248 | 1 | Tier 2 Consent | Wm Morrison Supermarkets Limited | Hilmore House | Gain Lane |  | Bradford | West Yorkshire | BD3 7DL | MORRISONS SUPERMARKET | COLDHARBOUR ROAD | - | GRAVESEND | KE | DA11 8AB | 2024-05-21 | 4 | 1 | At all times | NORTHFLEET WTW | Adjacent to Coldharbour Road (Manhole reference TQ63718801). | Chemical Oxygen Demand Shaken as 0 | - | 800 | mg/l | 31.2 | Vehicle and plant washing (Low Impact) | Kent West | Vehicle Washing. | Vehicle washing | Consent | -
18248 | 1 | Tier 2 Consent | Wm Morrison Supermarkets Limited | Hilmore House | Gain Lane |  | Bradford | West Yorkshire | BD3 7DL | MORRISONS SUPERMARKET | COLDHARBOUR ROAD | - | GRAVESEND | KE | DA11 8AB | 2024-05-21 | 4 | 1 | At all times | NORTHFLEET WTW | Adjacent to Coldharbour Road (Manhole reference TQ63718801). | Nitrogen Ammoniacal as N | - | 15 | mg/l | 31.2 | Vehicle and plant washing (Low Impact) | Kent West | Vehicle Washing. | Vehicle washing | Consent | -
18248 | 1 | Tier 2 Consent | Wm Morrison Supermarkets Limited | Hilmore House | Gain Lane |  | Bradford | West Yorkshire | BD3 7DL | MORRISONS SUPERMARKET | COLDHARBOUR ROAD | - | GRAVESEND | KE | DA11 8AB | 2024-05-21 | 4 | 1 | At all times | NORTHFLEET WTW | Adjacent to Coldharbour Road (Manhole reference TQ63718801). | Oil and Grease | - | 200 | mg/l | 31.2 | Vehicle and plant washing (Low Impact) | Kent West | Vehicle Washing. | Vehicle washing | Consent | -
18248 | 1 | Tier 2 Consent | Wm Morrison Supermarkets Limited | Hilmore House | Gain Lane |  | Bradford | West Yorkshire | BD3 7DL | MORRISONS SUPERMARKET | COLDHARBOUR ROAD | - | GRAVESEND | KE | DA11 8AB | 2024-05-21 | 4 | 1 | At all times | NORTHFLEET WTW | Adjacent to Coldharbour Road (Manhole reference TQ63718801). | pH | 6 | 10 | pH Units | 31.2 | Vehicle and plant washing (Low Impact) | Kent West | Vehicle Washing. | Vehicle washing | Consent | -
18248 | 1 | Tier 2 Consent | Wm Morrison Supermarkets Limited | Hilmore House | Gain Lane |  | Bradford | West Yorkshire | BD3 7DL | MORRISONS SUPERMARKET | COLDHARBOUR ROAD | - | GRAVESEND | KE | DA11 8AB | 2024-05-21 | 4 | 1 | At all times | NORTHFLEET WTW | Adjacent to Coldharbour Road (Manhole reference TQ63718801). | Solids Suspended 105 Degrees C | - | 400 | mg/l | 31.2 | Vehicle and plant washing (Low Impact) | Kent West | Vehicle Washing. | Vehicle washing | Consent | -
18248 | 1 | Tier 2 Consent | Wm Morrison Supermarkets Limited | Hilmore House | Gain Lane |  | Bradford | West Yorkshire | BD3 7DL | MORRISONS SUPERMARKET | COLDHARBOUR ROAD | - | GRAVESEND | KE | DA11 8AB | 2024-05-21 | 4 | 1 | At all times | NORTHFLEET WTW | Adjacent to Coldharbour Road (Manhole reference TQ63718801). | Sulphate as S04 | - | 500 | mg/l | 31.2 | Vehicle and plant washing (Low Impact) | Kent West | Vehicle Washing. | Vehicle washing | Consent | -
18249 | 1 | Tier 2 Consent | Wm Morrison Supermarkets Limited | Hilmore House | Gain Lane |  | Bradford | West Yorkshire | BD3 7DL | MORRISONS CAR WASH | SUTTON ROAD | - | KENT |  | ME15 9NN | 2024-05-22 | 13 | 1 | At all times | AYLESFORD WTW | Tennison Way | Chemical Oxygen Demand Shaken as 0 | - | 800 | mg/l | 31.2 | Vehicle and plant washing (Low Impact) | Kent West | Vehicle Washing | Vehicle washing | Consent | CASTLE ROAD ALLINGTON WPS
18249 | 1 | Tier 2 Consent | Wm Morrison Supermarkets Limited | Hilmore House | Gain Lane |  | Bradford | West Yorkshire | BD3 7DL | MORRISONS CAR WASH | SUTTON ROAD | - | KENT |  | ME15 9NN | 2024-05-22 | 13 | 1 | At all times | AYLESFORD WTW | Tennison Way | Nitrogen Ammoniacal as N | - | 15 | mg/l | 31.2 | Vehicle and plant washing (Low Impact) | Kent West | Vehicle Washing | Vehicle washing | Consent | CASTLE ROAD ALLINGTON WPS
18249 | 1 | Tier 2 Consent | Wm Morrison Supermarkets Limited | Hilmore House | Gain Lane |  | Bradford | West Yorkshire | BD3 7DL | MORRISONS CAR WASH | SUTTON ROAD | - | KENT |  | ME15 9NN | 2024-05-22 | 13 | 1 | At all times | AYLESFORD WTW | Tennison Way | Oil and Grease | - | 200 | mg/l | 31.2 | Vehicle and plant washing (Low Impact) | Kent West | Vehicle Washing | Vehicle washing | Consent | CASTLE ROAD ALLINGTON WPS
18249 | 1 | Tier 2 Consent | Wm Morrison Supermarkets Limited | Hilmore House | Gain Lane |  | Bradford | West Yorkshire | BD3 7DL | MORRISONS CAR WASH | SUTTON ROAD | - | KENT |  | ME15 9NN | 2024-05-22 | 13 | 1 | At all times | AYLESFORD WTW | Tennison Way | pH | 6 | 10 | pH Units | 31.2 | Vehicle and plant washing (Low Impact) | Kent West | Vehicle Washing | Vehicle washing | Consent | CASTLE ROAD ALLINGTON WPS
18249 | 1 | Tier 2 Consent | Wm Morrison Supermarkets Limited | Hilmore House | Gain Lane |  | Bradford | West Yorkshire | BD3 7DL | MORRISONS CAR WASH | SUTTON ROAD | - | KENT |  | ME15 9NN | 2024-05-22 | 13 | 1 | At all times | AYLESFORD WTW | Tennison Way | Solids Suspended 105 Degrees C | - | 400 | mg/l | 31.2 | Vehicle and plant washing (Low Impact) | Kent West | Vehicle Washing | Vehicle washing | Consent | CASTLE ROAD ALLINGTON WPS
18249 | 1 | Tier 2 Consent | Wm Morrison Supermarkets Limited | Hilmore House | Gain Lane |  | Bradford | West Yorkshire | BD3 7DL | MORRISONS CAR WASH | SUTTON ROAD | - | KENT |  | ME15 9NN | 2024-05-22 | 13 | 1 | At all times | AYLESFORD WTW | Tennison Way | Sulphate as S04 | - | 500 | mg/l | 31.2 | Vehicle and plant washing (Low Impact) | Kent West | Vehicle Washing | Vehicle washing | Consent | CASTLE ROAD ALLINGTON WPS
18251 | 1 | Tier 2 Consent | Arden Maidstone Limited | C/O Porsche Centre Colchester Auto Way | Ipswich Road | Colchester | Essex |  |  | 734-736 UNIT 2/3-SHOWROOM | LONDON ROAD | - | AYLESFORD | KE | ME20 6BG | 2024-05-23 | 2.4 | 1 | At all times | DITTON WTW | London Road | Chemical Oxygen Demand Shaken as 0 | - | 800 | mg/l | 31.3 | Vehicle and plant washing (Low Impact) | Kent West | Vehicle washing | Sale of new and used vehicles | Consent | DIRECT TO WTW
18251 | 1 | Tier 2 Consent | Arden Maidstone Limited | C/O Porsche Centre Colchester Auto Way | Ipswich Road | Colchester | Essex |  |  | 734-736 UNIT 2/3-SHOWROOM | LONDON ROAD | - | AYLESFORD | KE | ME20 6BG | 2024-05-23 | 2.4 | 1 | At all times | DITTON WTW | London Road | Nitrogen Ammoniacal as N | - | 15 | mg/l | 31.3 | Vehicle and plant washing (Low Impact) | Kent West | Vehicle washing | Sale of new and used vehicles | Consent | DIRECT TO WTW
18251 | 1 | Tier 2 Consent | Arden Maidstone Limited | C/O Porsche Centre Colchester Auto Way | Ipswich Road | Colchester | Essex |  |  | 734-736 UNIT 2/3-SHOWROOM | LONDON ROAD | - | AYLESFORD | KE | ME20 6BG | 2024-05-23 | 2.4 | 1 | At all times | DITTON WTW | London Road | Oil and Grease | - | 200 | mg/l | 31.3 | Vehicle and plant washing (Low Impact) | Kent West | Vehicle washing | Sale of new and used vehicles | Consent | DIRECT TO WTW
18251 | 1 | Tier 2 Consent | Arden Maidstone Limited | C/O Porsche Centre Colchester Auto Way | Ipswich Road | Colchester | Essex |  |  | 734-736 UNIT 2/3-SHOWROOM | LONDON ROAD | - | AYLESFORD | KE | ME20 6BG | 2024-05-23 | 2.4 | 1 | At all times | DITTON WTW | London Road | pH | 6 | 10 | pH Units | 31.3 | Vehicle and plant washing (Low Impact) | Kent West | Vehicle washing | Sale of new and used vehicles | Consent | DIRECT TO WTW
18251 | 1 | Tier 2 Consent | Arden Maidstone Limited | C/O Porsche Centre Colchester Auto Way | Ipswich Road | Colchester | Essex |  |  | 734-736 UNIT 2/3-SHOWROOM | LONDON ROAD | - | AYLESFORD | KE | ME20 6BG | 2024-05-23 | 2.4 | 1 | At all times | DITTON WTW | London Road | Solids Suspended 105 Degrees C | - | 400 | mg/l | 31.3 | Vehicle and plant washing (Low Impact) | Kent West | Vehicle washing | Sale of new and used vehicles | Consent | DIRECT TO WTW
18251 | 1 | Tier 2 Consent | Arden Maidstone Limited | C/O Porsche Centre Colchester Auto Way | Ipswich Road | Colchester | Essex |  |  | 734-736 UNIT 2/3-SHOWROOM | LONDON ROAD | - | AYLESFORD | KE | ME20 6BG | 2024-05-23 | 2.4 | 1 | At all times | DITTON WTW | London Road | Sulphate as S04 | - | 500 | mg/l | 31.3 | Vehicle and plant washing (Low Impact) | Kent West | Vehicle washing | Sale of new and used vehicles | Consent | DIRECT TO WTW
18253 | 1 | Tier 1 Consent | Enterprise Rent-A-Car UK Limited | Enterprise House | Vicarage Road |  | Egham | Surrey | TW20 9FB | 1 | STATION ROAD | - | LITTLEHAMPTON | SW | BN16 3RE | 2024-05-21 | 2 | 0.2 | At all times | FORD WTW | Station Road | Chemical Oxygen Demand Shaken as 0 | - | 800 | mg/l | 31.2 | Vehicle and plant washing (Low Impact) | Sussex West | vehicle washing | Car and van rental | Consent | WORTHING ROAD EAST PRESTON WPS
18253 | 1 | Tier 1 Consent | Enterprise Rent-A-Car UK Limited | Enterprise House | Vicarage Road |  | Egham | Surrey | TW20 9FB | 1 | STATION ROAD | - | LITTLEHAMPTON | SW | BN16 3RE | 2024-05-21 | 2 | 0.2 | At all times | FORD WTW | Station Road | Nitrogen Ammoniacal as N | - | 10 | mg/l | 31.2 | Vehicle and plant washing (Low Impact) | Sussex West | vehicle washing | Car and van rental | Consent | WORTHING ROAD EAST PRESTON WPS
18253 | 1 | Tier 1 Consent | Enterprise Rent-A-Car UK Limited | Enterprise House | Vicarage Road |  | Egham | Surrey | TW20 9FB | 1 | STATION ROAD | - | LITTLEHAMPTON | SW | BN16 3RE | 2024-05-21 | 2 | 0.2 | At all times | FORD WTW | Station Road | Oil and Grease | - | 200 | mg/l | 31.2 | Vehicle and plant washing (Low Impact) | Sussex West | vehicle washing | Car and van rental | Consent | WORTHING ROAD EAST PRESTON WPS
18253 | 1 | Tier 1 Consent | Enterprise Rent-A-Car UK Limited | Enterprise House | Vicarage Road |  | Egham | Surrey | TW20 9FB | 1 | STATION ROAD | - | LITTLEHAMPTON | SW | BN16 3RE | 2024-05-21 | 2 | 0.2 | At all times | FORD WTW | Station Road | pH Limit | 6 | 10 |  | 31.2 | Vehicle and plant washing (Low Impact) | Sussex West | vehicle washing | Car and van rental | Consent | WORTHING ROAD EAST PRESTON WPS
18253 | 1 | Tier 1 Consent | Enterprise Rent-A-Car UK Limited | Enterprise House | Vicarage Road |  | Egham | Surrey | TW20 9FB | 1 | STATION ROAD | - | LITTLEHAMPTON | SW | BN16 3RE | 2024-05-21 | 2 | 0.2 | At all times | FORD WTW | Station Road | Solids Suspended 105 Degrees C | - | 500 | mg/l | 31.2 | Vehicle and plant washing (Low Impact) | Sussex West | vehicle washing | Car and van rental | Consent | WORTHING ROAD EAST PRESTON WPS
18255 | 1 | Tier 2 Consent | City Technology Limited | Honeywell House | Skimped Hill Lane | Bracknell | Berks |  | RG12 1EB | TECH CENTRE | WALTON ROAD |  | PORTSMOUTH | HA | PO6 1SY | 2024-06-14 | 5 | 1 | At all times | BUDDS FARM HAVANT WTW | Walton road | Chemical Oxygen Demand Shaken as 0 | - | 800 | mg/l | 38.2 | Laboratory and research activities (Low Impact) | Hampshire East | Laboratory cleaning activities and the washing out of citric acid solder flux from lead anodes | Manufacture of Gas detection sensors.Laboratory glassware, cleaning and | Consent | WALTON ROAD DRAYTON WPS
18255 | 1 | Tier 2 Consent | City Technology Limited | Honeywell House | Skimped Hill Lane | Bracknell | Berks |  | RG12 1EB | TECH CENTRE | WALTON ROAD |  | PORTSMOUTH | HA | PO6 1SY | 2024-06-14 | 5 | 1 | At all times | BUDDS FARM HAVANT WTW | Walton road | Lead Total | - | 0.1 | ug/l | 38.2 | Laboratory and research activities (Low Impact) | Hampshire East | Laboratory cleaning activities and the washing out of citric acid solder flux from lead anodes | Manufacture of Gas detection sensors.Laboratory glassware, cleaning and | Consent | WALTON ROAD DRAYTON WPS
18255 | 1 | Tier 2 Consent | City Technology Limited | Honeywell House | Skimped Hill Lane | Bracknell | Berks |  | RG12 1EB | TECH CENTRE | WALTON ROAD |  | PORTSMOUTH | HA | PO6 1SY | 2024-06-14 | 5 | 1 | At all times | BUDDS FARM HAVANT WTW | Walton road | Nitrogen Ammoniacal as N | - | 10 | mg/l | 38.2 | Laboratory and research activities (Low Impact) | Hampshire East | Laboratory cleaning activities and the washing out of citric acid solder flux from lead anodes | Manufacture of Gas detection sensors.Laboratory glassware, cleaning and | Consent | WALTON ROAD DRAYTON WPS
18255 | 1 | Tier 2 Consent | City Technology Limited | Honeywell House | Skimped Hill Lane | Bracknell | Berks |  | RG12 1EB | TECH CENTRE | WALTON ROAD |  | PORTSMOUTH | HA | PO6 1SY | 2024-06-14 | 5 | 1 | At all times | BUDDS FARM HAVANT WTW | Walton road | Solids Suspended 105 Degrees C | - | 400 | mg/l | 38.2 | Laboratory and research activities (Low Impact) | Hampshire East | Laboratory cleaning activities and the washing out of citric acid solder flux from lead anodes | Manufacture of Gas detection sensors.Laboratory glassware, cleaning and | Consent | WALTON ROAD DRAYTON WPS
18256 | 1 | Tier 2 Consent | BP Oil UK Limited |  | Chertsey Road | Sunbury On Thames | Middlesex |  | TW16 7BP | Fairway Service Stn Re 601/wtr/7226 | WEST STREET | - | FAREHAM | HA | PO16 9UA | 2024-06-04 | 6 | 1 | 24 hours | PEEL COMMON WTW | West Street | Chemical Oxygen Demand Settled as 0 | - | 800 | mg/l | 31.2 | Vehicle and plant washing (Low Impact) | Hampshire East | Vehicle washing | Car & Jetwash Centre on a petrol filling station | Consent | WICOR MILL LANE PORTCHESTER WPS
18256 | 1 | Tier 2 Consent | BP Oil UK Limited |  | Chertsey Road | Sunbury On Thames | Middlesex |  | TW16 7BP | Fairway Service Stn Re 601/wtr/7226 | WEST STREET | - | FAREHAM | HA | PO16 9UA | 2024-06-04 | 6 | 1 | 24 hours | PEEL COMMON WTW | West Street | Nitrogen Ammoniacal as N | - | 10 | mg/l | 31.2 | Vehicle and plant washing (Low Impact) | Hampshire East | Vehicle washing | Car & Jetwash Centre on a petrol filling station | Consent | WICOR MILL LANE PORTCHESTER WPS
18256 | 1 | Tier 2 Consent | BP Oil UK Limited |  | Chertsey Road | Sunbury On Thames | Middlesex |  | TW16 7BP | Fairway Service Stn Re 601/wtr/7226 | WEST STREET | - | FAREHAM | HA | PO16 9UA | 2024-06-04 | 6 | 1 | 24 hours | PEEL COMMON WTW | West Street | Oil and Grease | - | 200 | mg/l | 31.2 | Vehicle and plant washing (Low Impact) | Hampshire East | Vehicle washing | Car & Jetwash Centre on a petrol filling station | Consent | WICOR MILL LANE PORTCHESTER WPS
18256 | 1 | Tier 2 Consent | BP Oil UK Limited |  | Chertsey Road | Sunbury On Thames | Middlesex |  | TW16 7BP | Fairway Service Stn Re 601/wtr/7226 | WEST STREET | - | FAREHAM | HA | PO16 9UA | 2024-06-04 | 6 | 1 | 24 hours | PEEL COMMON WTW | West Street | Solids Suspended 105 Degrees C | - | 400 | mg/l | 31.2 | Vehicle and plant washing (Low Impact) | Hampshire East | Vehicle washing | Car & Jetwash Centre on a petrol filling station | Consent | WICOR MILL LANE PORTCHESTER WPS
18258 | 1 | Low Risk Consent | Moreco Group Limited | Second Floor Park View | Riverside Way |  | Camberley |  | GU15 3YL | COOPERS WHARF | PRINCES STREET | - | SOUTHAMPTON | SP | SO14 5RP | 2024-06-05 | 1 | 0.5 | At all times | MILLBROOK WTW | Coburg Street | Chemical Oxygen Demand Shaken as 0 | 0 | 800 | mg/l | 31.3 | Vehicle and plant washing (Low Impact) | Hampshire West | Cleaning of vehicles and refrigeration floors. | Doorstep milk delivery | Consent | MOUNT PLEASANT ROAD SOUTHAMPTON WPS
18258 | 1 | Low Risk Consent | Moreco Group Limited | Second Floor Park View | Riverside Way |  | Camberley |  | GU15 3YL | COOPERS WHARF | PRINCES STREET | - | SOUTHAMPTON | SP | SO14 5RP | 2024-06-05 | 1 | 0.5 | At all times | MILLBROOK WTW | Coburg Street | Nitrogen Ammoniacal as N | 0 | 15 | mg/l | 31.3 | Vehicle and plant washing (Low Impact) | Hampshire West | Cleaning of vehicles and refrigeration floors. | Doorstep milk delivery | Consent | MOUNT PLEASANT ROAD SOUTHAMPTON WPS
18258 | 1 | Low Risk Consent | Moreco Group Limited | Second Floor Park View | Riverside Way |  | Camberley |  | GU15 3YL | COOPERS WHARF | PRINCES STREET | - | SOUTHAMPTON | SP | SO14 5RP | 2024-06-05 | 1 | 0.5 | At all times | MILLBROOK WTW | Coburg Street | Oil and Grease | 0 | 200 | mg/l | 31.3 | Vehicle and plant washing (Low Impact) | Hampshire West | Cleaning of vehicles and refrigeration floors. | Doorstep milk delivery | Consent | MOUNT PLEASANT ROAD SOUTHAMPTON WPS
18258 | 1 | Low Risk Consent | Moreco Group Limited | Second Floor Park View | Riverside Way |  | Camberley |  | GU15 3YL | COOPERS WHARF | PRINCES STREET | - | SOUTHAMPTON | SP | SO14 5RP | 2024-06-05 | 1 | 0.5 | At all times | MILLBROOK WTW | Coburg Street | pH Limit | 6 | 10 |  | 31.3 | Vehicle and plant washing (Low Impact) | Hampshire West | Cleaning of vehicles and refrigeration floors. | Doorstep milk delivery | Consent | MOUNT PLEASANT ROAD SOUTHAMPTON WPS
18258 | 1 | Low Risk Consent | Moreco Group Limited | Second Floor Park View | Riverside Way |  | Camberley |  | GU15 3YL | COOPERS WHARF | PRINCES STREET | - | SOUTHAMPTON | SP | SO14 5RP | 2024-06-05 | 1 | 0.5 | At all times | MILLBROOK WTW | Coburg Street | Solids Suspended 105 Degrees C | 0 | 400 | mg/l | 31.3 | Vehicle and plant washing (Low Impact) | Hampshire West | Cleaning of vehicles and refrigeration floors. | Doorstep milk delivery | Consent | MOUNT PLEASANT ROAD SOUTHAMPTON WPS
18258 | 1 | Low Risk Consent | Moreco Group Limited | Second Floor Park View | Riverside Way |  | Camberley |  | GU15 3YL | COOPERS WHARF | PRINCES STREET | - | SOUTHAMPTON | SP | SO14 5RP | 2024-06-05 | 1 | 0.5 | At all times | MILLBROOK WTW | Coburg Street | Sulphate as S04 | 0 | 500 | mg/l | 31.3 | Vehicle and plant washing (Low Impact) | Hampshire West | Cleaning of vehicles and refrigeration floors. | Doorstep milk delivery | Consent | MOUNT PLEASANT ROAD SOUTHAMPTON WPS
18263 | 1 | Low Risk Consent | Speedy Asset Services Limited | Chase House | 16 The Parks | Newton-le-Willows | Merseyside |  | WA12 0JQ | TUNGSTEN PARK UNIT 4 | WIDE LANE | - | SOUTHAMPTON | HA | SO18 2NF | 2024-06-10 | 5 | 0.5 | At all times | PORTSWOOD WTW | Stoneham Cemetery Road | Chemical Oxygen Demand Shaken as 0 | 0 | 800 | mg/l | 31.1 | Vehicle and plant washing (Medium Impact) | Hampshire West | Washing of plant, power tools and equipment. | Hire of plant, power tools and equipment | Consent | MONKS BROOK SWAYTHLING WPS
18263 | 1 | Low Risk Consent | Speedy Asset Services Limited | Chase House | 16 The Parks | Newton-le-Willows | Merseyside |  | WA12 0JQ | TUNGSTEN PARK UNIT 4 | WIDE LANE | - | SOUTHAMPTON | HA | SO18 2NF | 2024-06-10 | 5 | 0.5 | At all times | PORTSWOOD WTW | Stoneham Cemetery Road | Nitrogen Ammoniacal as N | 0 | 10 | mg/l | 31.1 | Vehicle and plant washing (Medium Impact) | Hampshire West | Washing of plant, power tools and equipment. | Hire of plant, power tools and equipment | Consent | MONKS BROOK SWAYTHLING WPS
18263 | 1 | Low Risk Consent | Speedy Asset Services Limited | Chase House | 16 The Parks | Newton-le-Willows | Merseyside |  | WA12 0JQ | TUNGSTEN PARK UNIT 4 | WIDE LANE | - | SOUTHAMPTON | HA | SO18 2NF | 2024-06-10 | 5 | 0.5 | At all times | PORTSWOOD WTW | Stoneham Cemetery Road | Oil and Grease | 0 | 200 | mg/l | 31.1 | Vehicle and plant washing (Medium Impact) | Hampshire West | Washing of plant, power tools and equipment. | Hire of plant, power tools and equipment | Consent | MONKS BROOK SWAYTHLING WPS
18263 | 1 | Low Risk Consent | Speedy Asset Services Limited | Chase House | 16 The Parks | Newton-le-Willows | Merseyside |  | WA12 0JQ | TUNGSTEN PARK UNIT 4 | WIDE LANE | - | SOUTHAMPTON | HA | SO18 2NF | 2024-06-10 | 5 | 0.5 | At all times | PORTSWOOD WTW | Stoneham Cemetery Road | pH Limit | 6 | 10 |  | 31.1 | Vehicle and plant washing (Medium Impact) | Hampshire West | Washing of plant, power tools and equipment. | Hire of plant, power tools and equipment | Consent | MONKS BROOK SWAYTHLING WPS
18263 | 1 | Low Risk Consent | Speedy Asset Services Limited | Chase House | 16 The Parks | Newton-le-Willows | Merseyside |  | WA12 0JQ | TUNGSTEN PARK UNIT 4 | WIDE LANE | - | SOUTHAMPTON | HA | SO18 2NF | 2024-06-10 | 5 | 0.5 | At all times | PORTSWOOD WTW | Stoneham Cemetery Road | Solids Suspended 105 Degrees C | 0 | 500 | mg/l | 31.1 | Vehicle and plant washing (Medium Impact) | Hampshire West | Washing of plant, power tools and equipment. | Hire of plant, power tools and equipment | Consent | MONKS BROOK SWAYTHLING WPS
18263 | 1 | Low Risk Consent | Speedy Asset Services Limited | Chase House | 16 The Parks | Newton-le-Willows | Merseyside |  | WA12 0JQ | TUNGSTEN PARK UNIT 4 | WIDE LANE | - | SOUTHAMPTON | HA | SO18 2NF | 2024-06-10 | 5 | 0.5 | At all times | PORTSWOOD WTW | Stoneham Cemetery Road | Sulphate as S04 | 0 | 500 | mg/l | 31.1 | Vehicle and plant washing (Medium Impact) | Hampshire West | Washing of plant, power tools and equipment. | Hire of plant, power tools and equipment | Consent | MONKS BROOK SWAYTHLING WPS
18264 | 1 | Tier 1 Consent | BP Oil UK Limited |  | Chertsey Road | Sunbury On Thames | Middlesex |  | TW16 7BP | CROFT ROAD CONNECT | CROFT ROAD | - | CROWBOROUGH | SE | TN6 1DL | 2024-06-24 | 6 | 1 | At any time | REDGATE MILL CROWBOROUGH WTW | Croft Road,manhole TQ51305501 | Chemical Oxygen Demand Shaken as 0 | - | 800 | mg/l | 31.2 | Vehicle and plant washing (Low Impact) | Sussex East | Vehicle washing of private vehicles by customers | Trade conducted at the premises, Car rotating brush & Jetwash Centre on a petrol filling station | Consent | REDGATE MILL CROWBOROUGH GRAVITY WPS
18264 | 1 | Tier 1 Consent | BP Oil UK Limited |  | Chertsey Road | Sunbury On Thames | Middlesex |  | TW16 7BP | CROFT ROAD CONNECT | CROFT ROAD | - | CROWBOROUGH | SE | TN6 1DL | 2024-06-24 | 6 | 1 | At any time | REDGATE MILL CROWBOROUGH WTW | Croft Road,manhole TQ51305501 | Nitrogen Ammoniacal as N | - | 10 | mg/l | 31.2 | Vehicle and plant washing (Low Impact) | Sussex East | Vehicle washing of private vehicles by customers | Trade conducted at the premises, Car rotating brush & Jetwash Centre on a petrol filling station | Consent | REDGATE MILL CROWBOROUGH GRAVITY WPS
18264 | 1 | Tier 1 Consent | BP Oil UK Limited |  | Chertsey Road | Sunbury On Thames | Middlesex |  | TW16 7BP | CROFT ROAD CONNECT | CROFT ROAD | - | CROWBOROUGH | SE | TN6 1DL | 2024-06-24 | 6 | 1 | At any time | REDGATE MILL CROWBOROUGH WTW | Croft Road,manhole TQ51305501 | Oil and Grease | - | 200 | mg/l | 31.2 | Vehicle and plant washing (Low Impact) | Sussex East | Vehicle washing of private vehicles by customers | Trade conducted at the premises, Car rotating brush & Jetwash Centre on a petrol filling station | Consent | REDGATE MILL CROWBOROUGH GRAVITY WPS
18264 | 1 | Tier 1 Consent | BP Oil UK Limited |  | Chertsey Road | Sunbury On Thames | Middlesex |  | TW16 7BP | CROFT ROAD CONNECT | CROFT ROAD | - | CROWBOROUGH | SE | TN6 1DL | 2024-06-24 | 6 | 1 | At any time | REDGATE MILL CROWBOROUGH WTW | Croft Road,manhole TQ51305501 | pH | 6 | 10 | pH Units | 31.2 | Vehicle and plant washing (Low Impact) | Sussex East | Vehicle washing of private vehicles by customers | Trade conducted at the premises, Car rotating brush & Jetwash Centre on a petrol filling station | Consent | REDGATE MILL CROWBOROUGH GRAVITY WPS
18264 | 1 | Tier 1 Consent | BP Oil UK Limited |  | Chertsey Road | Sunbury On Thames | Middlesex |  | TW16 7BP | CROFT ROAD CONNECT | CROFT ROAD | - | CROWBOROUGH | SE | TN6 1DL | 2024-06-24 | 6 | 1 | At any time | REDGATE MILL CROWBOROUGH WTW | Croft Road,manhole TQ51305501 | Phosphorus Total | - | 15 | ug/l | 31.2 | Vehicle and plant washing (Low Impact) | Sussex East | Vehicle washing of private vehicles by customers | Trade conducted at the premises, Car rotating brush & Jetwash Centre on a petrol filling station | Consent | REDGATE MILL CROWBOROUGH GRAVITY WPS
18264 | 1 | Tier 1 Consent | BP Oil UK Limited |  | Chertsey Road | Sunbury On Thames | Middlesex |  | TW16 7BP | CROFT ROAD CONNECT | CROFT ROAD | - | CROWBOROUGH | SE | TN6 1DL | 2024-06-24 | 6 | 1 | At any time | REDGATE MILL CROWBOROUGH WTW | Croft Road,manhole TQ51305501 | Solids Suspended 105 Degrees C | - | 500 | mg/l | 31.2 | Vehicle and plant washing (Low Impact) | Sussex East | Vehicle washing of private vehicles by customers | Trade conducted at the premises, Car rotating brush & Jetwash Centre on a petrol filling station | Consent | REDGATE MILL CROWBOROUGH GRAVITY WPS
18264 | 1 | Tier 1 Consent | BP Oil UK Limited |  | Chertsey Road | Sunbury On Thames | Middlesex |  | TW16 7BP | CROFT ROAD CONNECT | CROFT ROAD | - | CROWBOROUGH | SE | TN6 1DL | 2024-06-24 | 6 | 1 | At any time | REDGATE MILL CROWBOROUGH WTW | Croft Road,manhole TQ51305501 | Sulphate as S04 | - | 500 | mg/l | 31.2 | Vehicle and plant washing (Low Impact) | Sussex East | Vehicle washing of private vehicles by customers | Trade conducted at the premises, Car rotating brush & Jetwash Centre on a petrol filling station | Consent | REDGATE MILL CROWBOROUGH GRAVITY WPS
18266 | 2 | Tier 2 Consent | Capita Business Services Ltd |  | 65 Gresham Street |  | London |  | EC2V 7NQ | FFTU | HMS EXCELLENT | - | PORTSMOUTH | HA | PO2 8ER | 2024-06-27 | 100 | 25 | At all Times | BUDDS FARM HAVANT WTW | Whale island way | Chemical Oxygen Demand Shaken as 0 | - | 500 | mg/l | 40.1 | Rainwater and surface water run-off (Medium Impact). Fire fighting foam training | Hampshire East | fire fighting training process | Fire fighting training | Consent | TIPNER WPS
18266 | 2 | Tier 2 Consent | Capita Business Services Ltd |  | 65 Gresham Street |  | London |  | EC2V 7NQ | FFTU | HMS EXCELLENT | - | PORTSMOUTH | HA | PO2 8ER | 2024-06-27 | 100 | 25 | At all Times | BUDDS FARM HAVANT WTW | Whale island way | Nitrogen Ammoniacal as N | - | 10 | mg/l | 40.1 | Rainwater and surface water run-off (Medium Impact). Fire fighting foam training | Hampshire East | fire fighting training process | Fire fighting training | Consent | TIPNER WPS
18266 | 2 | Tier 2 Consent | Capita Business Services Ltd |  | 65 Gresham Street |  | London |  | EC2V 7NQ | FFTU | HMS EXCELLENT | - | PORTSMOUTH | HA | PO2 8ER | 2024-06-27 | 100 | 25 | At all Times | BUDDS FARM HAVANT WTW | Whale island way | pH | 6 | 10 | pH Units | 40.1 | Rainwater and surface water run-off (Medium Impact). Fire fighting foam training | Hampshire East | fire fighting training process | Fire fighting training | Consent | TIPNER WPS
18266 | 2 | Tier 2 Consent | Capita Business Services Ltd |  | 65 Gresham Street |  | London |  | EC2V 7NQ | FFTU | HMS EXCELLENT | - | PORTSMOUTH | HA | PO2 8ER | 2024-06-27 | 100 | 25 | At all Times | BUDDS FARM HAVANT WTW | Whale island way | Solids Suspended 105 Degrees C | - | 200 | mg/l | 40.1 | Rainwater and surface water run-off (Medium Impact). Fire fighting foam training | Hampshire East | fire fighting training process | Fire fighting training | Consent | TIPNER WPS
18267 | 3 | Tier 2 Consent | Countyclean Waste Recycling Limited | Pacific House | Sovereign Harbour Innocation Park |  | Eastbourne |  | BN23 6FA | UNIT 35 | HOBBS INDUSTRIAL ESTATE | - | LINGFIELD | SY | RH7 6HN | 2024-07-05 | 10 | 0.5 | at all times | FELBRIDGE WTW | Hobbs Industrial Estate | Chemical Oxygen Demand Shaken as 0 | - | 800 | mg/l | 40.1 | Rainwater and surface water run-off (Medium Impact). Fire fighting foam training | Sussex West | disposed street and gully sweepings | waste disposal of street sweepings and gully cleaning | Consent | DIRECT TO WTW
18267 | 3 | Tier 2 Consent | Countyclean Waste Recycling Limited | Pacific House | Sovereign Harbour Innocation Park |  | Eastbourne |  | BN23 6FA | UNIT 35 | HOBBS INDUSTRIAL ESTATE | - | LINGFIELD | SY | RH7 6HN | 2024-07-05 | 10 | 0.5 | at all times | FELBRIDGE WTW | Hobbs Industrial Estate | Nitrogen Ammoniacal as N | - | 35 | mg/l | 40.1 | Rainwater and surface water run-off (Medium Impact). Fire fighting foam training | Sussex West | disposed street and gully sweepings | waste disposal of street sweepings and gully cleaning | Consent | DIRECT TO WTW
18267 | 3 | Tier 2 Consent | Countyclean Waste Recycling Limited | Pacific House | Sovereign Harbour Innocation Park |  | Eastbourne |  | BN23 6FA | UNIT 35 | HOBBS INDUSTRIAL ESTATE | - | LINGFIELD | SY | RH7 6HN | 2024-07-05 | 10 | 0.5 | at all times | FELBRIDGE WTW | Hobbs Industrial Estate | Oil and Grease | - | 200 | mg/l | 40.1 | Rainwater and surface water run-off (Medium Impact). Fire fighting foam training | Sussex West | disposed street and gully sweepings | waste disposal of street sweepings and gully cleaning | Consent | DIRECT TO WTW
18267 | 3 | Tier 2 Consent | Countyclean Waste Recycling Limited | Pacific House | Sovereign Harbour Innocation Park |  | Eastbourne |  | BN23 6FA | UNIT 35 | HOBBS INDUSTRIAL ESTATE | - | LINGFIELD | SY | RH7 6HN | 2024-07-05 | 10 | 0.5 | at all times | FELBRIDGE WTW | Hobbs Industrial Estate | pH | 6 | 10 | pH Units | 40.1 | Rainwater and surface water run-off (Medium Impact). Fire fighting foam training | Sussex West | disposed street and gully sweepings | waste disposal of street sweepings and gully cleaning | Consent | DIRECT TO WTW
18267 | 3 | Tier 2 Consent | Countyclean Waste Recycling Limited | Pacific House | Sovereign Harbour Innocation Park |  | Eastbourne |  | BN23 6FA | UNIT 35 | HOBBS INDUSTRIAL ESTATE | - | LINGFIELD | SY | RH7 6HN | 2024-07-05 | 10 | 0.5 | at all times | FELBRIDGE WTW | Hobbs Industrial Estate | Solids Suspended 105 Degrees C | - | 500 | mg/l | 40.1 | Rainwater and surface water run-off (Medium Impact). Fire fighting foam training | Sussex West | disposed street and gully sweepings | waste disposal of street sweepings and gully cleaning | Consent | DIRECT TO WTW
18267 | 3 | Tier 2 Consent | Countyclean Waste Recycling Limited | Pacific House | Sovereign Harbour Innocation Park |  | Eastbourne |  | BN23 6FA | UNIT 35 | HOBBS INDUSTRIAL ESTATE | - | LINGFIELD | SY | RH7 6HN | 2024-07-05 | 10 | 0.5 | at all times | FELBRIDGE WTW | Hobbs Industrial Estate | Sulphate as S04 | - | 1000 | mg/l | 40.1 | Rainwater and surface water run-off (Medium Impact). Fire fighting foam training | Sussex West | disposed street and gully sweepings | waste disposal of street sweepings and gully cleaning | Consent | DIRECT TO WTW
18269 | 1 | Tier 1 Consent | BP Oil UK Limited |  | Chertsey Road | Sunbury On Thames | Middlesex |  | TW16 7BP | WILLINGDON CONNECT | EASTBOURNE ROAD | - | EASTBOURNE | SE | BN20 9LA | 2024-06-24 | 6 | 1 | At any time | HAILSHAM SOUTH WTW | Coopers Hill via manhole TQ58026703 | Chemical Oxygen Demand Shaken as 0 | - | 800 | mg/l | 31.2 | Vehicle and plant washing (Low Impact) | Sussex East | Vehicle washing of private vehicles by customers | Trade conducted at the premises, Car & Jetwash Centre on a petrol filling station | Consent | LYNHOLM ROAD POLEGATE WPS
18269 | 1 | Tier 1 Consent | BP Oil UK Limited |  | Chertsey Road | Sunbury On Thames | Middlesex |  | TW16 7BP | WILLINGDON CONNECT | EASTBOURNE ROAD | - | EASTBOURNE | SE | BN20 9LA | 2024-06-24 | 6 | 1 | At any time | HAILSHAM SOUTH WTW | Coopers Hill via manhole TQ58026703 | Nitrogen Ammoniacal as N | - | 10 | mg/l | 31.2 | Vehicle and plant washing (Low Impact) | Sussex East | Vehicle washing of private vehicles by customers | Trade conducted at the premises, Car & Jetwash Centre on a petrol filling station | Consent | LYNHOLM ROAD POLEGATE WPS
18269 | 1 | Tier 1 Consent | BP Oil UK Limited |  | Chertsey Road | Sunbury On Thames | Middlesex |  | TW16 7BP | WILLINGDON CONNECT | EASTBOURNE ROAD | - | EASTBOURNE | SE | BN20 9LA | 2024-06-24 | 6 | 1 | At any time | HAILSHAM SOUTH WTW | Coopers Hill via manhole TQ58026703 | Oil and Grease | - | 200 | mg/l | 31.2 | Vehicle and plant washing (Low Impact) | Sussex East | Vehicle washing of private vehicles by customers | Trade conducted at the premises, Car & Jetwash Centre on a petrol filling station | Consent | LYNHOLM ROAD POLEGATE WPS
18269 | 1 | Tier 1 Consent | BP Oil UK Limited |  | Chertsey Road | Sunbury On Thames | Middlesex |  | TW16 7BP | WILLINGDON CONNECT | EASTBOURNE ROAD | - | EASTBOURNE | SE | BN20 9LA | 2024-06-24 | 6 | 1 | At any time | HAILSHAM SOUTH WTW | Coopers Hill via manhole TQ58026703 | pH | 6 | 10 | pH Units | 31.2 | Vehicle and plant washing (Low Impact) | Sussex East | Vehicle washing of private vehicles by customers | Trade conducted at the premises, Car & Jetwash Centre on a petrol filling station | Consent | LYNHOLM ROAD POLEGATE WPS
18269 | 1 | Tier 1 Consent | BP Oil UK Limited |  | Chertsey Road | Sunbury On Thames | Middlesex |  | TW16 7BP | WILLINGDON CONNECT | EASTBOURNE ROAD | - | EASTBOURNE | SE | BN20 9LA | 2024-06-24 | 6 | 1 | At any time | HAILSHAM SOUTH WTW | Coopers Hill via manhole TQ58026703 | Phosphorus Total | - | 15 | ug/l | 31.2 | Vehicle and plant washing (Low Impact) | Sussex East | Vehicle washing of private vehicles by customers | Trade conducted at the premises, Car & Jetwash Centre on a petrol filling station | Consent | LYNHOLM ROAD POLEGATE WPS
18269 | 1 | Tier 1 Consent | BP Oil UK Limited |  | Chertsey Road | Sunbury On Thames | Middlesex |  | TW16 7BP | WILLINGDON CONNECT | EASTBOURNE ROAD | - | EASTBOURNE | SE | BN20 9LA | 2024-06-24 | 6 | 1 | At any time | HAILSHAM SOUTH WTW | Coopers Hill via manhole TQ58026703 | Solids Suspended 105 Degrees C | - | 500 | mg/l | 31.2 | Vehicle and plant washing (Low Impact) | Sussex East | Vehicle washing of private vehicles by customers | Trade conducted at the premises, Car & Jetwash Centre on a petrol filling station | Consent | LYNHOLM ROAD POLEGATE WPS
18269 | 1 | Tier 1 Consent | BP Oil UK Limited |  | Chertsey Road | Sunbury On Thames | Middlesex |  | TW16 7BP | WILLINGDON CONNECT | EASTBOURNE ROAD | - | EASTBOURNE | SE | BN20 9LA | 2024-06-24 | 6 | 1 | At any time | HAILSHAM SOUTH WTW | Coopers Hill via manhole TQ58026703 | Sulphate as S04 | - | 500 | mg/l | 31.2 | Vehicle and plant washing (Low Impact) | Sussex East | Vehicle washing of private vehicles by customers | Trade conducted at the premises, Car & Jetwash Centre on a petrol filling station | Consent | LYNHOLM ROAD POLEGATE WPS
18273 | 1 | Tier 2 Consent | Siemens Mobility Limited | Sixth Floor, The Lantern | 75 Hampstead Road |  | London |  | NW1 2PL | NORTHAM TRAINCARE FACILITY | RADCLIFFE ROAD | - | SOUTHAMPTON | HA | SO14 0PS | 2024-09-20 | 20 | 2.5 | At all times | MILLBROOK WTW | Radcliffe Road | Chemical Oxygen Demand Shaken as 0 | 0 | 800 | mg/l | 31.1 | Vehicle and plant washing (Medium Impact) | Hampshire West | Washing of train carriages | Train maintenance. | Consent | -
18273 | 1 | Tier 2 Consent | Siemens Mobility Limited | Sixth Floor, The Lantern | 75 Hampstead Road |  | London |  | NW1 2PL | NORTHAM TRAINCARE FACILITY | RADCLIFFE ROAD | - | SOUTHAMPTON | HA | SO14 0PS | 2024-09-20 | 20 | 2.5 | At all times | MILLBROOK WTW | Radcliffe Road | Nitrogen Ammoniacal as N | 0 | 15 | mg/l | 31.1 | Vehicle and plant washing (Medium Impact) | Hampshire West | Washing of train carriages | Train maintenance. | Consent | -
18273 | 1 | Tier 2 Consent | Siemens Mobility Limited | Sixth Floor, The Lantern | 75 Hampstead Road |  | London |  | NW1 2PL | NORTHAM TRAINCARE FACILITY | RADCLIFFE ROAD | - | SOUTHAMPTON | HA | SO14 0PS | 2024-09-20 | 20 | 2.5 | At all times | MILLBROOK WTW | Radcliffe Road | Oil and Grease | 0 | 200 | mg/l | 31.1 | Vehicle and plant washing (Medium Impact) | Hampshire West | Washing of train carriages | Train maintenance. | Consent | -
18273 | 1 | Tier 2 Consent | Siemens Mobility Limited | Sixth Floor, The Lantern | 75 Hampstead Road |  | London |  | NW1 2PL | NORTHAM TRAINCARE FACILITY | RADCLIFFE ROAD | - | SOUTHAMPTON | HA | SO14 0PS | 2024-09-20 | 20 | 2.5 | At all times | MILLBROOK WTW | Radcliffe Road | pH | 6 | 10 | pH Units | 31.1 | Vehicle and plant washing (Medium Impact) | Hampshire West | Washing of train carriages | Train maintenance. | Consent | -
18273 | 1 | Tier 2 Consent | Siemens Mobility Limited | Sixth Floor, The Lantern | 75 Hampstead Road |  | London |  | NW1 2PL | NORTHAM TRAINCARE FACILITY | RADCLIFFE ROAD | - | SOUTHAMPTON | HA | SO14 0PS | 2024-09-20 | 20 | 2.5 | At all times | MILLBROOK WTW | Radcliffe Road | Solids Suspended 105 Degrees C | 0 | 400 | mg/l | 31.1 | Vehicle and plant washing (Medium Impact) | Hampshire West | Washing of train carriages | Train maintenance. | Consent | -
18273 | 1 | Tier 2 Consent | Siemens Mobility Limited | Sixth Floor, The Lantern | 75 Hampstead Road |  | London |  | NW1 2PL | NORTHAM TRAINCARE FACILITY | RADCLIFFE ROAD | - | SOUTHAMPTON | HA | SO14 0PS | 2024-09-20 | 20 | 2.5 | At all times | MILLBROOK WTW | Radcliffe Road | Sulphate as S04 | 0 | 500 | mg/l | 31.1 | Vehicle and plant washing (Medium Impact) | Hampshire West | Washing of train carriages | Train maintenance. | Consent | -
18274 | 1 | Low Risk Consent | Siemens Mobility Limited | Sixth Floor, The Lantern | 75 Hampstead Road |  | London |  | NW1 2PL | NORTHAM TRAINCARE FACILITY | RADCLIFFE ROAD | - | SOUTHAMPTON | HA | SO14 0PS | 2024-09-20 | 3.5 | 0.04 | At all times | MILLBROOK WTW | Radcliffe Road | Chemical Oxygen Demand Shaken as 0 | 0 | 800 | mg/l | 31.1 | Vehicle and plant washing (Medium Impact) | Hampshire West | shoe gear cleansing. | Train maintenance depot | Consent | MOUNT PLEASANT ROAD SOUTHAMPTON WPS
18274 | 1 | Low Risk Consent | Siemens Mobility Limited | Sixth Floor, The Lantern | 75 Hampstead Road |  | London |  | NW1 2PL | NORTHAM TRAINCARE FACILITY | RADCLIFFE ROAD | - | SOUTHAMPTON | HA | SO14 0PS | 2024-09-20 | 3.5 | 0.04 | At all times | MILLBROOK WTW | Radcliffe Road | Nitrogen Ammoniacal as N | 0 | 15 | mg/l | 31.1 | Vehicle and plant washing (Medium Impact) | Hampshire West | shoe gear cleansing. | Train maintenance depot | Consent | MOUNT PLEASANT ROAD SOUTHAMPTON WPS
18274 | 1 | Low Risk Consent | Siemens Mobility Limited | Sixth Floor, The Lantern | 75 Hampstead Road |  | London |  | NW1 2PL | NORTHAM TRAINCARE FACILITY | RADCLIFFE ROAD | - | SOUTHAMPTON | HA | SO14 0PS | 2024-09-20 | 3.5 | 0.04 | At all times | MILLBROOK WTW | Radcliffe Road | Oil and Grease | 0 | 200 | mg/l | 31.1 | Vehicle and plant washing (Medium Impact) | Hampshire West | shoe gear cleansing. | Train maintenance depot | Consent | MOUNT PLEASANT ROAD SOUTHAMPTON WPS
18274 | 1 | Low Risk Consent | Siemens Mobility Limited | Sixth Floor, The Lantern | 75 Hampstead Road |  | London |  | NW1 2PL | NORTHAM TRAINCARE FACILITY | RADCLIFFE ROAD | - | SOUTHAMPTON | HA | SO14 0PS | 2024-09-20 | 3.5 | 0.04 | At all times | MILLBROOK WTW | Radcliffe Road | pH Limit | 6 | 10 |  | 31.1 | Vehicle and plant washing (Medium Impact) | Hampshire West | shoe gear cleansing. | Train maintenance depot | Consent | MOUNT PLEASANT ROAD SOUTHAMPTON WPS
18274 | 1 | Low Risk Consent | Siemens Mobility Limited | Sixth Floor, The Lantern | 75 Hampstead Road |  | London |  | NW1 2PL | NORTHAM TRAINCARE FACILITY | RADCLIFFE ROAD | - | SOUTHAMPTON | HA | SO14 0PS | 2024-09-20 | 3.5 | 0.04 | At all times | MILLBROOK WTW | Radcliffe Road | Solids Suspended 105 Degrees C | 0 | 400 | mg/l | 31.1 | Vehicle and plant washing (Medium Impact) | Hampshire West | shoe gear cleansing. | Train maintenance depot | Consent | MOUNT PLEASANT ROAD SOUTHAMPTON WPS
18274 | 1 | Low Risk Consent | Siemens Mobility Limited | Sixth Floor, The Lantern | 75 Hampstead Road |  | London |  | NW1 2PL | NORTHAM TRAINCARE FACILITY | RADCLIFFE ROAD | - | SOUTHAMPTON | HA | SO14 0PS | 2024-09-20 | 3.5 | 0.04 | At all times | MILLBROOK WTW | Radcliffe Road | Sulphate as S04 | 0 | 500 | mg/l | 31.1 | Vehicle and plant washing (Medium Impact) | Hampshire West | shoe gear cleansing. | Train maintenance depot | Consent | MOUNT PLEASANT ROAD SOUTHAMPTON WPS
18276 | 1 | Tier 2 Consent | Anduff Car Wash Limited | 35-37 | Amersham Hill |  | High Wycombe | Buckinghamshire | HP13 6NU | CAR WASH AT TESCO PETROL STATION | FISHBOURNE ROAD EAST | - | CHICHESTER | SW | PO19 3JT | 2024-06-04 | 10 | 2 | at all times | CHICHESTER WTW | Fishbourne Road | Chemical Oxygen Demand Shaken as 0 | - | 800 | mg/l | 31.2 | Vehicle and plant washing (Low Impact) | Sussex West | Vehicle Washing: Automatic Vehicle Washing process | Car wash at a petrol station | Consent | -
18276 | 1 | Tier 2 Consent | Anduff Car Wash Limited | 35-37 | Amersham Hill |  | High Wycombe | Buckinghamshire | HP13 6NU | CAR WASH AT TESCO PETROL STATION | FISHBOURNE ROAD EAST | - | CHICHESTER | SW | PO19 3JT | 2024-06-04 | 10 | 2 | at all times | CHICHESTER WTW | Fishbourne Road | Nitrogen Ammoniacal as N | - | 10 | mg/l | 31.2 | Vehicle and plant washing (Low Impact) | Sussex West | Vehicle Washing: Automatic Vehicle Washing process | Car wash at a petrol station | Consent | -
18276 | 1 | Tier 2 Consent | Anduff Car Wash Limited | 35-37 | Amersham Hill |  | High Wycombe | Buckinghamshire | HP13 6NU | CAR WASH AT TESCO PETROL STATION | FISHBOURNE ROAD EAST | - | CHICHESTER | SW | PO19 3JT | 2024-06-04 | 10 | 2 | at all times | CHICHESTER WTW | Fishbourne Road | Oil and Grease | - | 200 | mg/l | 31.2 | Vehicle and plant washing (Low Impact) | Sussex West | Vehicle Washing: Automatic Vehicle Washing process | Car wash at a petrol station | Consent | -
18276 | 1 | Tier 2 Consent | Anduff Car Wash Limited | 35-37 | Amersham Hill |  | High Wycombe | Buckinghamshire | HP13 6NU | CAR WASH AT TESCO PETROL STATION | FISHBOURNE ROAD EAST | - | CHICHESTER | SW | PO19 3JT | 2024-06-04 | 10 | 2 | at all times | CHICHESTER WTW | Fishbourne Road | pH | 6 | 10 | pH Units | 31.2 | Vehicle and plant washing (Low Impact) | Sussex West | Vehicle Washing: Automatic Vehicle Washing process | Car wash at a petrol station | Consent | -
18276 | 1 | Tier 2 Consent | Anduff Car Wash Limited | 35-37 | Amersham Hill |  | High Wycombe | Buckinghamshire | HP13 6NU | CAR WASH AT TESCO PETROL STATION | FISHBOURNE ROAD EAST | - | CHICHESTER | SW | PO19 3JT | 2024-06-04 | 10 | 2 | at all times | CHICHESTER WTW | Fishbourne Road | Solids Suspended 105 Degrees C | - | 500 | mg/l | 31.2 | Vehicle and plant washing (Low Impact) | Sussex West | Vehicle Washing: Automatic Vehicle Washing process | Car wash at a petrol station | Consent | -
18279 | 1 | Low Risk Consent | Motor Fuel Group | 10 Bricket Road | St Albans |  | Hertfordshire |  | AL1 3JX | Bohemia Service Station | Bohemia Road | - | St Leonards-on-sea | SE | TN37 6RR | 2024-07-11 | 3.5 | 0.6 | At any time | BEXHILL & HASTINGS WTW | 225mm Vitrified Clay Southern Water foul sewer in Bohemia Road | Chemical Oxygen Demand Shaken as 0 | - | 800 | mg/l | 31.2 | Vehicle and plant washing (Low Impact) | Sussex East | vehicle valeting - two new jet wash machines being installed in 2025/26 | Fuel station and vehicle valeting | Consent | COOMBS HASTINGS WPS
18279 | 1 | Low Risk Consent | Motor Fuel Group | 10 Bricket Road | St Albans |  | Hertfordshire |  | AL1 3JX | Bohemia Service Station | Bohemia Road | - | St Leonards-on-sea | SE | TN37 6RR | 2024-07-11 | 3.5 | 0.6 | At any time | BEXHILL & HASTINGS WTW | 225mm Vitrified Clay Southern Water foul sewer in Bohemia Road | Nitrogen Ammoniacal as N | - | 10 | mg/l | 31.2 | Vehicle and plant washing (Low Impact) | Sussex East | vehicle valeting - two new jet wash machines being installed in 2025/26 | Fuel station and vehicle valeting | Consent | COOMBS HASTINGS WPS
18279 | 1 | Low Risk Consent | Motor Fuel Group | 10 Bricket Road | St Albans |  | Hertfordshire |  | AL1 3JX | Bohemia Service Station | Bohemia Road | - | St Leonards-on-sea | SE | TN37 6RR | 2024-07-11 | 3.5 | 0.6 | At any time | BEXHILL & HASTINGS WTW | 225mm Vitrified Clay Southern Water foul sewer in Bohemia Road | Oil and Grease | - | 200 | mg/l | 31.2 | Vehicle and plant washing (Low Impact) | Sussex East | vehicle valeting - two new jet wash machines being installed in 2025/26 | Fuel station and vehicle valeting | Consent | COOMBS HASTINGS WPS
18279 | 1 | Low Risk Consent | Motor Fuel Group | 10 Bricket Road | St Albans |  | Hertfordshire |  | AL1 3JX | Bohemia Service Station | Bohemia Road | - | St Leonards-on-sea | SE | TN37 6RR | 2024-07-11 | 3.5 | 0.6 | At any time | BEXHILL & HASTINGS WTW | 225mm Vitrified Clay Southern Water foul sewer in Bohemia Road | pH | 6 | 10 | pH Units | 31.2 | Vehicle and plant washing (Low Impact) | Sussex East | vehicle valeting - two new jet wash machines being installed in 2025/26 | Fuel station and vehicle valeting | Consent | COOMBS HASTINGS WPS
18279 | 1 | Low Risk Consent | Motor Fuel Group | 10 Bricket Road | St Albans |  | Hertfordshire |  | AL1 3JX | Bohemia Service Station | Bohemia Road | - | St Leonards-on-sea | SE | TN37 6RR | 2024-07-11 | 3.5 | 0.6 | At any time | BEXHILL & HASTINGS WTW | 225mm Vitrified Clay Southern Water foul sewer in Bohemia Road | Phosphorus Total | - | 15 | ug/l | 31.2 | Vehicle and plant washing (Low Impact) | Sussex East | vehicle valeting - two new jet wash machines being installed in 2025/26 | Fuel station and vehicle valeting | Consent | COOMBS HASTINGS WPS
18279 | 1 | Low Risk Consent | Motor Fuel Group | 10 Bricket Road | St Albans |  | Hertfordshire |  | AL1 3JX | Bohemia Service Station | Bohemia Road | - | St Leonards-on-sea | SE | TN37 6RR | 2024-07-11 | 3.5 | 0.6 | At any time | BEXHILL & HASTINGS WTW | 225mm Vitrified Clay Southern Water foul sewer in Bohemia Road | Solids Suspended 105 Degrees C | - | 500 | mg/l | 31.2 | Vehicle and plant washing (Low Impact) | Sussex East | vehicle valeting - two new jet wash machines being installed in 2025/26 | Fuel station and vehicle valeting | Consent | COOMBS HASTINGS WPS
18279 | 1 | Low Risk Consent | Motor Fuel Group | 10 Bricket Road | St Albans |  | Hertfordshire |  | AL1 3JX | Bohemia Service Station | Bohemia Road | - | St Leonards-on-sea | SE | TN37 6RR | 2024-07-11 | 3.5 | 0.6 | At any time | BEXHILL & HASTINGS WTW | 225mm Vitrified Clay Southern Water foul sewer in Bohemia Road | Sulphate as S04 | - | 500 | mg/l | 31.2 | Vehicle and plant washing (Low Impact) | Sussex East | vehicle valeting - two new jet wash machines being installed in 2025/26 | Fuel station and vehicle valeting | Consent | COOMBS HASTINGS WPS
18281 | 6 | Tier 1 Consent | Veolia ES (UK) Limited |  | 210 Pentonville Road |  | London |  | N1 9JY | AREA 6 MARCHWOOD TREATMENT WORKS | OCEANIC WAY |  | MARCHWOOD | HA | SO40 4BD | 2024-08-28 | 350 | 11 | At all times | SLOWHILL COPSE MARCHWOOD WTW | Normandy Way | Aluminium Total | 0 | 5 | ug/l | 37.4 | Liquid waste reception/oil recovery | Hampshire West | industrial waste recovery and treatment processes. | Waste transfer/treatment facility. | Consent | MAGAZINE LANE MARCHWOOD WPS
18281 | 6 | Tier 1 Consent | Veolia ES (UK) Limited |  | 210 Pentonville Road |  | London |  | N1 9JY | AREA 6 MARCHWOOD TREATMENT WORKS | OCEANIC WAY |  | MARCHWOOD | HA | SO40 4BD | 2024-08-28 | 350 | 11 | At all times | SLOWHILL COPSE MARCHWOOD WTW | Normandy Way | Chemical Oxygen Demand Shaken as 0 | 0 | 5000 | mg/l | 37.4 | Liquid waste reception/oil recovery | Hampshire West | industrial waste recovery and treatment processes. | Waste transfer/treatment facility. | Consent | MAGAZINE LANE MARCHWOOD WPS
18281 | 6 | Tier 1 Consent | Veolia ES (UK) Limited |  | 210 Pentonville Road |  | London |  | N1 9JY | AREA 6 MARCHWOOD TREATMENT WORKS | OCEANIC WAY |  | MARCHWOOD | HA | SO40 4BD | 2024-08-28 | 350 | 11 | At all times | SLOWHILL COPSE MARCHWOOD WTW | Normandy Way | Chloride | 0 | 10000 | mg/l | 37.4 | Liquid waste reception/oil recovery | Hampshire West | industrial waste recovery and treatment processes. | Waste transfer/treatment facility. | Consent | MAGAZINE LANE MARCHWOOD WPS
18281 | 6 | Tier 1 Consent | Veolia ES (UK) Limited |  | 210 Pentonville Road |  | London |  | N1 9JY | AREA 6 MARCHWOOD TREATMENT WORKS | OCEANIC WAY |  | MARCHWOOD | HA | SO40 4BD | 2024-08-28 | 350 | 11 | At all times | SLOWHILL COPSE MARCHWOOD WTW | Normandy Way | Chromium Total mg/l | 0 | 0.5 | ug/l | 37.4 | Liquid waste reception/oil recovery | Hampshire West | industrial waste recovery and treatment processes. | Waste transfer/treatment facility. | Consent | MAGAZINE LANE MARCHWOOD WPS
18281 | 6 | Tier 1 Consent | Veolia ES (UK) Limited |  | 210 Pentonville Road |  | London |  | N1 9JY | AREA 6 MARCHWOOD TREATMENT WORKS | OCEANIC WAY |  | MARCHWOOD | HA | SO40 4BD | 2024-08-28 | 350 | 11 | At all times | SLOWHILL COPSE MARCHWOOD WTW | Normandy Way | Copper Total | 0 | 0.5 | ug/l | 37.4 | Liquid waste reception/oil recovery | Hampshire West | industrial waste recovery and treatment processes. | Waste transfer/treatment facility. | Consent | MAGAZINE LANE MARCHWOOD WPS
18281 | 6 | Tier 1 Consent | Veolia ES (UK) Limited |  | 210 Pentonville Road |  | London |  | N1 9JY | AREA 6 MARCHWOOD TREATMENT WORKS | OCEANIC WAY |  | MARCHWOOD | HA | SO40 4BD | 2024-08-28 | 350 | 11 | At all times | SLOWHILL COPSE MARCHWOOD WTW | Normandy Way | Cyanide Total as Cn | 0 | 0.1 | ug/l | 37.4 | Liquid waste reception/oil recovery | Hampshire West | industrial waste recovery and treatment processes. | Waste transfer/treatment facility. | Consent | MAGAZINE LANE MARCHWOOD WPS
18281 | 6 | Tier 1 Consent | Veolia ES (UK) Limited |  | 210 Pentonville Road |  | London |  | N1 9JY | AREA 6 MARCHWOOD TREATMENT WORKS | OCEANIC WAY |  | MARCHWOOD | HA | SO40 4BD | 2024-08-28 | 350 | 11 | At all times | SLOWHILL COPSE MARCHWOOD WTW | Normandy Way | Iron Total | 0 | 5 | ug/l | 37.4 | Liquid waste reception/oil recovery | Hampshire West | industrial waste recovery and treatment processes. | Waste transfer/treatment facility. | Consent | MAGAZINE LANE MARCHWOOD WPS
18281 | 6 | Tier 1 Consent | Veolia ES (UK) Limited |  | 210 Pentonville Road |  | London |  | N1 9JY | AREA 6 MARCHWOOD TREATMENT WORKS | OCEANIC WAY |  | MARCHWOOD | HA | SO40 4BD | 2024-08-28 | 350 | 11 | At all times | SLOWHILL COPSE MARCHWOOD WTW | Normandy Way | Lead Total | 0 | 0.5 | ug/l | 37.4 | Liquid waste reception/oil recovery | Hampshire West | industrial waste recovery and treatment processes. | Waste transfer/treatment facility. | Consent | MAGAZINE LANE MARCHWOOD WPS
18281 | 6 | Tier 1 Consent | Veolia ES (UK) Limited |  | 210 Pentonville Road |  | London |  | N1 9JY | AREA 6 MARCHWOOD TREATMENT WORKS | OCEANIC WAY |  | MARCHWOOD | HA | SO40 4BD | 2024-08-28 | 350 | 11 | At all times | SLOWHILL COPSE MARCHWOOD WTW | Normandy Way | Nickel Total | 0 | 1.5 | ug/l | 37.4 | Liquid waste reception/oil recovery | Hampshire West | industrial waste recovery and treatment processes. | Waste transfer/treatment facility. | Consent | MAGAZINE LANE MARCHWOOD WPS
18281 | 6 | Tier 1 Consent | Veolia ES (UK) Limited |  | 210 Pentonville Road |  | London |  | N1 9JY | AREA 6 MARCHWOOD TREATMENT WORKS | OCEANIC WAY |  | MARCHWOOD | HA | SO40 4BD | 2024-08-28 | 350 | 11 | At all times | SLOWHILL COPSE MARCHWOOD WTW | Normandy Way | Nitrogen Ammoniacal as N | 0 | 400 | mg/l | 37.4 | Liquid waste reception/oil recovery | Hampshire West | industrial waste recovery and treatment processes. | Waste transfer/treatment facility. | Consent | MAGAZINE LANE MARCHWOOD WPS
18281 | 6 | Tier 1 Consent | Veolia ES (UK) Limited |  | 210 Pentonville Road |  | London |  | N1 9JY | AREA 6 MARCHWOOD TREATMENT WORKS | OCEANIC WAY |  | MARCHWOOD | HA | SO40 4BD | 2024-08-28 | 350 | 11 | At all times | SLOWHILL COPSE MARCHWOOD WTW | Normandy Way | Oil and Grease | 0 | 200 | mg/l | 37.4 | Liquid waste reception/oil recovery | Hampshire West | industrial waste recovery and treatment processes. | Waste transfer/treatment facility. | Consent | MAGAZINE LANE MARCHWOOD WPS
18281 | 6 | Tier 1 Consent | Veolia ES (UK) Limited |  | 210 Pentonville Road |  | London |  | N1 9JY | AREA 6 MARCHWOOD TREATMENT WORKS | OCEANIC WAY |  | MARCHWOOD | HA | SO40 4BD | 2024-08-28 | 350 | 11 | At all times | SLOWHILL COPSE MARCHWOOD WTW | Normandy Way | pH | 6 | 10 | pH Units | 37.4 | Liquid waste reception/oil recovery | Hampshire West | industrial waste recovery and treatment processes. | Waste transfer/treatment facility. | Consent | MAGAZINE LANE MARCHWOOD WPS
18281 | 6 | Tier 1 Consent | Veolia ES (UK) Limited |  | 210 Pentonville Road |  | London |  | N1 9JY | AREA 6 MARCHWOOD TREATMENT WORKS | OCEANIC WAY |  | MARCHWOOD | HA | SO40 4BD | 2024-08-28 | 350 | 11 | At all times | SLOWHILL COPSE MARCHWOOD WTW | Normandy Way | Phenols Total | 0 | 10 | ug/l | 37.4 | Liquid waste reception/oil recovery | Hampshire West | industrial waste recovery and treatment processes. | Waste transfer/treatment facility. | Consent | MAGAZINE LANE MARCHWOOD WPS
18281 | 6 | Tier 1 Consent | Veolia ES (UK) Limited |  | 210 Pentonville Road |  | London |  | N1 9JY | AREA 6 MARCHWOOD TREATMENT WORKS | OCEANIC WAY |  | MARCHWOOD | HA | SO40 4BD | 2024-08-28 | 350 | 11 | At all times | SLOWHILL COPSE MARCHWOOD WTW | Normandy Way | Phosphorus Total | 0 | 15 | ug/l | 37.4 | Liquid waste reception/oil recovery | Hampshire West | industrial waste recovery and treatment processes. | Waste transfer/treatment facility. | Consent | MAGAZINE LANE MARCHWOOD WPS
18281 | 6 | Tier 1 Consent | Veolia ES (UK) Limited |  | 210 Pentonville Road |  | London |  | N1 9JY | AREA 6 MARCHWOOD TREATMENT WORKS | OCEANIC WAY |  | MARCHWOOD | HA | SO40 4BD | 2024-08-28 | 350 | 11 | At all times | SLOWHILL COPSE MARCHWOOD WTW | Normandy Way | Solids Suspended 105 Degrees C | 0 | 400 | mg/l | 37.4 | Liquid waste reception/oil recovery | Hampshire West | industrial waste recovery and treatment processes. | Waste transfer/treatment facility. | Consent | MAGAZINE LANE MARCHWOOD WPS
18281 | 6 | Tier 1 Consent | Veolia ES (UK) Limited |  | 210 Pentonville Road |  | London |  | N1 9JY | AREA 6 MARCHWOOD TREATMENT WORKS | OCEANIC WAY |  | MARCHWOOD | HA | SO40 4BD | 2024-08-28 | 350 | 11 | At all times | SLOWHILL COPSE MARCHWOOD WTW | Normandy Way | Sulphate as S04 | 0 | 1500 | mg/l | 37.4 | Liquid waste reception/oil recovery | Hampshire West | industrial waste recovery and treatment processes. | Waste transfer/treatment facility. | Consent | MAGAZINE LANE MARCHWOOD WPS
18281 | 6 | Tier 1 Consent | Veolia ES (UK) Limited |  | 210 Pentonville Road |  | London |  | N1 9JY | AREA 6 MARCHWOOD TREATMENT WORKS | OCEANIC WAY |  | MARCHWOOD | HA | SO40 4BD | 2024-08-28 | 350 | 11 | At all times | SLOWHILL COPSE MARCHWOOD WTW | Normandy Way | Sulphide as S | 0 | 1 | mg/l | 37.4 | Liquid waste reception/oil recovery | Hampshire West | industrial waste recovery and treatment processes. | Waste transfer/treatment facility. | Consent | MAGAZINE LANE MARCHWOOD WPS
18281 | 6 | Tier 1 Consent | Veolia ES (UK) Limited |  | 210 Pentonville Road |  | London |  | N1 9JY | AREA 6 MARCHWOOD TREATMENT WORKS | OCEANIC WAY |  | MARCHWOOD | HA | SO40 4BD | 2024-08-28 | 350 | 11 | At all times | SLOWHILL COPSE MARCHWOOD WTW | Normandy Way | Zinc Total mg/l | 0 | 2 | ug/l | 37.4 | Liquid waste reception/oil recovery | Hampshire West | industrial waste recovery and treatment processes. | Waste transfer/treatment facility. | Consent | MAGAZINE LANE MARCHWOOD WPS
18282 | 1 | Tier 1 Consent | Tarmac Trading Limited | Ground Floor T3 Trinity Park | Bickenhill Lane | Solihull | Birmingham |  | B37 7ES | BRITISH RAIL FREIGHT DEPOT | IMPERIAL ROAD | - |  | SP | SO14 0SH | 2024-08-27 | 7 | 1.9 | At all times | MILLBROOK WTW | Imperial Road | Chemical Oxygen Demand Shaken as 0 | 0 | 800 | mg/l | 3.2 | Concrete batching yard | Hampshire West | Wastewater from concrete manufacturing and contaminated rainwater | Ready mix Concrete Production | Consent | IMPERIAL ROAD MOUNT PLEASANT WPS
18282 | 1 | Tier 1 Consent | Tarmac Trading Limited | Ground Floor T3 Trinity Park | Bickenhill Lane | Solihull | Birmingham |  | B37 7ES | BRITISH RAIL FREIGHT DEPOT | IMPERIAL ROAD | - |  | SP | SO14 0SH | 2024-08-27 | 7 | 1.9 | At all times | MILLBROOK WTW | Imperial Road | Nitrogen Ammoniacal as N | 0 | 15 | mg/l | 3.2 | Concrete batching yard | Hampshire West | Wastewater from concrete manufacturing and contaminated rainwater | Ready mix Concrete Production | Consent | IMPERIAL ROAD MOUNT PLEASANT WPS
18282 | 1 | Tier 1 Consent | Tarmac Trading Limited | Ground Floor T3 Trinity Park | Bickenhill Lane | Solihull | Birmingham |  | B37 7ES | BRITISH RAIL FREIGHT DEPOT | IMPERIAL ROAD | - |  | SP | SO14 0SH | 2024-08-27 | 7 | 1.9 | At all times | MILLBROOK WTW | Imperial Road | Oil and Grease | 0 | 200 | mg/l | 3.2 | Concrete batching yard | Hampshire West | Wastewater from concrete manufacturing and contaminated rainwater | Ready mix Concrete Production | Consent | IMPERIAL ROAD MOUNT PLEASANT WPS
18282 | 1 | Tier 1 Consent | Tarmac Trading Limited | Ground Floor T3 Trinity Park | Bickenhill Lane | Solihull | Birmingham |  | B37 7ES | BRITISH RAIL FREIGHT DEPOT | IMPERIAL ROAD | - |  | SP | SO14 0SH | 2024-08-27 | 7 | 1.9 | At all times | MILLBROOK WTW | Imperial Road | pH Limit | 6 | 10 |  | 3.2 | Concrete batching yard | Hampshire West | Wastewater from concrete manufacturing and contaminated rainwater | Ready mix Concrete Production | Consent | IMPERIAL ROAD MOUNT PLEASANT WPS
18282 | 1 | Tier 1 Consent | Tarmac Trading Limited | Ground Floor T3 Trinity Park | Bickenhill Lane | Solihull | Birmingham |  | B37 7ES | BRITISH RAIL FREIGHT DEPOT | IMPERIAL ROAD | - |  | SP | SO14 0SH | 2024-08-27 | 7 | 1.9 | At all times | MILLBROOK WTW | Imperial Road | Phosphorus Total | 0 | 15 | ug/l | 3.2 | Concrete batching yard | Hampshire West | Wastewater from concrete manufacturing and contaminated rainwater | Ready mix Concrete Production | Consent | IMPERIAL ROAD MOUNT PLEASANT WPS
18282 | 1 | Tier 1 Consent | Tarmac Trading Limited | Ground Floor T3 Trinity Park | Bickenhill Lane | Solihull | Birmingham |  | B37 7ES | BRITISH RAIL FREIGHT DEPOT | IMPERIAL ROAD | - |  | SP | SO14 0SH | 2024-08-27 | 7 | 1.9 | At all times | MILLBROOK WTW | Imperial Road | Solids Suspended 105 Degrees C | 0 | 400 | mg/l | 3.2 | Concrete batching yard | Hampshire West | Wastewater from concrete manufacturing and contaminated rainwater | Ready mix Concrete Production | Consent | IMPERIAL ROAD MOUNT PLEASANT WPS
18284 | 1 | Tier 2 Consent | Peregrine Retail Ltd | 10 | Bricket Road | St Albans | Hertfordshire |  | AL1 3JX | Dover Service Station | LIMEKILN STREET |  | DOVER | KE | CT17 9EF | 2024-08-06 | 11 | 1 | At all times | BROOMFIELD BANK WTW | Limekiln Street | Chemical Oxygen Demand Shaken as 0 | - | 800 | mg/l | 31.3 | Vehicle and plant washing (Low Impact) | Kent East | Jet washing of vehicles | Fuel station and vehicle valeting. 4 X jet wash bays | Consent | ELIZABETH STREET DOVER WPS
18284 | 1 | Tier 2 Consent | Peregrine Retail Ltd | 10 | Bricket Road | St Albans | Hertfordshire |  | AL1 3JX | Dover Service Station | LIMEKILN STREET |  | DOVER | KE | CT17 9EF | 2024-08-06 | 11 | 1 | At all times | BROOMFIELD BANK WTW | Limekiln Street | Nitrogen Ammoniacal as N | - | 10 | mg/l | 31.3 | Vehicle and plant washing (Low Impact) | Kent East | Jet washing of vehicles | Fuel station and vehicle valeting. 4 X jet wash bays | Consent | ELIZABETH STREET DOVER WPS
18284 | 1 | Tier 2 Consent | Peregrine Retail Ltd | 10 | Bricket Road | St Albans | Hertfordshire |  | AL1 3JX | Dover Service Station | LIMEKILN STREET |  | DOVER | KE | CT17 9EF | 2024-08-06 | 11 | 1 | At all times | BROOMFIELD BANK WTW | Limekiln Street | Oil and Grease | - | 200 | mg/l | 31.3 | Vehicle and plant washing (Low Impact) | Kent East | Jet washing of vehicles | Fuel station and vehicle valeting. 4 X jet wash bays | Consent | ELIZABETH STREET DOVER WPS
18284 | 1 | Tier 2 Consent | Peregrine Retail Ltd | 10 | Bricket Road | St Albans | Hertfordshire |  | AL1 3JX | Dover Service Station | LIMEKILN STREET |  | DOVER | KE | CT17 9EF | 2024-08-06 | 11 | 1 | At all times | BROOMFIELD BANK WTW | Limekiln Street | pH | 6 | 10 | pH Units | 31.3 | Vehicle and plant washing (Low Impact) | Kent East | Jet washing of vehicles | Fuel station and vehicle valeting. 4 X jet wash bays | Consent | ELIZABETH STREET DOVER WPS
18284 | 1 | Tier 2 Consent | Peregrine Retail Ltd | 10 | Bricket Road | St Albans | Hertfordshire |  | AL1 3JX | Dover Service Station | LIMEKILN STREET |  | DOVER | KE | CT17 9EF | 2024-08-06 | 11 | 1 | At all times | BROOMFIELD BANK WTW | Limekiln Street | Solids Suspended 105 Degrees C | - | 500 | mg/l | 31.3 | Vehicle and plant washing (Low Impact) | Kent East | Jet washing of vehicles | Fuel station and vehicle valeting. 4 X jet wash bays | Consent | ELIZABETH STREET DOVER WPS
18285 | 1 | Low Risk Consent | Hillbrow Health and Wellbeing Limited |  | 71-75 Shelton Street | Covent Garden | London |  | WC2H 9JQ | SUPPLY TO SPORT HALL (SWIMMING POOL) | DENTON ROAD |  | EASTBOURNE | SE | BN20 7SS | 2024-08-30 | 8 | 1 | at any time | EASTBOURNE WTW | Gaudick road | Chemical Oxygen Demand Shaken as 0 | - | 800 | mg/l | 32.1 | Leisure facilities | Sussex East | Discharge of trade effluent from the pool backwash filter process. | Commercial swimming pool | Consent | GADSHILL WPS
18285 | 1 | Low Risk Consent | Hillbrow Health and Wellbeing Limited |  | 71-75 Shelton Street | Covent Garden | London |  | WC2H 9JQ | SUPPLY TO SPORT HALL (SWIMMING POOL) | DENTON ROAD |  | EASTBOURNE | SE | BN20 7SS | 2024-08-30 | 8 | 1 | at any time | EASTBOURNE WTW | Gaudick road | Chlorine Free as Cl2 | - | 1 | mg/l | 32.1 | Leisure facilities | Sussex East | Discharge of trade effluent from the pool backwash filter process. | Commercial swimming pool | Consent | GADSHILL WPS
18285 | 1 | Low Risk Consent | Hillbrow Health and Wellbeing Limited |  | 71-75 Shelton Street | Covent Garden | London |  | WC2H 9JQ | SUPPLY TO SPORT HALL (SWIMMING POOL) | DENTON ROAD |  | EASTBOURNE | SE | BN20 7SS | 2024-08-30 | 8 | 1 | at any time | EASTBOURNE WTW | Gaudick road | Oil and Grease | - | 200 | mg/l | 32.1 | Leisure facilities | Sussex East | Discharge of trade effluent from the pool backwash filter process. | Commercial swimming pool | Consent | GADSHILL WPS
18285 | 1 | Low Risk Consent | Hillbrow Health and Wellbeing Limited |  | 71-75 Shelton Street | Covent Garden | London |  | WC2H 9JQ | SUPPLY TO SPORT HALL (SWIMMING POOL) | DENTON ROAD |  | EASTBOURNE | SE | BN20 7SS | 2024-08-30 | 8 | 1 | at any time | EASTBOURNE WTW | Gaudick road | pH | 6 | 10 | pH Units | 32.1 | Leisure facilities | Sussex East | Discharge of trade effluent from the pool backwash filter process. | Commercial swimming pool | Consent | GADSHILL WPS
18285 | 1 | Low Risk Consent | Hillbrow Health and Wellbeing Limited |  | 71-75 Shelton Street | Covent Garden | London |  | WC2H 9JQ | SUPPLY TO SPORT HALL (SWIMMING POOL) | DENTON ROAD |  | EASTBOURNE | SE | BN20 7SS | 2024-08-30 | 8 | 1 | at any time | EASTBOURNE WTW | Gaudick road | Solids Suspended 105 Degrees C | - | 400 | mg/l | 32.1 | Leisure facilities | Sussex East | Discharge of trade effluent from the pool backwash filter process. | Commercial swimming pool | Consent | GADSHILL WPS
18285 | 1 | Low Risk Consent | Hillbrow Health and Wellbeing Limited |  | 71-75 Shelton Street | Covent Garden | London |  | WC2H 9JQ | SUPPLY TO SPORT HALL (SWIMMING POOL) | DENTON ROAD |  | EASTBOURNE | SE | BN20 7SS | 2024-08-30 | 8 | 1 | at any time | EASTBOURNE WTW | Gaudick road | Sulphate as S04 | - | 500 | mg/l | 32.1 | Leisure facilities | Sussex East | Discharge of trade effluent from the pool backwash filter process. | Commercial swimming pool | Consent | GADSHILL WPS
18287 | 2 | Tier 2 Consent | IHSS Limited | Unit 9 | Premier Park Road | Park Royal |  |  | NW10 7NZ | Unit 2 | Adanac Health and Innovation Centre | Hurst Way | Nursling |  | SO16 0AZ | 2024-08-29 | 173 | 2.69 | At all times | MILLBROOK WTW | Frogmore Lane | Chemical Oxygen Demand Shaken as 0 | 0 | 800 | mg/l | 15.3 | Sterilization/medical equipment cleaning, hygiene bin cleaning, low risk cleaning of items | Hampshire West | Cleaning and sterilization of medical equipment | Instrument decontamination and sterilisation | Discontinuation | WIMPSON GARDENS SOUTHAMPTON WPS
18287 | 2 | Tier 2 Consent | IHSS Limited | Unit 9 | Premier Park Road | Park Royal |  |  | NW10 7NZ | Unit 2 | Adanac Health and Innovation Centre | Hurst Way | Nursling |  | SO16 0AZ | 2024-08-29 | 173 | 2.69 | At all times | MILLBROOK WTW | Frogmore Lane | Nitrogen Ammoniacal as N | 0 | 10 | mg/l | 15.3 | Sterilization/medical equipment cleaning, hygiene bin cleaning, low risk cleaning of items | Hampshire West | Cleaning and sterilization of medical equipment | Instrument decontamination and sterilisation | Discontinuation | WIMPSON GARDENS SOUTHAMPTON WPS
18287 | 2 | Tier 2 Consent | IHSS Limited | Unit 9 | Premier Park Road | Park Royal |  |  | NW10 7NZ | Unit 2 | Adanac Health and Innovation Centre | Hurst Way | Nursling |  | SO16 0AZ | 2024-08-29 | 173 | 2.69 | At all times | MILLBROOK WTW | Frogmore Lane | pH Limit | 6 | 10 |  | 15.3 | Sterilization/medical equipment cleaning, hygiene bin cleaning, low risk cleaning of items | Hampshire West | Cleaning and sterilization of medical equipment | Instrument decontamination and sterilisation | Discontinuation | WIMPSON GARDENS SOUTHAMPTON WPS
18287 | 2 | Tier 2 Consent | IHSS Limited | Unit 9 | Premier Park Road | Park Royal |  |  | NW10 7NZ | Unit 2 | Adanac Health and Innovation Centre | Hurst Way | Nursling |  | SO16 0AZ | 2024-08-29 | 173 | 2.69 | At all times | MILLBROOK WTW | Frogmore Lane | Solids Suspended 105 Degrees C | 0 | 400 | mg/l | 15.3 | Sterilization/medical equipment cleaning, hygiene bin cleaning, low risk cleaning of items | Hampshire West | Cleaning and sterilization of medical equipment | Instrument decontamination and sterilisation | Discontinuation | WIMPSON GARDENS SOUTHAMPTON WPS
18290 | 1 | Tier 2 Consent | FCC Recycling (UK) Limited | 3 Sidings Court | White Rose Way |  | Doncaster |  | DN4 5NU | Whitfield Transfer Station & HWRC | Honeywood Road | Whitfield | Dover | Kent | CT16 3EH | 2024-09-19 | 20 | 4 | At all times | BROOMFIELD BANK WTW | Honeywood Road MH 2601 | Chemical Oxygen Demand Shaken as 0 | - | 800 | mg/l | 40.1 | Rainwater and surface water run-off (Medium Impact). Fire fighting foam training | Kent East | Contaminated run-off from household waste transfer station. | Household waste recycling centre and waste transfer station. | Consent | SANDWICH ROAD WHITFIELD WPS
18290 | 1 | Tier 2 Consent | FCC Recycling (UK) Limited | 3 Sidings Court | White Rose Way |  | Doncaster |  | DN4 5NU | Whitfield Transfer Station & HWRC | Honeywood Road | Whitfield | Dover | Kent | CT16 3EH | 2024-09-19 | 20 | 4 | At all times | BROOMFIELD BANK WTW | Honeywood Road MH 2601 | Nitrogen Ammoniacal as N | - | 25 | mg/l | 40.1 | Rainwater and surface water run-off (Medium Impact). Fire fighting foam training | Kent East | Contaminated run-off from household waste transfer station. | Household waste recycling centre and waste transfer station. | Consent | SANDWICH ROAD WHITFIELD WPS
18290 | 1 | Tier 2 Consent | FCC Recycling (UK) Limited | 3 Sidings Court | White Rose Way |  | Doncaster |  | DN4 5NU | Whitfield Transfer Station & HWRC | Honeywood Road | Whitfield | Dover | Kent | CT16 3EH | 2024-09-19 | 20 | 4 | At all times | BROOMFIELD BANK WTW | Honeywood Road MH 2601 | Oil and Grease | - | 200 | mg/l | 40.1 | Rainwater and surface water run-off (Medium Impact). Fire fighting foam training | Kent East | Contaminated run-off from household waste transfer station. | Household waste recycling centre and waste transfer station. | Consent | SANDWICH ROAD WHITFIELD WPS
18290 | 1 | Tier 2 Consent | FCC Recycling (UK) Limited | 3 Sidings Court | White Rose Way |  | Doncaster |  | DN4 5NU | Whitfield Transfer Station & HWRC | Honeywood Road | Whitfield | Dover | Kent | CT16 3EH | 2024-09-19 | 20 | 4 | At all times | BROOMFIELD BANK WTW | Honeywood Road MH 2601 | pH | 6 | 10 | pH Units | 40.1 | Rainwater and surface water run-off (Medium Impact). Fire fighting foam training | Kent East | Contaminated run-off from household waste transfer station. | Household waste recycling centre and waste transfer station. | Consent | SANDWICH ROAD WHITFIELD WPS
18290 | 1 | Tier 2 Consent | FCC Recycling (UK) Limited | 3 Sidings Court | White Rose Way |  | Doncaster |  | DN4 5NU | Whitfield Transfer Station & HWRC | Honeywood Road | Whitfield | Dover | Kent | CT16 3EH | 2024-09-19 | 20 | 4 | At all times | BROOMFIELD BANK WTW | Honeywood Road MH 2601 | Solids Suspended 105 Degrees C | - | 400 | mg/l | 40.1 | Rainwater and surface water run-off (Medium Impact). Fire fighting foam training | Kent East | Contaminated run-off from household waste transfer station. | Household waste recycling centre and waste transfer station. | Consent | SANDWICH ROAD WHITFIELD WPS
18290 | 1 | Tier 2 Consent | FCC Recycling (UK) Limited | 3 Sidings Court | White Rose Way |  | Doncaster |  | DN4 5NU | Whitfield Transfer Station & HWRC | Honeywood Road | Whitfield | Dover | Kent | CT16 3EH | 2024-09-19 | 20 | 4 | At all times | BROOMFIELD BANK WTW | Honeywood Road MH 2601 | Sulphate as S04 | - | 1000 | mg/l | 40.1 | Rainwater and surface water run-off (Medium Impact). Fire fighting foam training | Kent East | Contaminated run-off from household waste transfer station. | Household waste recycling centre and waste transfer station. | Consent | SANDWICH ROAD WHITFIELD WPS
18295 | 1 | Low Risk Consent | Quintessence Fragrances Limited | 5 Elstree Gate | Elstree Way | Borehamwood | Hertfordshire |  | WD6 1JD | Unit 2F Hawthorn Industrial Estate | Avis Way |  |  | Newhaven | BN9 0DJ | 2024-08-28 | 2 | 0.4 | at any time | NEWHAVEN MAIN WTW | Hawthorn Industrial Estate, main road just outside front of property | Chemical Oxygen Demand Shaken as 0 | - | 800 | mg/l | 27.1 | Soap, detergents, toiletries and cleaning products | Sussex East | Residue from the cleaning of stainless-steel vessels used for the manufacturing of Fragrance oil and washed out with hot water and surfactant. | Manufacturing of fragrance oils | Consent | AVIS ROAD NEWHAVEN WPS
18295 | 1 | Low Risk Consent | Quintessence Fragrances Limited | 5 Elstree Gate | Elstree Way | Borehamwood | Hertfordshire |  | WD6 1JD | Unit 2F Hawthorn Industrial Estate | Avis Way |  |  | Newhaven | BN9 0DJ | 2024-08-28 | 2 | 0.4 | at any time | NEWHAVEN MAIN WTW | Hawthorn Industrial Estate, main road just outside front of property | Oil and Grease | - | 200 | mg/l | 27.1 | Soap, detergents, toiletries and cleaning products | Sussex East | Residue from the cleaning of stainless-steel vessels used for the manufacturing of Fragrance oil and washed out with hot water and surfactant. | Manufacturing of fragrance oils | Consent | AVIS ROAD NEWHAVEN WPS
18295 | 1 | Low Risk Consent | Quintessence Fragrances Limited | 5 Elstree Gate | Elstree Way | Borehamwood | Hertfordshire |  | WD6 1JD | Unit 2F Hawthorn Industrial Estate | Avis Way |  |  | Newhaven | BN9 0DJ | 2024-08-28 | 2 | 0.4 | at any time | NEWHAVEN MAIN WTW | Hawthorn Industrial Estate, main road just outside front of property | pH | 6 | 10 | pH Units | 27.1 | Soap, detergents, toiletries and cleaning products | Sussex East | Residue from the cleaning of stainless-steel vessels used for the manufacturing of Fragrance oil and washed out with hot water and surfactant. | Manufacturing of fragrance oils | Consent | AVIS ROAD NEWHAVEN WPS
18295 | 1 | Low Risk Consent | Quintessence Fragrances Limited | 5 Elstree Gate | Elstree Way | Borehamwood | Hertfordshire |  | WD6 1JD | Unit 2F Hawthorn Industrial Estate | Avis Way |  |  | Newhaven | BN9 0DJ | 2024-08-28 | 2 | 0.4 | at any time | NEWHAVEN MAIN WTW | Hawthorn Industrial Estate, main road just outside front of property | Solids Suspended 105 Degrees C | - | 400 | mg/l | 27.1 | Soap, detergents, toiletries and cleaning products | Sussex East | Residue from the cleaning of stainless-steel vessels used for the manufacturing of Fragrance oil and washed out with hot water and surfactant. | Manufacturing of fragrance oils | Consent | AVIS ROAD NEWHAVEN WPS
18298 | 1 | Low Risk Consent | John Lewis Partnership PLC | 1 Drummond Gate | Pimlico |  | London |  | SW1V 2QQ | Waitrose & Partners | Market Place | Station Road | Burgess Hill |  | RH15 9NP | 2024-09-03 | 3 | 1 | At any times. | GODDARDS GREEN WTW | Station Road (UK Grid Reference 50.954411, -0.130814) | Chemical Oxygen Demand Shaken as 0 | - | 800 | mg/l | 31.2 | Vehicle and plant washing (Low Impact) | Sussex West | washing of delivery vehicles | Food retail sales | Consent | MALTHOUSE LANE BURGESS HILL WPS
18298 | 1 | Low Risk Consent | John Lewis Partnership PLC | 1 Drummond Gate | Pimlico |  | London |  | SW1V 2QQ | Waitrose & Partners | Market Place | Station Road | Burgess Hill |  | RH15 9NP | 2024-09-03 | 3 | 1 | At any times. | GODDARDS GREEN WTW | Station Road (UK Grid Reference 50.954411, -0.130814) | Nitrogen Ammoniacal as N | - | 10 | mg/l | 31.2 | Vehicle and plant washing (Low Impact) | Sussex West | washing of delivery vehicles | Food retail sales | Consent | MALTHOUSE LANE BURGESS HILL WPS
18298 | 1 | Low Risk Consent | John Lewis Partnership PLC | 1 Drummond Gate | Pimlico |  | London |  | SW1V 2QQ | Waitrose & Partners | Market Place | Station Road | Burgess Hill |  | RH15 9NP | 2024-09-03 | 3 | 1 | At any times. | GODDARDS GREEN WTW | Station Road (UK Grid Reference 50.954411, -0.130814) | Oil and Grease | - | 200 | mg/l | 31.2 | Vehicle and plant washing (Low Impact) | Sussex West | washing of delivery vehicles | Food retail sales | Consent | MALTHOUSE LANE BURGESS HILL WPS
18298 | 1 | Low Risk Consent | John Lewis Partnership PLC | 1 Drummond Gate | Pimlico |  | London |  | SW1V 2QQ | Waitrose & Partners | Market Place | Station Road | Burgess Hill |  | RH15 9NP | 2024-09-03 | 3 | 1 | At any times. | GODDARDS GREEN WTW | Station Road (UK Grid Reference 50.954411, -0.130814) | pH | 6 | 10 | pH Units | 31.2 | Vehicle and plant washing (Low Impact) | Sussex West | washing of delivery vehicles | Food retail sales | Consent | MALTHOUSE LANE BURGESS HILL WPS
18298 | 1 | Low Risk Consent | John Lewis Partnership PLC | 1 Drummond Gate | Pimlico |  | London |  | SW1V 2QQ | Waitrose & Partners | Market Place | Station Road | Burgess Hill |  | RH15 9NP | 2024-09-03 | 3 | 1 | At any times. | GODDARDS GREEN WTW | Station Road (UK Grid Reference 50.954411, -0.130814) | Phosphorus Total | - | 15 | ug/l | 31.2 | Vehicle and plant washing (Low Impact) | Sussex West | washing of delivery vehicles | Food retail sales | Consent | MALTHOUSE LANE BURGESS HILL WPS
18298 | 1 | Low Risk Consent | John Lewis Partnership PLC | 1 Drummond Gate | Pimlico |  | London |  | SW1V 2QQ | Waitrose & Partners | Market Place | Station Road | Burgess Hill |  | RH15 9NP | 2024-09-03 | 3 | 1 | At any times. | GODDARDS GREEN WTW | Station Road (UK Grid Reference 50.954411, -0.130814) | Solids Suspended 105 Degrees C | - | 500 | mg/l | 31.2 | Vehicle and plant washing (Low Impact) | Sussex West | washing of delivery vehicles | Food retail sales | Consent | MALTHOUSE LANE BURGESS HILL WPS
18298 | 1 | Low Risk Consent | John Lewis Partnership PLC | 1 Drummond Gate | Pimlico |  | London |  | SW1V 2QQ | Waitrose & Partners | Market Place | Station Road | Burgess Hill |  | RH15 9NP | 2024-09-03 | 3 | 1 | At any times. | GODDARDS GREEN WTW | Station Road (UK Grid Reference 50.954411, -0.130814) | Sulphate as S04 | - | 500 | mg/l | 31.2 | Vehicle and plant washing (Low Impact) | Sussex West | washing of delivery vehicles | Food retail sales | Consent | MALTHOUSE LANE BURGESS HILL WPS
18302 | 2 | Tier 2 Consent | Kodoko Gurkha Distillery Limited | Unit 5 Southdown Enterprise Park | Brunswick Road | Ashford | Kent |  | TN23 1AJ | Unit 5 Southdowns Enterprise Park | Brunswick Road | Ashford | Kent |  | TN23 1AJ | 2024-10-11 | 2 | 0.1 | At all times | ASHFORD WTW | Brunswick Road | Chemical Oxygen Demand Shaken as 0 | - | 75000 | mg/l | 1.3 | Alcoholic beverages (Low Impact) | Kent East | Spent wash from micro distillery. | Micro Distillery | Consent | -
18302 | 2 | Tier 2 Consent | Kodoko Gurkha Distillery Limited | Unit 5 Southdown Enterprise Park | Brunswick Road | Ashford | Kent |  | TN23 1AJ | Unit 5 Southdowns Enterprise Park | Brunswick Road | Ashford | Kent |  | TN23 1AJ | 2024-10-11 | 2 | 0.1 | At all times | ASHFORD WTW | Brunswick Road | Chloride | - | 500 | mg/l | 1.3 | Alcoholic beverages (Low Impact) | Kent East | Spent wash from micro distillery. | Micro Distillery | Consent | -
18302 | 2 | Tier 2 Consent | Kodoko Gurkha Distillery Limited | Unit 5 Southdown Enterprise Park | Brunswick Road | Ashford | Kent |  | TN23 1AJ | Unit 5 Southdowns Enterprise Park | Brunswick Road | Ashford | Kent |  | TN23 1AJ | 2024-10-11 | 2 | 0.1 | At all times | ASHFORD WTW | Brunswick Road | Nitrogen Ammoniacal as N | - | 5 | mg/l | 1.3 | Alcoholic beverages (Low Impact) | Kent East | Spent wash from micro distillery. | Micro Distillery | Consent | -
18302 | 2 | Tier 2 Consent | Kodoko Gurkha Distillery Limited | Unit 5 Southdown Enterprise Park | Brunswick Road | Ashford | Kent |  | TN23 1AJ | Unit 5 Southdowns Enterprise Park | Brunswick Road | Ashford | Kent |  | TN23 1AJ | 2024-10-11 | 2 | 0.1 | At all times | ASHFORD WTW | Brunswick Road | Oil and Grease | - | 100 | mg/l | 1.3 | Alcoholic beverages (Low Impact) | Kent East | Spent wash from micro distillery. | Micro Distillery | Consent | -
18302 | 2 | Tier 2 Consent | Kodoko Gurkha Distillery Limited | Unit 5 Southdown Enterprise Park | Brunswick Road | Ashford | Kent |  | TN23 1AJ | Unit 5 Southdowns Enterprise Park | Brunswick Road | Ashford | Kent |  | TN23 1AJ | 2024-10-11 | 2 | 0.1 | At all times | ASHFORD WTW | Brunswick Road | pH | 6 | 10 | pH Units | 1.3 | Alcoholic beverages (Low Impact) | Kent East | Spent wash from micro distillery. | Micro Distillery | Consent | -
18302 | 2 | Tier 2 Consent | Kodoko Gurkha Distillery Limited | Unit 5 Southdown Enterprise Park | Brunswick Road | Ashford | Kent |  | TN23 1AJ | Unit 5 Southdowns Enterprise Park | Brunswick Road | Ashford | Kent |  | TN23 1AJ | 2024-10-11 | 2 | 0.1 | At all times | ASHFORD WTW | Brunswick Road | Phosphorus Total | - | 750 | ug/l | 1.3 | Alcoholic beverages (Low Impact) | Kent East | Spent wash from micro distillery. | Micro Distillery | Consent | -
18302 | 2 | Tier 2 Consent | Kodoko Gurkha Distillery Limited | Unit 5 Southdown Enterprise Park | Brunswick Road | Ashford | Kent |  | TN23 1AJ | Unit 5 Southdowns Enterprise Park | Brunswick Road | Ashford | Kent |  | TN23 1AJ | 2024-10-11 | 2 | 0.1 | At all times | ASHFORD WTW | Brunswick Road | Solids Suspended 105 Degrees C | - | 1000 | mg/l | 1.3 | Alcoholic beverages (Low Impact) | Kent East | Spent wash from micro distillery. | Micro Distillery | Consent | -
18302 | 2 | Tier 2 Consent | Kodoko Gurkha Distillery Limited | Unit 5 Southdown Enterprise Park | Brunswick Road | Ashford | Kent |  | TN23 1AJ | Unit 5 Southdowns Enterprise Park | Brunswick Road | Ashford | Kent |  | TN23 1AJ | 2024-10-11 | 2 | 0.1 | At all times | ASHFORD WTW | Brunswick Road | Sulphate as S04 | - | 500 | mg/l | 1.3 | Alcoholic beverages (Low Impact) | Kent East | Spent wash from micro distillery. | Micro Distillery | Consent | -
18305 | 1 | Low Risk Consent | Ecologia Environmental Solutions Limited | Spring Lodge | 172 Chester Road |  | Helsby | Cheshire | WA6 0AR | Buildings 711 & 712 Kent Science Park | Sittingbourne | Kent |  |  | ME9 8BZ | 2024-09-30 | 0.3 | 1 | At all times | SITTINGBOURNE WTW | Ruins Barn Road | Chemical Oxygen Demand Shaken as 0 | - | 800 | mg/l | 31.3 | Vehicle and plant washing (Low Impact) | Kent West | Cleaning of vehicles and treatment systems components | Environmental Services | Consent | DIRECT TO WTW
18305 | 1 | Low Risk Consent | Ecologia Environmental Solutions Limited | Spring Lodge | 172 Chester Road |  | Helsby | Cheshire | WA6 0AR | Buildings 711 & 712 Kent Science Park | Sittingbourne | Kent |  |  | ME9 8BZ | 2024-09-30 | 0.3 | 1 | At all times | SITTINGBOURNE WTW | Ruins Barn Road | Nitrogen Ammoniacal as N | - | 10 | mg/l | 31.3 | Vehicle and plant washing (Low Impact) | Kent West | Cleaning of vehicles and treatment systems components | Environmental Services | Consent | DIRECT TO WTW
18305 | 1 | Low Risk Consent | Ecologia Environmental Solutions Limited | Spring Lodge | 172 Chester Road |  | Helsby | Cheshire | WA6 0AR | Buildings 711 & 712 Kent Science Park | Sittingbourne | Kent |  |  | ME9 8BZ | 2024-09-30 | 0.3 | 1 | At all times | SITTINGBOURNE WTW | Ruins Barn Road | Oil and Grease | - | 200 | mg/l | 31.3 | Vehicle and plant washing (Low Impact) | Kent West | Cleaning of vehicles and treatment systems components | Environmental Services | Consent | DIRECT TO WTW
18305 | 1 | Low Risk Consent | Ecologia Environmental Solutions Limited | Spring Lodge | 172 Chester Road |  | Helsby | Cheshire | WA6 0AR | Buildings 711 & 712 Kent Science Park | Sittingbourne | Kent |  |  | ME9 8BZ | 2024-09-30 | 0.3 | 1 | At all times | SITTINGBOURNE WTW | Ruins Barn Road | pH | 6 | 10 | pH Units | 31.3 | Vehicle and plant washing (Low Impact) | Kent West | Cleaning of vehicles and treatment systems components | Environmental Services | Consent | DIRECT TO WTW
18305 | 1 | Low Risk Consent | Ecologia Environmental Solutions Limited | Spring Lodge | 172 Chester Road |  | Helsby | Cheshire | WA6 0AR | Buildings 711 & 712 Kent Science Park | Sittingbourne | Kent |  |  | ME9 8BZ | 2024-09-30 | 0.3 | 1 | At all times | SITTINGBOURNE WTW | Ruins Barn Road | Solids Suspended 105 Degrees C | - | 500 | mg/l | 31.3 | Vehicle and plant washing (Low Impact) | Kent West | Cleaning of vehicles and treatment systems components | Environmental Services | Consent | DIRECT TO WTW
18305 | 1 | Low Risk Consent | Ecologia Environmental Solutions Limited | Spring Lodge | 172 Chester Road |  | Helsby | Cheshire | WA6 0AR | Buildings 711 & 712 Kent Science Park | Sittingbourne | Kent |  |  | ME9 8BZ | 2024-09-30 | 0.3 | 1 | At all times | SITTINGBOURNE WTW | Ruins Barn Road | Sulphate as S04 | - | 500 | mg/l | 31.3 | Vehicle and plant washing (Low Impact) | Kent West | Cleaning of vehicles and treatment systems components | Environmental Services | Consent | DIRECT TO WTW
18306 | 1 | Tier 2 Consent | RSK Group | Spring Lodge | 172 Chester Road | Helsby | Cheshire |  | WA6 0AR | Bridge House | North Farm Road | Tunbridge Wells |  |  | TN2 3DR | 2024-10-16 | 0.7 | 1 | at any time | TUNBRIDGE WELLS NORTH WTW | Dowding Way - TQ59415604 | Aluminium Total | - | 10 | ug/l | 31.2 | Vehicle and plant washing (Low Impact) | Sussex East | Pre-treated effluent from the washing of vehicles, plant & equipment. No grass, vegetation, soil, mud and/or silt is allowed down foul sewer. It must be separated from the trade effluent before discharging any trade effluent into foul sewer from the process of vehicles and/or plant washing. | Offices of RSK Group | Consent | TUNBRIDGE WELLS NORTH GRAVITY
18306 | 1 | Tier 2 Consent | RSK Group | Spring Lodge | 172 Chester Road | Helsby | Cheshire |  | WA6 0AR | Bridge House | North Farm Road | Tunbridge Wells |  |  | TN2 3DR | 2024-10-16 | 0.7 | 1 | at any time | TUNBRIDGE WELLS NORTH WTW | Dowding Way - TQ59415604 | Chemical Oxygen Demand Shaken as 0 | - | 800 | mg/l | 31.2 | Vehicle and plant washing (Low Impact) | Sussex East | Pre-treated effluent from the washing of vehicles, plant & equipment. No grass, vegetation, soil, mud and/or silt is allowed down foul sewer. It must be separated from the trade effluent before discharging any trade effluent into foul sewer from the process of vehicles and/or plant washing. | Offices of RSK Group | Consent | TUNBRIDGE WELLS NORTH GRAVITY
18306 | 1 | Tier 2 Consent | RSK Group | Spring Lodge | 172 Chester Road | Helsby | Cheshire |  | WA6 0AR | Bridge House | North Farm Road | Tunbridge Wells |  |  | TN2 3DR | 2024-10-16 | 0.7 | 1 | at any time | TUNBRIDGE WELLS NORTH WTW | Dowding Way - TQ59415604 | Copper Total | - | 0.06 | ug/l | 31.2 | Vehicle and plant washing (Low Impact) | Sussex East | Pre-treated effluent from the washing of vehicles, plant & equipment. No grass, vegetation, soil, mud and/or silt is allowed down foul sewer. It must be separated from the trade effluent before discharging any trade effluent into foul sewer from the process of vehicles and/or plant washing. | Offices of RSK Group | Consent | TUNBRIDGE WELLS NORTH GRAVITY
18306 | 1 | Tier 2 Consent | RSK Group | Spring Lodge | 172 Chester Road | Helsby | Cheshire |  | WA6 0AR | Bridge House | North Farm Road | Tunbridge Wells |  |  | TN2 3DR | 2024-10-16 | 0.7 | 1 | at any time | TUNBRIDGE WELLS NORTH WTW | Dowding Way - TQ59415604 | Iron Total | - | 8 | ug/l | 31.2 | Vehicle and plant washing (Low Impact) | Sussex East | Pre-treated effluent from the washing of vehicles, plant & equipment. No grass, vegetation, soil, mud and/or silt is allowed down foul sewer. It must be separated from the trade effluent before discharging any trade effluent into foul sewer from the process of vehicles and/or plant washing. | Offices of RSK Group | Consent | TUNBRIDGE WELLS NORTH GRAVITY
18306 | 1 | Tier 2 Consent | RSK Group | Spring Lodge | 172 Chester Road | Helsby | Cheshire |  | WA6 0AR | Bridge House | North Farm Road | Tunbridge Wells |  |  | TN2 3DR | 2024-10-16 | 0.7 | 1 | at any time | TUNBRIDGE WELLS NORTH WTW | Dowding Way - TQ59415604 | Manganese Total | - | 0.2 | ug/l | 31.2 | Vehicle and plant washing (Low Impact) | Sussex East | Pre-treated effluent from the washing of vehicles, plant & equipment. No grass, vegetation, soil, mud and/or silt is allowed down foul sewer. It must be separated from the trade effluent before discharging any trade effluent into foul sewer from the process of vehicles and/or plant washing. | Offices of RSK Group | Consent | TUNBRIDGE WELLS NORTH GRAVITY
18306 | 1 | Tier 2 Consent | RSK Group | Spring Lodge | 172 Chester Road | Helsby | Cheshire |  | WA6 0AR | Bridge House | North Farm Road | Tunbridge Wells |  |  | TN2 3DR | 2024-10-16 | 0.7 | 1 | at any time | TUNBRIDGE WELLS NORTH WTW | Dowding Way - TQ59415604 | Nitrogen Ammoniacal as N | - | 10 | mg/l | 31.2 | Vehicle and plant washing (Low Impact) | Sussex East | Pre-treated effluent from the washing of vehicles, plant & equipment. No grass, vegetation, soil, mud and/or silt is allowed down foul sewer. It must be separated from the trade effluent before discharging any trade effluent into foul sewer from the process of vehicles and/or plant washing. | Offices of RSK Group | Consent | TUNBRIDGE WELLS NORTH GRAVITY
18306 | 1 | Tier 2 Consent | RSK Group | Spring Lodge | 172 Chester Road | Helsby | Cheshire |  | WA6 0AR | Bridge House | North Farm Road | Tunbridge Wells |  |  | TN2 3DR | 2024-10-16 | 0.7 | 1 | at any time | TUNBRIDGE WELLS NORTH WTW | Dowding Way - TQ59415604 | Oil and Grease | - | 200 | mg/l | 31.2 | Vehicle and plant washing (Low Impact) | Sussex East | Pre-treated effluent from the washing of vehicles, plant & equipment. No grass, vegetation, soil, mud and/or silt is allowed down foul sewer. It must be separated from the trade effluent before discharging any trade effluent into foul sewer from the process of vehicles and/or plant washing. | Offices of RSK Group | Consent | TUNBRIDGE WELLS NORTH GRAVITY
18306 | 1 | Tier 2 Consent | RSK Group | Spring Lodge | 172 Chester Road | Helsby | Cheshire |  | WA6 0AR | Bridge House | North Farm Road | Tunbridge Wells |  |  | TN2 3DR | 2024-10-16 | 0.7 | 1 | at any time | TUNBRIDGE WELLS NORTH WTW | Dowding Way - TQ59415604 | pH | 6 | 10 | pH Units | 31.2 | Vehicle and plant washing (Low Impact) | Sussex East | Pre-treated effluent from the washing of vehicles, plant & equipment. No grass, vegetation, soil, mud and/or silt is allowed down foul sewer. It must be separated from the trade effluent before discharging any trade effluent into foul sewer from the process of vehicles and/or plant washing. | Offices of RSK Group | Consent | TUNBRIDGE WELLS NORTH GRAVITY
18306 | 1 | Tier 2 Consent | RSK Group | Spring Lodge | 172 Chester Road | Helsby | Cheshire |  | WA6 0AR | Bridge House | North Farm Road | Tunbridge Wells |  |  | TN2 3DR | 2024-10-16 | 0.7 | 1 | at any time | TUNBRIDGE WELLS NORTH WTW | Dowding Way - TQ59415604 | Phosphorus Total | - | 2 | ug/l | 31.2 | Vehicle and plant washing (Low Impact) | Sussex East | Pre-treated effluent from the washing of vehicles, plant & equipment. No grass, vegetation, soil, mud and/or silt is allowed down foul sewer. It must be separated from the trade effluent before discharging any trade effluent into foul sewer from the process of vehicles and/or plant washing. | Offices of RSK Group | Consent | TUNBRIDGE WELLS NORTH GRAVITY
18306 | 1 | Tier 2 Consent | RSK Group | Spring Lodge | 172 Chester Road | Helsby | Cheshire |  | WA6 0AR | Bridge House | North Farm Road | Tunbridge Wells |  |  | TN2 3DR | 2024-10-16 | 0.7 | 1 | at any time | TUNBRIDGE WELLS NORTH WTW | Dowding Way - TQ59415604 | Solids Suspended 105 Degrees C | - | 500 | mg/l | 31.2 | Vehicle and plant washing (Low Impact) | Sussex East | Pre-treated effluent from the washing of vehicles, plant & equipment. No grass, vegetation, soil, mud and/or silt is allowed down foul sewer. It must be separated from the trade effluent before discharging any trade effluent into foul sewer from the process of vehicles and/or plant washing. | Offices of RSK Group | Consent | TUNBRIDGE WELLS NORTH GRAVITY
18306 | 1 | Tier 2 Consent | RSK Group | Spring Lodge | 172 Chester Road | Helsby | Cheshire |  | WA6 0AR | Bridge House | North Farm Road | Tunbridge Wells |  |  | TN2 3DR | 2024-10-16 | 0.7 | 1 | at any time | TUNBRIDGE WELLS NORTH WTW | Dowding Way - TQ59415604 | Sulphate as S04 | - | 500 | mg/l | 31.2 | Vehicle and plant washing (Low Impact) | Sussex East | Pre-treated effluent from the washing of vehicles, plant & equipment. No grass, vegetation, soil, mud and/or silt is allowed down foul sewer. It must be separated from the trade effluent before discharging any trade effluent into foul sewer from the process of vehicles and/or plant washing. | Offices of RSK Group | Consent | TUNBRIDGE WELLS NORTH GRAVITY
18311 | 1 | Low Risk Consent | Sytner Group Limited | 2 | Penman Way | Grove Park | Leicester |  | LE19 1ST | Porsche Centre Mid Sussex | Innovation Drive | Burgess Hill |  |  | RH15 9TW | 2024-10-09 | 5 | 1 | at all times | GODDARDS GREEN WTW | York Road | Chemical Oxygen Demand Shaken as 0 | - | 800 | mg/l | 31.2 | Vehicle and plant washing (Low Impact) | Sussex West | Washing of vehicles | Motor Dealership | Consent | -
18311 | 1 | Low Risk Consent | Sytner Group Limited | 2 | Penman Way | Grove Park | Leicester |  | LE19 1ST | Porsche Centre Mid Sussex | Innovation Drive | Burgess Hill |  |  | RH15 9TW | 2024-10-09 | 5 | 1 | at all times | GODDARDS GREEN WTW | York Road | Nitrogen Ammoniacal as N | - | 35 | mg/l | 31.2 | Vehicle and plant washing (Low Impact) | Sussex West | Washing of vehicles | Motor Dealership | Consent | -
18311 | 1 | Low Risk Consent | Sytner Group Limited | 2 | Penman Way | Grove Park | Leicester |  | LE19 1ST | Porsche Centre Mid Sussex | Innovation Drive | Burgess Hill |  |  | RH15 9TW | 2024-10-09 | 5 | 1 | at all times | GODDARDS GREEN WTW | York Road | Oil and Grease | - | 50 | mg/l | 31.2 | Vehicle and plant washing (Low Impact) | Sussex West | Washing of vehicles | Motor Dealership | Consent | -
18311 | 1 | Low Risk Consent | Sytner Group Limited | 2 | Penman Way | Grove Park | Leicester |  | LE19 1ST | Porsche Centre Mid Sussex | Innovation Drive | Burgess Hill |  |  | RH15 9TW | 2024-10-09 | 5 | 1 | at all times | GODDARDS GREEN WTW | York Road | pH Limit | 6 | 10 |  | 31.2 | Vehicle and plant washing (Low Impact) | Sussex West | Washing of vehicles | Motor Dealership | Consent | -
18311 | 1 | Low Risk Consent | Sytner Group Limited | 2 | Penman Way | Grove Park | Leicester |  | LE19 1ST | Porsche Centre Mid Sussex | Innovation Drive | Burgess Hill |  |  | RH15 9TW | 2024-10-09 | 5 | 1 | at all times | GODDARDS GREEN WTW | York Road | Solids Suspended 105 Degrees C | - | 400 | mg/l | 31.2 | Vehicle and plant washing (Low Impact) | Sussex West | Washing of vehicles | Motor Dealership | Consent | -
18312 | 1 | Low Risk Consent | ABF Grain Products Ltd | Weston Centre | 10 Grosvenor Street | London |  |  | W1K 4QY | ABF Grains Products Ltd | Sea View Way | Woodingdean | Brighton |  | BN2 6NT | 2024-11-11 | 0.189 | 0.1 | At any time | PEACEHAVEN WTW | what3words“///unfilled.iteration.punk", in front of the building, joining Sea View Way and connecting to the public sewer at manhole TQ35067101 | Chemical Oxygen Demand Shaken as 0 | - | 800 | mg/l | 9.2 | Food processing - General | Sussex East | Trade effluent is produced during the cleaning of the equipment used for the manufacturing of foods and supplements in the form of gels, powders and capsules. | Production of food and food supplements - Manufacturing foods and supplements in the form of gels, powders and capsules. | Consent | PORTOBELLO BRIGHTON WPS
18312 | 1 | Low Risk Consent | ABF Grain Products Ltd | Weston Centre | 10 Grosvenor Street | London |  |  | W1K 4QY | ABF Grains Products Ltd | Sea View Way | Woodingdean | Brighton |  | BN2 6NT | 2024-11-11 | 0.189 | 0.1 | At any time | PEACEHAVEN WTW | what3words“///unfilled.iteration.punk", in front of the building, joining Sea View Way and connecting to the public sewer at manhole TQ35067101 | Oil and Grease | - | 200 | mg/l | 9.2 | Food processing - General | Sussex East | Trade effluent is produced during the cleaning of the equipment used for the manufacturing of foods and supplements in the form of gels, powders and capsules. | Production of food and food supplements - Manufacturing foods and supplements in the form of gels, powders and capsules. | Consent | PORTOBELLO BRIGHTON WPS
18312 | 1 | Low Risk Consent | ABF Grain Products Ltd | Weston Centre | 10 Grosvenor Street | London |  |  | W1K 4QY | ABF Grains Products Ltd | Sea View Way | Woodingdean | Brighton |  | BN2 6NT | 2024-11-11 | 0.189 | 0.1 | At any time | PEACEHAVEN WTW | what3words“///unfilled.iteration.punk", in front of the building, joining Sea View Way and connecting to the public sewer at manhole TQ35067101 | pH | 6 | 10 | pH Units | 9.2 | Food processing - General | Sussex East | Trade effluent is produced during the cleaning of the equipment used for the manufacturing of foods and supplements in the form of gels, powders and capsules. | Production of food and food supplements - Manufacturing foods and supplements in the form of gels, powders and capsules. | Consent | PORTOBELLO BRIGHTON WPS
18312 | 1 | Low Risk Consent | ABF Grain Products Ltd | Weston Centre | 10 Grosvenor Street | London |  |  | W1K 4QY | ABF Grains Products Ltd | Sea View Way | Woodingdean | Brighton |  | BN2 6NT | 2024-11-11 | 0.189 | 0.1 | At any time | PEACEHAVEN WTW | what3words“///unfilled.iteration.punk", in front of the building, joining Sea View Way and connecting to the public sewer at manhole TQ35067101 | Solids Suspended 105 Degrees C | - | 400 | mg/l | 9.2 | Food processing - General | Sussex East | Trade effluent is produced during the cleaning of the equipment used for the manufacturing of foods and supplements in the form of gels, powders and capsules. | Production of food and food supplements - Manufacturing foods and supplements in the form of gels, powders and capsules. | Consent | PORTOBELLO BRIGHTON WPS
18316 | 1 | Tier 1 Consent | Biffa Waste Services Limited |  | Coronation Road | Cressex | High Wycombe | Buckinghamshire | HP12 3TZ | Southampton Transfer Station and Recycling Centre | Tower Industrial Estate | Tower Lane | Eastleigh | Hants | SO50 6NZ | 2024-11-19 | 22.5 | 11.4 | At all times | CHICKENHALL EASTLEIGH WTW | Tower Lane | Chemical Oxygen Demand Shaken as 0 | 0 | 800 | mg/l | 40.2 | Rainwater and surface water run-off (Low Impact) | Hampshire West | Contaminated surface water runoff from northern external drainage area and vehicle washing. | Waste management activities | Consent | CHICKENHALL LANE BISHOPSTOKE WPS
18316 | 1 | Tier 1 Consent | Biffa Waste Services Limited |  | Coronation Road | Cressex | High Wycombe | Buckinghamshire | HP12 3TZ | Southampton Transfer Station and Recycling Centre | Tower Industrial Estate | Tower Lane | Eastleigh | Hants | SO50 6NZ | 2024-11-19 | 22.5 | 11.4 | At all times | CHICKENHALL EASTLEIGH WTW | Tower Lane | Nitrogen Ammoniacal as N | 0 | 35 | mg/l | 40.2 | Rainwater and surface water run-off (Low Impact) | Hampshire West | Contaminated surface water runoff from northern external drainage area and vehicle washing. | Waste management activities | Consent | CHICKENHALL LANE BISHOPSTOKE WPS
18316 | 1 | Tier 1 Consent | Biffa Waste Services Limited |  | Coronation Road | Cressex | High Wycombe | Buckinghamshire | HP12 3TZ | Southampton Transfer Station and Recycling Centre | Tower Industrial Estate | Tower Lane | Eastleigh | Hants | SO50 6NZ | 2024-11-19 | 22.5 | 11.4 | At all times | CHICKENHALL EASTLEIGH WTW | Tower Lane | Oil and Grease | 0 | 200 | mg/l | 40.2 | Rainwater and surface water run-off (Low Impact) | Hampshire West | Contaminated surface water runoff from northern external drainage area and vehicle washing. | Waste management activities | Consent | CHICKENHALL LANE BISHOPSTOKE WPS
18316 | 1 | Tier 1 Consent | Biffa Waste Services Limited |  | Coronation Road | Cressex | High Wycombe | Buckinghamshire | HP12 3TZ | Southampton Transfer Station and Recycling Centre | Tower Industrial Estate | Tower Lane | Eastleigh | Hants | SO50 6NZ | 2024-11-19 | 22.5 | 11.4 | At all times | CHICKENHALL EASTLEIGH WTW | Tower Lane | pH Limit | 6 | 10 |  | 40.2 | Rainwater and surface water run-off (Low Impact) | Hampshire West | Contaminated surface water runoff from northern external drainage area and vehicle washing. | Waste management activities | Consent | CHICKENHALL LANE BISHOPSTOKE WPS
18316 | 1 | Tier 1 Consent | Biffa Waste Services Limited |  | Coronation Road | Cressex | High Wycombe | Buckinghamshire | HP12 3TZ | Southampton Transfer Station and Recycling Centre | Tower Industrial Estate | Tower Lane | Eastleigh | Hants | SO50 6NZ | 2024-11-19 | 22.5 | 11.4 | At all times | CHICKENHALL EASTLEIGH WTW | Tower Lane | Solids Suspended 105 Degrees C | 0 | 400 | mg/l | 40.2 | Rainwater and surface water run-off (Low Impact) | Hampshire West | Contaminated surface water runoff from northern external drainage area and vehicle washing. | Waste management activities | Consent | CHICKENHALL LANE BISHOPSTOKE WPS
18318 | 1 | Tier 2 Consent | East Kent Road Car Company Limited | One Stockport Exchange | 20 Railway Road |  | Stockport |  | SK1 3SW | Stagecoach Ashford | Brunswick Road | Cobbs Wood Industrial Estate | Ashford | Kent | TN23 1EL | 2024-11-19 | 7 | 1 | At all times | ASHFORD WTW | Brunswick Road | Chemical Oxygen Demand Shaken as 0 | - | 800 | mg/l | 31.3 | Vehicle and plant washing (Low Impact) | Kent East | Washing of vehicles | Maintenance and washing of buses | Consent | HENWOOD INDUSTRIAL ESTATE ASHFORD WPS
18318 | 1 | Tier 2 Consent | East Kent Road Car Company Limited | One Stockport Exchange | 20 Railway Road |  | Stockport |  | SK1 3SW | Stagecoach Ashford | Brunswick Road | Cobbs Wood Industrial Estate | Ashford | Kent | TN23 1EL | 2024-11-19 | 7 | 1 | At all times | ASHFORD WTW | Brunswick Road | Nitrogen Ammoniacal as N | - | 10 | mg/l | 31.3 | Vehicle and plant washing (Low Impact) | Kent East | Washing of vehicles | Maintenance and washing of buses | Consent | HENWOOD INDUSTRIAL ESTATE ASHFORD WPS
18318 | 1 | Tier 2 Consent | East Kent Road Car Company Limited | One Stockport Exchange | 20 Railway Road |  | Stockport |  | SK1 3SW | Stagecoach Ashford | Brunswick Road | Cobbs Wood Industrial Estate | Ashford | Kent | TN23 1EL | 2024-11-19 | 7 | 1 | At all times | ASHFORD WTW | Brunswick Road | Oil and Grease | - | 200 | mg/l | 31.3 | Vehicle and plant washing (Low Impact) | Kent East | Washing of vehicles | Maintenance and washing of buses | Consent | HENWOOD INDUSTRIAL ESTATE ASHFORD WPS
18318 | 1 | Tier 2 Consent | East Kent Road Car Company Limited | One Stockport Exchange | 20 Railway Road |  | Stockport |  | SK1 3SW | Stagecoach Ashford | Brunswick Road | Cobbs Wood Industrial Estate | Ashford | Kent | TN23 1EL | 2024-11-19 | 7 | 1 | At all times | ASHFORD WTW | Brunswick Road | pH | 6 | 10 | pH Units | 31.3 | Vehicle and plant washing (Low Impact) | Kent East | Washing of vehicles | Maintenance and washing of buses | Consent | HENWOOD INDUSTRIAL ESTATE ASHFORD WPS
18318 | 1 | Tier 2 Consent | East Kent Road Car Company Limited | One Stockport Exchange | 20 Railway Road |  | Stockport |  | SK1 3SW | Stagecoach Ashford | Brunswick Road | Cobbs Wood Industrial Estate | Ashford | Kent | TN23 1EL | 2024-11-19 | 7 | 1 | At all times | ASHFORD WTW | Brunswick Road | Solids Suspended 105 Degrees C | - | 500 | mg/l | 31.3 | Vehicle and plant washing (Low Impact) | Kent East | Washing of vehicles | Maintenance and washing of buses | Consent | HENWOOD INDUSTRIAL ESTATE ASHFORD WPS
18318 | 1 | Tier 2 Consent | East Kent Road Car Company Limited | One Stockport Exchange | 20 Railway Road |  | Stockport |  | SK1 3SW | Stagecoach Ashford | Brunswick Road | Cobbs Wood Industrial Estate | Ashford | Kent | TN23 1EL | 2024-11-19 | 7 | 1 | At all times | ASHFORD WTW | Brunswick Road | Sulphate as S04 | - | 500 | mg/l | 31.3 | Vehicle and plant washing (Low Impact) | Kent East | Washing of vehicles | Maintenance and washing of buses | Consent | HENWOOD INDUSTRIAL ESTATE ASHFORD WPS
18324 | 3 | Tier 2 Consent | Divestiture Limited | 7 Broad Cut Road | Calder Grove |  | Wakefield |  | WF4 3DR | North Road |  |  | Queenborough | Kent | ME11 5EL | 2024-11-18 | 150 | 20 | At all times | QUEENBOROUGH WTW | Westminster WPS | Acetone | - | 10000 | ug/l | 40.2 | Rainwater and surface water run-off (Low Impact) | Kent West | Contaminated surface water run-off and groundwater. | Temporary storage and demolition | Consent | BRIELLE WAY WESTMINSTER WPS
18324 | 3 | Tier 2 Consent | Divestiture Limited | 7 Broad Cut Road | Calder Grove |  | Wakefield |  | WF4 3DR | North Road |  |  | Queenborough | Kent | ME11 5EL | 2024-11-18 | 150 | 20 | At all times | QUEENBOROUGH WTW | Westminster WPS | Chemical Oxygen Demand Shaken as 0 | - | 800 | mg/l | 40.2 | Rainwater and surface water run-off (Low Impact) | Kent West | Contaminated surface water run-off and groundwater. | Temporary storage and demolition | Consent | BRIELLE WAY WESTMINSTER WPS
18324 | 3 | Tier 2 Consent | Divestiture Limited | 7 Broad Cut Road | Calder Grove |  | Wakefield |  | WF4 3DR | North Road |  |  | Queenborough | Kent | ME11 5EL | 2024-11-18 | 150 | 20 | At all times | QUEENBOROUGH WTW | Westminster WPS | Isoflurane | - | 0.2 | ug/l | 40.2 | Rainwater and surface water run-off (Low Impact) | Kent West | Contaminated surface water run-off and groundwater. | Temporary storage and demolition | Consent | BRIELLE WAY WESTMINSTER WPS
18324 | 3 | Tier 2 Consent | Divestiture Limited | 7 Broad Cut Road | Calder Grove |  | Wakefield |  | WF4 3DR | North Road |  |  | Queenborough | Kent | ME11 5EL | 2024-11-18 | 150 | 20 | At all times | QUEENBOROUGH WTW | Westminster WPS | Nitrogen Ammoniacal as N | - | 10 | mg/l | 40.2 | Rainwater and surface water run-off (Low Impact) | Kent West | Contaminated surface water run-off and groundwater. | Temporary storage and demolition | Consent | BRIELLE WAY WESTMINSTER WPS
18324 | 3 | Tier 2 Consent | Divestiture Limited | 7 Broad Cut Road | Calder Grove |  | Wakefield |  | WF4 3DR | North Road |  |  | Queenborough | Kent | ME11 5EL | 2024-11-18 | 150 | 20 | At all times | QUEENBOROUGH WTW | Westminster WPS | Solids Suspended 105 Degrees C | - | 400 | mg/l | 40.2 | Rainwater and surface water run-off (Low Impact) | Kent West | Contaminated surface water run-off and groundwater. | Temporary storage and demolition | Consent | BRIELLE WAY WESTMINSTER WPS
18325 | 1 | Low Risk Consent | Bess Car Wash Limited | 274 | Northdown Road |  |  |  | CT9 2PT | Ramsgate Garden Centre | Montefiore Avenue |  | Ramsgate |  | CT11 8BW | 2024-11-20 | 1.4 | 0.04 | At all times | WEATHERLEES HILL A WTW | Hereson Road | Chemical Oxygen Demand Shaken as 0 | - | 800 | mg/l | 31.3 | Vehicle and plant washing (Low Impact) | Kent East | Washing of vehicles | Car wash | Consent | MILITARY ROAD RAMSGATE WPS
18325 | 1 | Low Risk Consent | Bess Car Wash Limited | 274 | Northdown Road |  |  |  | CT9 2PT | Ramsgate Garden Centre | Montefiore Avenue |  | Ramsgate |  | CT11 8BW | 2024-11-20 | 1.4 | 0.04 | At all times | WEATHERLEES HILL A WTW | Hereson Road | Nitrogen Ammoniacal as N | - | 10 | mg/l | 31.3 | Vehicle and plant washing (Low Impact) | Kent East | Washing of vehicles | Car wash | Consent | MILITARY ROAD RAMSGATE WPS
18325 | 1 | Low Risk Consent | Bess Car Wash Limited | 274 | Northdown Road |  |  |  | CT9 2PT | Ramsgate Garden Centre | Montefiore Avenue |  | Ramsgate |  | CT11 8BW | 2024-11-20 | 1.4 | 0.04 | At all times | WEATHERLEES HILL A WTW | Hereson Road | Oil and Grease | - | 200 | mg/l | 31.3 | Vehicle and plant washing (Low Impact) | Kent East | Washing of vehicles | Car wash | Consent | MILITARY ROAD RAMSGATE WPS
18325 | 1 | Low Risk Consent | Bess Car Wash Limited | 274 | Northdown Road |  |  |  | CT9 2PT | Ramsgate Garden Centre | Montefiore Avenue |  | Ramsgate |  | CT11 8BW | 2024-11-20 | 1.4 | 0.04 | At all times | WEATHERLEES HILL A WTW | Hereson Road | pH | 6 | 10 | pH Units | 31.3 | Vehicle and plant washing (Low Impact) | Kent East | Washing of vehicles | Car wash | Consent | MILITARY ROAD RAMSGATE WPS
18325 | 1 | Low Risk Consent | Bess Car Wash Limited | 274 | Northdown Road |  |  |  | CT9 2PT | Ramsgate Garden Centre | Montefiore Avenue |  | Ramsgate |  | CT11 8BW | 2024-11-20 | 1.4 | 0.04 | At all times | WEATHERLEES HILL A WTW | Hereson Road | Solids Suspended 105 Degrees C | - | 500 | mg/l | 31.3 | Vehicle and plant washing (Low Impact) | Kent East | Washing of vehicles | Car wash | Consent | MILITARY ROAD RAMSGATE WPS
18326 | 2 | Tier 1 Consent | The Flower Pots Brewery Limited | Unit 2a Poles Copse Poles Lane |  | Otterbourne | Winchester |  | SO21 2DZ | Unit 10 | Sun Valley Business Park | Winnall Close | Winchester |  | SO23 0LB | 2024-12-05 | 1.75 | 1 | At all times | MORESTEAD ROAD WINCHESTER WTW | Winnall Manor Road | Chemical Oxygen Demand Shaken as 0 | 0 | 7000 | mg/l | 1.3 | Alcoholic beverages (Low Impact) | Hampshire West | Cask and vessel washing, floor wash down | Brewing | Consent | NORTHBROOK AVENUE WINCHESTER WPS
18326 | 2 | Tier 1 Consent | The Flower Pots Brewery Limited | Unit 2a Poles Copse Poles Lane |  | Otterbourne | Winchester |  | SO21 2DZ | Unit 10 | Sun Valley Business Park | Winnall Close | Winchester |  | SO23 0LB | 2024-12-05 | 1.75 | 1 | At all times | MORESTEAD ROAD WINCHESTER WTW | Winnall Manor Road | Nitrogen Ammoniacal as N | 0 | 35 | mg/l | 1.3 | Alcoholic beverages (Low Impact) | Hampshire West | Cask and vessel washing, floor wash down | Brewing | Consent | NORTHBROOK AVENUE WINCHESTER WPS
18326 | 2 | Tier 1 Consent | The Flower Pots Brewery Limited | Unit 2a Poles Copse Poles Lane |  | Otterbourne | Winchester |  | SO21 2DZ | Unit 10 | Sun Valley Business Park | Winnall Close | Winchester |  | SO23 0LB | 2024-12-05 | 1.75 | 1 | At all times | MORESTEAD ROAD WINCHESTER WTW | Winnall Manor Road | pH Limit | 6 | 10 |  | 1.3 | Alcoholic beverages (Low Impact) | Hampshire West | Cask and vessel washing, floor wash down | Brewing | Consent | NORTHBROOK AVENUE WINCHESTER WPS
18326 | 2 | Tier 1 Consent | The Flower Pots Brewery Limited | Unit 2a Poles Copse Poles Lane |  | Otterbourne | Winchester |  | SO21 2DZ | Unit 10 | Sun Valley Business Park | Winnall Close | Winchester |  | SO23 0LB | 2024-12-05 | 1.75 | 1 | At all times | MORESTEAD ROAD WINCHESTER WTW | Winnall Manor Road | Solids Suspended 105 Degrees C | 0 | 1400 | mg/l | 1.3 | Alcoholic beverages (Low Impact) | Hampshire West | Cask and vessel washing, floor wash down | Brewing | Consent | NORTHBROOK AVENUE WINCHESTER WPS
18326 | 2 | Tier 1 Consent | The Flower Pots Brewery Limited | Unit 2a Poles Copse Poles Lane |  | Otterbourne | Winchester |  | SO21 2DZ | Unit 10 | Sun Valley Business Park | Winnall Close | Winchester |  | SO23 0LB | 2024-12-05 | 1.75 | 1 | At all times | MORESTEAD ROAD WINCHESTER WTW | Winnall Manor Road | Sulphate as S04 | 0 | 500 | mg/l | 1.3 | Alcoholic beverages (Low Impact) | Hampshire West | Cask and vessel washing, floor wash down | Brewing | Consent | NORTHBROOK AVENUE WINCHESTER WPS
18328 | 1 | Tier 1 Consent | Biffa Waste Services Limited |  | Coronation Road | Cressex | High Wycombe | Buckinghamshire | HP12 3TZ | Southampton Transfer Station and Recycling Centre | Tower Industrial Estate | Tower Lane | Eastleigh |  | SO50 6NZ | 2024-11-19 | 22.65 | 12.65 | At all times | CHICKENHALL EASTLEIGH WTW | Tower Lane | Chemical Oxygen Demand Shaken as 0 | 0 | 800 | mg/l | 40.2 | Rainwater and surface water run-off (Low Impact) | Hampshire West | Contaminated surface water runoff from southern external drainage area and building roof. | Waste Management Activites | Consent | CHICKENHALL LANE BISHOPSTOKE WPS
18328 | 1 | Tier 1 Consent | Biffa Waste Services Limited |  | Coronation Road | Cressex | High Wycombe | Buckinghamshire | HP12 3TZ | Southampton Transfer Station and Recycling Centre | Tower Industrial Estate | Tower Lane | Eastleigh |  | SO50 6NZ | 2024-11-19 | 22.65 | 12.65 | At all times | CHICKENHALL EASTLEIGH WTW | Tower Lane | Nitrogen Ammoniacal as N | 0 | 35 | mg/l | 40.2 | Rainwater and surface water run-off (Low Impact) | Hampshire West | Contaminated surface water runoff from southern external drainage area and building roof. | Waste Management Activites | Consent | CHICKENHALL LANE BISHOPSTOKE WPS
18328 | 1 | Tier 1 Consent | Biffa Waste Services Limited |  | Coronation Road | Cressex | High Wycombe | Buckinghamshire | HP12 3TZ | Southampton Transfer Station and Recycling Centre | Tower Industrial Estate | Tower Lane | Eastleigh |  | SO50 6NZ | 2024-11-19 | 22.65 | 12.65 | At all times | CHICKENHALL EASTLEIGH WTW | Tower Lane | Oil and Grease | 0 | 200 | mg/l | 40.2 | Rainwater and surface water run-off (Low Impact) | Hampshire West | Contaminated surface water runoff from southern external drainage area and building roof. | Waste Management Activites | Consent | CHICKENHALL LANE BISHOPSTOKE WPS
18328 | 1 | Tier 1 Consent | Biffa Waste Services Limited |  | Coronation Road | Cressex | High Wycombe | Buckinghamshire | HP12 3TZ | Southampton Transfer Station and Recycling Centre | Tower Industrial Estate | Tower Lane | Eastleigh |  | SO50 6NZ | 2024-11-19 | 22.65 | 12.65 | At all times | CHICKENHALL EASTLEIGH WTW | Tower Lane | pH Limit | 6 | 10 |  | 40.2 | Rainwater and surface water run-off (Low Impact) | Hampshire West | Contaminated surface water runoff from southern external drainage area and building roof. | Waste Management Activites | Consent | CHICKENHALL LANE BISHOPSTOKE WPS
18328 | 1 | Tier 1 Consent | Biffa Waste Services Limited |  | Coronation Road | Cressex | High Wycombe | Buckinghamshire | HP12 3TZ | Southampton Transfer Station and Recycling Centre | Tower Industrial Estate | Tower Lane | Eastleigh |  | SO50 6NZ | 2024-11-19 | 22.65 | 12.65 | At all times | CHICKENHALL EASTLEIGH WTW | Tower Lane | Solids Suspended 105 Degrees C | 0 | 400 | mg/l | 40.2 | Rainwater and surface water run-off (Low Impact) | Hampshire West | Contaminated surface water runoff from southern external drainage area and building roof. | Waste Management Activites | Consent | CHICKENHALL LANE BISHOPSTOKE WPS
18331 | 1 | Low Risk Consent | Enterprise Rent-A-Car UK Limited | Enterprise House | Vicarage Road |  | Egham | Surrey | TW20 9FB | Enterprise Rent-A-Car | U11B Enterrpise rent a car Newhaven | Norton Road Business Park | Beach Close |  | BN9 0JF | 2024-11-20 | 2 | 0.2 | At any time | NEWHAVEN MAIN WTW | Foul sewer in Beach Close joining Beach Road via TQ45000901 | Chemical Oxygen Demand Shaken as 0 | - | 800 | mg/l | 31.2 | Vehicle and plant washing (Low Impact) | Sussex East | Vehicle washing only | Car and van rental | Consent | NEWHAVEN MAIN GRAVITY
18331 | 1 | Low Risk Consent | Enterprise Rent-A-Car UK Limited | Enterprise House | Vicarage Road |  | Egham | Surrey | TW20 9FB | Enterprise Rent-A-Car | U11B Enterrpise rent a car Newhaven | Norton Road Business Park | Beach Close |  | BN9 0JF | 2024-11-20 | 2 | 0.2 | At any time | NEWHAVEN MAIN WTW | Foul sewer in Beach Close joining Beach Road via TQ45000901 | Nitrogen Ammoniacal as N | - | 10 | mg/l | 31.2 | Vehicle and plant washing (Low Impact) | Sussex East | Vehicle washing only | Car and van rental | Consent | NEWHAVEN MAIN GRAVITY
18331 | 1 | Low Risk Consent | Enterprise Rent-A-Car UK Limited | Enterprise House | Vicarage Road |  | Egham | Surrey | TW20 9FB | Enterprise Rent-A-Car | U11B Enterrpise rent a car Newhaven | Norton Road Business Park | Beach Close |  | BN9 0JF | 2024-11-20 | 2 | 0.2 | At any time | NEWHAVEN MAIN WTW | Foul sewer in Beach Close joining Beach Road via TQ45000901 | Oil and Grease | - | 200 | mg/l | 31.2 | Vehicle and plant washing (Low Impact) | Sussex East | Vehicle washing only | Car and van rental | Consent | NEWHAVEN MAIN GRAVITY
18331 | 1 | Low Risk Consent | Enterprise Rent-A-Car UK Limited | Enterprise House | Vicarage Road |  | Egham | Surrey | TW20 9FB | Enterprise Rent-A-Car | U11B Enterrpise rent a car Newhaven | Norton Road Business Park | Beach Close |  | BN9 0JF | 2024-11-20 | 2 | 0.2 | At any time | NEWHAVEN MAIN WTW | Foul sewer in Beach Close joining Beach Road via TQ45000901 | pH | 6 | 10 | pH Units | 31.2 | Vehicle and plant washing (Low Impact) | Sussex East | Vehicle washing only | Car and van rental | Consent | NEWHAVEN MAIN GRAVITY
18331 | 1 | Low Risk Consent | Enterprise Rent-A-Car UK Limited | Enterprise House | Vicarage Road |  | Egham | Surrey | TW20 9FB | Enterprise Rent-A-Car | U11B Enterrpise rent a car Newhaven | Norton Road Business Park | Beach Close |  | BN9 0JF | 2024-11-20 | 2 | 0.2 | At any time | NEWHAVEN MAIN WTW | Foul sewer in Beach Close joining Beach Road via TQ45000901 | Phosphorus Total | - | 15 | ug/l | 31.2 | Vehicle and plant washing (Low Impact) | Sussex East | Vehicle washing only | Car and van rental | Consent | NEWHAVEN MAIN GRAVITY
18331 | 1 | Low Risk Consent | Enterprise Rent-A-Car UK Limited | Enterprise House | Vicarage Road |  | Egham | Surrey | TW20 9FB | Enterprise Rent-A-Car | U11B Enterrpise rent a car Newhaven | Norton Road Business Park | Beach Close |  | BN9 0JF | 2024-11-20 | 2 | 0.2 | At any time | NEWHAVEN MAIN WTW | Foul sewer in Beach Close joining Beach Road via TQ45000901 | Solids Suspended 105 Degrees C | - | 500 | mg/l | 31.2 | Vehicle and plant washing (Low Impact) | Sussex East | Vehicle washing only | Car and van rental | Consent | NEWHAVEN MAIN GRAVITY
18331 | 1 | Low Risk Consent | Enterprise Rent-A-Car UK Limited | Enterprise House | Vicarage Road |  | Egham | Surrey | TW20 9FB | Enterprise Rent-A-Car | U11B Enterrpise rent a car Newhaven | Norton Road Business Park | Beach Close |  | BN9 0JF | 2024-11-20 | 2 | 0.2 | At any time | NEWHAVEN MAIN WTW | Foul sewer in Beach Close joining Beach Road via TQ45000901 | Sulphate as S04 | - | 500 | mg/l | 31.2 | Vehicle and plant washing (Low Impact) | Sussex East | Vehicle washing only | Car and van rental | Consent | NEWHAVEN MAIN GRAVITY
18333 | 1 | Tier 2 Consent | XPO Transport Solutions UK Limited | Distribution House Eldon Way |  | Crick | Northampton |  | NN6 7SL | Sir Thomas Longley | Road Medway City | Estate | Strood |  | ME2 4SQ | 2024-12-03 | 1.1 | 1.6 | At all times. | WHITEWALL CREEK WTW | Sir thomas Longley road | Chemical Oxygen Demand Shaken as 0 | - | 800 | mg/l | 31.3 | Vehicle and plant washing (Low Impact) | Kent West | Washing of vehicles | Transportation and warehousing | Consent | SIR THOMAS LONGLEY ROAD STROOD WPS
18333 | 1 | Tier 2 Consent | XPO Transport Solutions UK Limited | Distribution House Eldon Way |  | Crick | Northampton |  | NN6 7SL | Sir Thomas Longley | Road Medway City | Estate | Strood |  | ME2 4SQ | 2024-12-03 | 1.1 | 1.6 | At all times. | WHITEWALL CREEK WTW | Sir thomas Longley road | Nitrogen Ammoniacal as N | - | 10 | mg/l | 31.3 | Vehicle and plant washing (Low Impact) | Kent West | Washing of vehicles | Transportation and warehousing | Consent | SIR THOMAS LONGLEY ROAD STROOD WPS
18333 | 1 | Tier 2 Consent | XPO Transport Solutions UK Limited | Distribution House Eldon Way |  | Crick | Northampton |  | NN6 7SL | Sir Thomas Longley | Road Medway City | Estate | Strood |  | ME2 4SQ | 2024-12-03 | 1.1 | 1.6 | At all times. | WHITEWALL CREEK WTW | Sir thomas Longley road | Oil and Grease | - | 200 | mg/l | 31.3 | Vehicle and plant washing (Low Impact) | Kent West | Washing of vehicles | Transportation and warehousing | Consent | SIR THOMAS LONGLEY ROAD STROOD WPS
18333 | 1 | Tier 2 Consent | XPO Transport Solutions UK Limited | Distribution House Eldon Way |  | Crick | Northampton |  | NN6 7SL | Sir Thomas Longley | Road Medway City | Estate | Strood |  | ME2 4SQ | 2024-12-03 | 1.1 | 1.6 | At all times. | WHITEWALL CREEK WTW | Sir thomas Longley road | pH | 6 | 10 | pH Units | 31.3 | Vehicle and plant washing (Low Impact) | Kent West | Washing of vehicles | Transportation and warehousing | Consent | SIR THOMAS LONGLEY ROAD STROOD WPS
18333 | 1 | Tier 2 Consent | XPO Transport Solutions UK Limited | Distribution House Eldon Way |  | Crick | Northampton |  | NN6 7SL | Sir Thomas Longley | Road Medway City | Estate | Strood |  | ME2 4SQ | 2024-12-03 | 1.1 | 1.6 | At all times. | WHITEWALL CREEK WTW | Sir thomas Longley road | Solids Suspended 105 Degrees C | - | 500 | mg/l | 31.3 | Vehicle and plant washing (Low Impact) | Kent West | Washing of vehicles | Transportation and warehousing | Consent | SIR THOMAS LONGLEY ROAD STROOD WPS
18333 | 1 | Tier 2 Consent | XPO Transport Solutions UK Limited | Distribution House Eldon Way |  | Crick | Northampton |  | NN6 7SL | Sir Thomas Longley | Road Medway City | Estate | Strood |  | ME2 4SQ | 2024-12-03 | 1.1 | 1.6 | At all times. | WHITEWALL CREEK WTW | Sir thomas Longley road | Sulphate as S04 | - | 500 | mg/l | 31.3 | Vehicle and plant washing (Low Impact) | Kent West | Washing of vehicles | Transportation and warehousing | Consent | SIR THOMAS LONGLEY ROAD STROOD WPS
18334 | 2 | Tier 1 Consent | The Horsham Brewery Company Ltd | 1 Gemini Court | 42a Throwley Way |  | Sutton |  | SM1 4AF | Unit 22 | Blatchford Close | Horsham |  |  | RH13 5RG | 2024-12-05 | 2 | 0.5 | at all times | HORSHAM NEW WTW | Blatchford Close | Chemical Oxygen Demand Shaken as 0 | - | 7000 | mg/l | 1.3 | Alcoholic beverages (Low Impact) | Sussex West | The cleaning and sanitising of equipment used in the brewing of beer | Brewing beer | Consent | -
18334 | 2 | Tier 1 Consent | The Horsham Brewery Company Ltd | 1 Gemini Court | 42a Throwley Way |  | Sutton |  | SM1 4AF | Unit 22 | Blatchford Close | Horsham |  |  | RH13 5RG | 2024-12-05 | 2 | 0.5 | at all times | HORSHAM NEW WTW | Blatchford Close | Nitrogen Ammoniacal as N | - | 35 | mg/l | 1.3 | Alcoholic beverages (Low Impact) | Sussex West | The cleaning and sanitising of equipment used in the brewing of beer | Brewing beer | Consent | -
18334 | 2 | Tier 1 Consent | The Horsham Brewery Company Ltd | 1 Gemini Court | 42a Throwley Way |  | Sutton |  | SM1 4AF | Unit 22 | Blatchford Close | Horsham |  |  | RH13 5RG | 2024-12-05 | 2 | 0.5 | at all times | HORSHAM NEW WTW | Blatchford Close | pH Limit | 6 | 10 |  | 1.3 | Alcoholic beverages (Low Impact) | Sussex West | The cleaning and sanitising of equipment used in the brewing of beer | Brewing beer | Consent | -
18334 | 2 | Tier 1 Consent | The Horsham Brewery Company Ltd | 1 Gemini Court | 42a Throwley Way |  | Sutton |  | SM1 4AF | Unit 22 | Blatchford Close | Horsham |  |  | RH13 5RG | 2024-12-05 | 2 | 0.5 | at all times | HORSHAM NEW WTW | Blatchford Close | Phosphorus Total | - | 15 | ug/l | 1.3 | Alcoholic beverages (Low Impact) | Sussex West | The cleaning and sanitising of equipment used in the brewing of beer | Brewing beer | Consent | -
18334 | 2 | Tier 1 Consent | The Horsham Brewery Company Ltd | 1 Gemini Court | 42a Throwley Way |  | Sutton |  | SM1 4AF | Unit 22 | Blatchford Close | Horsham |  |  | RH13 5RG | 2024-12-05 | 2 | 0.5 | at all times | HORSHAM NEW WTW | Blatchford Close | Solids Suspended 105 Degrees C | - | 1400 | mg/l | 1.3 | Alcoholic beverages (Low Impact) | Sussex West | The cleaning and sanitising of equipment used in the brewing of beer | Brewing beer | Consent | -
18334 | 2 | Tier 1 Consent | The Horsham Brewery Company Ltd | 1 Gemini Court | 42a Throwley Way |  | Sutton |  | SM1 4AF | Unit 22 | Blatchford Close | Horsham |  |  | RH13 5RG | 2024-12-05 | 2 | 0.5 | at all times | HORSHAM NEW WTW | Blatchford Close | - | 6 | 10 | - | 1.3 | Alcoholic beverages (Low Impact) | Sussex West | The cleaning and sanitising of equipment used in the brewing of beer | Brewing beer | Consent | -
18335 | 1 | Low Risk Consent | Eco Tradesman Limited | Outer Building | Sussex Trade Centre Ltd Rattle Road | Stone Cross | Pevensey |  | BN24 5EB | Eco Car Wash | Sussex Trade Centre | Rattle Road | Pevensey |  | BN24 5EB | 2024-12-05 | 1.08 | 0.69 | At any time | EASTBOURNE WTW | what 3 words - pool.spits. snake, connecting to the foul sewer in Rattle Road | Chemical Oxygen Demand Shaken as 0 | - | 800 | mg/l | 31.2 | Vehicle and plant washing (Low Impact) | Sussex East | washing cars by hand | Hand car wash | Consent | LARKSPUR DRIVE EASTBOURNE WPS
18335 | 1 | Low Risk Consent | Eco Tradesman Limited | Outer Building | Sussex Trade Centre Ltd Rattle Road | Stone Cross | Pevensey |  | BN24 5EB | Eco Car Wash | Sussex Trade Centre | Rattle Road | Pevensey |  | BN24 5EB | 2024-12-05 | 1.08 | 0.69 | At any time | EASTBOURNE WTW | what 3 words - pool.spits. snake, connecting to the foul sewer in Rattle Road | Nitrogen Ammoniacal as N | - | 10 | mg/l | 31.2 | Vehicle and plant washing (Low Impact) | Sussex East | washing cars by hand | Hand car wash | Consent | LARKSPUR DRIVE EASTBOURNE WPS
18335 | 1 | Low Risk Consent | Eco Tradesman Limited | Outer Building | Sussex Trade Centre Ltd Rattle Road | Stone Cross | Pevensey |  | BN24 5EB | Eco Car Wash | Sussex Trade Centre | Rattle Road | Pevensey |  | BN24 5EB | 2024-12-05 | 1.08 | 0.69 | At any time | EASTBOURNE WTW | what 3 words - pool.spits. snake, connecting to the foul sewer in Rattle Road | Oil and Grease | - | 200 | mg/l | 31.2 | Vehicle and plant washing (Low Impact) | Sussex East | washing cars by hand | Hand car wash | Consent | LARKSPUR DRIVE EASTBOURNE WPS
18335 | 1 | Low Risk Consent | Eco Tradesman Limited | Outer Building | Sussex Trade Centre Ltd Rattle Road | Stone Cross | Pevensey |  | BN24 5EB | Eco Car Wash | Sussex Trade Centre | Rattle Road | Pevensey |  | BN24 5EB | 2024-12-05 | 1.08 | 0.69 | At any time | EASTBOURNE WTW | what 3 words - pool.spits. snake, connecting to the foul sewer in Rattle Road | pH | 6 | 10 | pH Units | 31.2 | Vehicle and plant washing (Low Impact) | Sussex East | washing cars by hand | Hand car wash | Consent | LARKSPUR DRIVE EASTBOURNE WPS
18335 | 1 | Low Risk Consent | Eco Tradesman Limited | Outer Building | Sussex Trade Centre Ltd Rattle Road | Stone Cross | Pevensey |  | BN24 5EB | Eco Car Wash | Sussex Trade Centre | Rattle Road | Pevensey |  | BN24 5EB | 2024-12-05 | 1.08 | 0.69 | At any time | EASTBOURNE WTW | what 3 words - pool.spits. snake, connecting to the foul sewer in Rattle Road | Phosphorus Total | - | 15 | ug/l | 31.2 | Vehicle and plant washing (Low Impact) | Sussex East | washing cars by hand | Hand car wash | Consent | LARKSPUR DRIVE EASTBOURNE WPS
18335 | 1 | Low Risk Consent | Eco Tradesman Limited | Outer Building | Sussex Trade Centre Ltd Rattle Road | Stone Cross | Pevensey |  | BN24 5EB | Eco Car Wash | Sussex Trade Centre | Rattle Road | Pevensey |  | BN24 5EB | 2024-12-05 | 1.08 | 0.69 | At any time | EASTBOURNE WTW | what 3 words - pool.spits. snake, connecting to the foul sewer in Rattle Road | Solids Suspended 105 Degrees C | - | 500 | mg/l | 31.2 | Vehicle and plant washing (Low Impact) | Sussex East | washing cars by hand | Hand car wash | Consent | LARKSPUR DRIVE EASTBOURNE WPS
18335 | 1 | Low Risk Consent | Eco Tradesman Limited | Outer Building | Sussex Trade Centre Ltd Rattle Road | Stone Cross | Pevensey |  | BN24 5EB | Eco Car Wash | Sussex Trade Centre | Rattle Road | Pevensey |  | BN24 5EB | 2024-12-05 | 1.08 | 0.69 | At any time | EASTBOURNE WTW | what 3 words - pool.spits. snake, connecting to the foul sewer in Rattle Road | Sulphate as S04 | - | 500 | mg/l | 31.2 | Vehicle and plant washing (Low Impact) | Sussex East | washing cars by hand | Hand car wash | Consent | LARKSPUR DRIVE EASTBOURNE WPS
18338 | 1 | Low Risk Consent | Sytner Group Limited | 2 | Penman Way | Grove Park | Leicester |  | LE19 1ST | Porsche Centre Mid Sussex | Units 5/6 Albert Drive | Burgess Hill |  |  | RH15 9TN | 2024-11-21 | 5 | 1 | at all times | GODDARDS GREEN WTW | Albert Drive | Chemical Oxygen Demand Shaken as 0 | - | 800 | mg/l | 31.2 | Vehicle and plant washing (Low Impact) | Sussex West | Washing & valeting of vehicles for car sales | Motor dealership | Consent | -
18338 | 1 | Low Risk Consent | Sytner Group Limited | 2 | Penman Way | Grove Park | Leicester |  | LE19 1ST | Porsche Centre Mid Sussex | Units 5/6 Albert Drive | Burgess Hill |  |  | RH15 9TN | 2024-11-21 | 5 | 1 | at all times | GODDARDS GREEN WTW | Albert Drive | Nitrogen Ammoniacal as N | - | 35 | mg/l | 31.2 | Vehicle and plant washing (Low Impact) | Sussex West | Washing & valeting of vehicles for car sales | Motor dealership | Consent | -
18338 | 1 | Low Risk Consent | Sytner Group Limited | 2 | Penman Way | Grove Park | Leicester |  | LE19 1ST | Porsche Centre Mid Sussex | Units 5/6 Albert Drive | Burgess Hill |  |  | RH15 9TN | 2024-11-21 | 5 | 1 | at all times | GODDARDS GREEN WTW | Albert Drive | Oil and Grease | - | 50 | mg/l | 31.2 | Vehicle and plant washing (Low Impact) | Sussex West | Washing & valeting of vehicles for car sales | Motor dealership | Consent | -
18338 | 1 | Low Risk Consent | Sytner Group Limited | 2 | Penman Way | Grove Park | Leicester |  | LE19 1ST | Porsche Centre Mid Sussex | Units 5/6 Albert Drive | Burgess Hill |  |  | RH15 9TN | 2024-11-21 | 5 | 1 | at all times | GODDARDS GREEN WTW | Albert Drive | pH Limit | 6 | 10 |  | 31.2 | Vehicle and plant washing (Low Impact) | Sussex West | Washing & valeting of vehicles for car sales | Motor dealership | Consent | -
18338 | 1 | Low Risk Consent | Sytner Group Limited | 2 | Penman Way | Grove Park | Leicester |  | LE19 1ST | Porsche Centre Mid Sussex | Units 5/6 Albert Drive | Burgess Hill |  |  | RH15 9TN | 2024-11-21 | 5 | 1 | at all times | GODDARDS GREEN WTW | Albert Drive | Solids Suspended 105 Degrees C | - | 400 | mg/l | 31.2 | Vehicle and plant washing (Low Impact) | Sussex West | Washing & valeting of vehicles for car sales | Motor dealership | Consent | -
18341 | 1 | Tier 2 Consent | Biffa Waste Services Limited |  | Coronation Road | Cressex | High Wycombe | Buckinghamshire | HP12 3TZ | Lancing Waste Transfer Station | Unit 17 Chartwell Road | Lancing Business Park |  | Lancing | BN15 8TU | 2024-11-20 | 1 | 0.2 | at all times | SHOREHAM WTW | Chartwell Road | Chemical Oxygen Demand Shaken as 0 | - | 1500 | mg/l | 40.1 | Rainwater and surface water run-off (Medium Impact). Fire fighting foam training | Sussex West | Contaminated surface water from household recycling waste bays | Waste management activities | Consent | -
18341 | 1 | Tier 2 Consent | Biffa Waste Services Limited |  | Coronation Road | Cressex | High Wycombe | Buckinghamshire | HP12 3TZ | Lancing Waste Transfer Station | Unit 17 Chartwell Road | Lancing Business Park |  | Lancing | BN15 8TU | 2024-11-20 | 1 | 0.2 | at all times | SHOREHAM WTW | Chartwell Road | Nitrogen Ammoniacal as N | - | 35 | mg/l | 40.1 | Rainwater and surface water run-off (Medium Impact). Fire fighting foam training | Sussex West | Contaminated surface water from household recycling waste bays | Waste management activities | Consent | -
18341 | 1 | Tier 2 Consent | Biffa Waste Services Limited |  | Coronation Road | Cressex | High Wycombe | Buckinghamshire | HP12 3TZ | Lancing Waste Transfer Station | Unit 17 Chartwell Road | Lancing Business Park |  | Lancing | BN15 8TU | 2024-11-20 | 1 | 0.2 | at all times | SHOREHAM WTW | Chartwell Road | Oil and Grease | - | 200 | mg/l | 40.1 | Rainwater and surface water run-off (Medium Impact). Fire fighting foam training | Sussex West | Contaminated surface water from household recycling waste bays | Waste management activities | Consent | -
18341 | 1 | Tier 2 Consent | Biffa Waste Services Limited |  | Coronation Road | Cressex | High Wycombe | Buckinghamshire | HP12 3TZ | Lancing Waste Transfer Station | Unit 17 Chartwell Road | Lancing Business Park |  | Lancing | BN15 8TU | 2024-11-20 | 1 | 0.2 | at all times | SHOREHAM WTW | Chartwell Road | pH Limit | 6 | 10 |  | 40.1 | Rainwater and surface water run-off (Medium Impact). Fire fighting foam training | Sussex West | Contaminated surface water from household recycling waste bays | Waste management activities | Consent | -
18341 | 1 | Tier 2 Consent | Biffa Waste Services Limited |  | Coronation Road | Cressex | High Wycombe | Buckinghamshire | HP12 3TZ | Lancing Waste Transfer Station | Unit 17 Chartwell Road | Lancing Business Park |  | Lancing | BN15 8TU | 2024-11-20 | 1 | 0.2 | at all times | SHOREHAM WTW | Chartwell Road | Solids Suspended 105 Degrees C | - | 1000 | mg/l | 40.1 | Rainwater and surface water run-off (Medium Impact). Fire fighting foam training | Sussex West | Contaminated surface water from household recycling waste bays | Waste management activities | Consent | -
18341 | 1 | Tier 2 Consent | Biffa Waste Services Limited |  | Coronation Road | Cressex | High Wycombe | Buckinghamshire | HP12 3TZ | Lancing Waste Transfer Station | Unit 17 Chartwell Road | Lancing Business Park |  | Lancing | BN15 8TU | 2024-11-20 | 1 | 0.2 | at all times | SHOREHAM WTW | Chartwell Road | Sulphate as S04 | - | 1000 | mg/l | 40.1 | Rainwater and surface water run-off (Medium Impact). Fire fighting foam training | Sussex West | Contaminated surface water from household recycling waste bays | Waste management activities | Consent | -
18341 | 1 | Tier 2 Consent | Biffa Waste Services Limited |  | Coronation Road | Cressex | High Wycombe | Buckinghamshire | HP12 3TZ | Lancing Waste Transfer Station | Unit 17 Chartwell Road | Lancing Business Park |  | Lancing | BN15 8TU | 2024-11-20 | 1 | 0.2 | at all times | SHOREHAM WTW | Chartwell Road | Sulphide as S | - | 1 | mg/l | 40.1 | Rainwater and surface water run-off (Medium Impact). Fire fighting foam training | Sussex West | Contaminated surface water from household recycling waste bays | Waste management activities | Consent | -
18342 | 2 | Tier 1 Consent | Portsmouth Water Limited | PO Box 8 | West Street |  | Havant | Hampshire | PO9 1LG | River Itchen Water Treatment Works | Allington Lane |  | Southampton |  | SO30 3HQ | 2024-12-18 | 100 | 20 | At all times | PORTSWOOD WTW | Allington Lane (spoken.depend.cross) | Chemical Oxygen Demand Shaken as 0 | 0 | 800 | mg/l | 39.4 | Water treatment; softener plants; heating system flushing | Hampshire West | chemical washing of membrane filters | Water treatment | Consent | -
18342 | 2 | Tier 1 Consent | Portsmouth Water Limited | PO Box 8 | West Street |  | Havant | Hampshire | PO9 1LG | River Itchen Water Treatment Works | Allington Lane |  | Southampton |  | SO30 3HQ | 2024-12-18 | 100 | 20 | At all times | PORTSWOOD WTW | Allington Lane (spoken.depend.cross) | Chloride | 0 | 200 | mg/l | 39.4 | Water treatment; softener plants; heating system flushing | Hampshire West | chemical washing of membrane filters | Water treatment | Consent | -
18342 | 2 | Tier 1 Consent | Portsmouth Water Limited | PO Box 8 | West Street |  | Havant | Hampshire | PO9 1LG | River Itchen Water Treatment Works | Allington Lane |  | Southampton |  | SO30 3HQ | 2024-12-18 | 100 | 20 | At all times | PORTSWOOD WTW | Allington Lane (spoken.depend.cross) | Nitrogen Ammoniacal as N | 0 | 35 | mg/l | 39.4 | Water treatment; softener plants; heating system flushing | Hampshire West | chemical washing of membrane filters | Water treatment | Consent | -
18342 | 2 | Tier 1 Consent | Portsmouth Water Limited | PO Box 8 | West Street |  | Havant | Hampshire | PO9 1LG | River Itchen Water Treatment Works | Allington Lane |  | Southampton |  | SO30 3HQ | 2024-12-18 | 100 | 20 | At all times | PORTSWOOD WTW | Allington Lane (spoken.depend.cross) | pH | 6 | 10 | pH Units | 39.4 | Water treatment; softener plants; heating system flushing | Hampshire West | chemical washing of membrane filters | Water treatment | Consent | -
18342 | 2 | Tier 1 Consent | Portsmouth Water Limited | PO Box 8 | West Street |  | Havant | Hampshire | PO9 1LG | River Itchen Water Treatment Works | Allington Lane |  | Southampton |  | SO30 3HQ | 2024-12-18 | 100 | 20 | At all times | PORTSWOOD WTW | Allington Lane (spoken.depend.cross) | Solids Suspended 105 Degrees C | 0 | 400 | mg/l | 39.4 | Water treatment; softener plants; heating system flushing | Hampshire West | chemical washing of membrane filters | Water treatment | Consent | -
18342 | 2 | Tier 1 Consent | Portsmouth Water Limited | PO Box 8 | West Street |  | Havant | Hampshire | PO9 1LG | River Itchen Water Treatment Works | Allington Lane |  | Southampton |  | SO30 3HQ | 2024-12-18 | 100 | 20 | At all times | PORTSWOOD WTW | Allington Lane (spoken.depend.cross) | Sulphate as S04 | 0 | 200 | mg/l | 39.4 | Water treatment; softener plants; heating system flushing | Hampshire West | chemical washing of membrane filters | Water treatment | Consent | -
18344 | 2 | Tier 1 Consent | GKN Aerospace Services Limited | 11th Floor | Colmore Circus Queensway | The Colmore Building | Birmingham |  | B4 6AT | GKN Aerospace Services Ltd | Ferry Road | East Cowes |  |  | PO32 6RA | 2024-12-16 | 30 | 2 | At all times | SANDOWN NEW WTW | Clarence Road ///evaporate.again.putts Grid reference SZ 50276 95481 (easting), Y (Northing) 450276, 095481 | Chemical Oxygen Demand Shaken as 0 | - | 200 | mg/l | 22.3 | Plating and metal finishing (Low Impact) | Hampshire East | Attached in details on PDF file | Plating and metal finishing (low impact) | Consent | -
18344 | 2 | Tier 1 Consent | GKN Aerospace Services Limited | 11th Floor | Colmore Circus Queensway | The Colmore Building | Birmingham |  | B4 6AT | GKN Aerospace Services Ltd | Ferry Road | East Cowes |  |  | PO32 6RA | 2024-12-16 | 30 | 2 | At all times | SANDOWN NEW WTW | Clarence Road ///evaporate.again.putts Grid reference SZ 50276 95481 (easting), Y (Northing) 450276, 095481 | Chromium Total mg/l | - | 0.1 | ug/l | 22.3 | Plating and metal finishing (Low Impact) | Hampshire East | Attached in details on PDF file | Plating and metal finishing (low impact) | Consent | -
18344 | 2 | Tier 1 Consent | GKN Aerospace Services Limited | 11th Floor | Colmore Circus Queensway | The Colmore Building | Birmingham |  | B4 6AT | GKN Aerospace Services Ltd | Ferry Road | East Cowes |  |  | PO32 6RA | 2024-12-16 | 30 | 2 | At all times | SANDOWN NEW WTW | Clarence Road ///evaporate.again.putts Grid reference SZ 50276 95481 (easting), Y (Northing) 450276, 095481 | Copper Total | - | 0.1 | ug/l | 22.3 | Plating and metal finishing (Low Impact) | Hampshire East | Attached in details on PDF file | Plating and metal finishing (low impact) | Consent | -
18344 | 2 | Tier 1 Consent | GKN Aerospace Services Limited | 11th Floor | Colmore Circus Queensway | The Colmore Building | Birmingham |  | B4 6AT | GKN Aerospace Services Ltd | Ferry Road | East Cowes |  |  | PO32 6RA | 2024-12-16 | 30 | 2 | At all times | SANDOWN NEW WTW | Clarence Road ///evaporate.again.putts Grid reference SZ 50276 95481 (easting), Y (Northing) 450276, 095481 | Nitrogen Ammoniacal as N | - | 10 | mg/l | 22.3 | Plating and metal finishing (Low Impact) | Hampshire East | Attached in details on PDF file | Plating and metal finishing (low impact) | Consent | -
18344 | 2 | Tier 1 Consent | GKN Aerospace Services Limited | 11th Floor | Colmore Circus Queensway | The Colmore Building | Birmingham |  | B4 6AT | GKN Aerospace Services Ltd | Ferry Road | East Cowes |  |  | PO32 6RA | 2024-12-16 | 30 | 2 | At all times | SANDOWN NEW WTW | Clarence Road ///evaporate.again.putts Grid reference SZ 50276 95481 (easting), Y (Northing) 450276, 095481 | pH | 6 | 10 | pH Units | 22.3 | Plating and metal finishing (Low Impact) | Hampshire East | Attached in details on PDF file | Plating and metal finishing (low impact) | Consent | -
18344 | 2 | Tier 1 Consent | GKN Aerospace Services Limited | 11th Floor | Colmore Circus Queensway | The Colmore Building | Birmingham |  | B4 6AT | GKN Aerospace Services Ltd | Ferry Road | East Cowes |  |  | PO32 6RA | 2024-12-16 | 30 | 2 | At all times | SANDOWN NEW WTW | Clarence Road ///evaporate.again.putts Grid reference SZ 50276 95481 (easting), Y (Northing) 450276, 095481 | Silver Total | - | 100 | ug/l | 22.3 | Plating and metal finishing (Low Impact) | Hampshire East | Attached in details on PDF file | Plating and metal finishing (low impact) | Consent | -
18344 | 2 | Tier 1 Consent | GKN Aerospace Services Limited | 11th Floor | Colmore Circus Queensway | The Colmore Building | Birmingham |  | B4 6AT | GKN Aerospace Services Ltd | Ferry Road | East Cowes |  |  | PO32 6RA | 2024-12-16 | 30 | 2 | At all times | SANDOWN NEW WTW | Clarence Road ///evaporate.again.putts Grid reference SZ 50276 95481 (easting), Y (Northing) 450276, 095481 | Solids Suspended 105 Degrees C | - | 100 | mg/l | 22.3 | Plating and metal finishing (Low Impact) | Hampshire East | Attached in details on PDF file | Plating and metal finishing (low impact) | Consent | -
18344 | 2 | Tier 1 Consent | GKN Aerospace Services Limited | 11th Floor | Colmore Circus Queensway | The Colmore Building | Birmingham |  | B4 6AT | GKN Aerospace Services Ltd | Ferry Road | East Cowes |  |  | PO32 6RA | 2024-12-16 | 30 | 2 | At all times | SANDOWN NEW WTW | Clarence Road ///evaporate.again.putts Grid reference SZ 50276 95481 (easting), Y (Northing) 450276, 095481 | Zinc Total mg/l | - | 0.1 | ug/l | 22.3 | Plating and metal finishing (Low Impact) | Hampshire East | Attached in details on PDF file | Plating and metal finishing (low impact) | Consent | -
18345 | 1 | Tier 1 Consent | GKN Aerospace Services Limited | 11th Floor | Colmore Circus Queensway | The Colmore Building | Birmingham |  | B4 6AT | GKN Aerospace Services Ltd Osborne | Saunders Way | Whippingham |  |  | PO32 6LR | 2024-12-16 | 5 | 1 | At all times | SANDOWN NEW WTW | Beatrice Avenue ///purse.hulk.slip grid reference SZ 51066 93951 (easting), Y (Northing) 451066, 093951 | Chemical Oxygen Demand Shaken as 0 | - | 800 | mg/l | 22.3 | Plating and metal finishing (Low Impact) | Hampshire East | Attached in details on PDF file | Plating and metal finishing (low impact) | Consent | -
18345 | 1 | Tier 1 Consent | GKN Aerospace Services Limited | 11th Floor | Colmore Circus Queensway | The Colmore Building | Birmingham |  | B4 6AT | GKN Aerospace Services Ltd Osborne | Saunders Way | Whippingham |  |  | PO32 6LR | 2024-12-16 | 5 | 1 | At all times | SANDOWN NEW WTW | Beatrice Avenue ///purse.hulk.slip grid reference SZ 51066 93951 (easting), Y (Northing) 451066, 093951 | Chromium Total mg/l | - | 1 | ug/l | 22.3 | Plating and metal finishing (Low Impact) | Hampshire East | Attached in details on PDF file | Plating and metal finishing (low impact) | Consent | -
18345 | 1 | Tier 1 Consent | GKN Aerospace Services Limited | 11th Floor | Colmore Circus Queensway | The Colmore Building | Birmingham |  | B4 6AT | GKN Aerospace Services Ltd Osborne | Saunders Way | Whippingham |  |  | PO32 6LR | 2024-12-16 | 5 | 1 | At all times | SANDOWN NEW WTW | Beatrice Avenue ///purse.hulk.slip grid reference SZ 51066 93951 (easting), Y (Northing) 451066, 093951 | Copper Total | - | 1 | ug/l | 22.3 | Plating and metal finishing (Low Impact) | Hampshire East | Attached in details on PDF file | Plating and metal finishing (low impact) | Consent | -
18345 | 1 | Tier 1 Consent | GKN Aerospace Services Limited | 11th Floor | Colmore Circus Queensway | The Colmore Building | Birmingham |  | B4 6AT | GKN Aerospace Services Ltd Osborne | Saunders Way | Whippingham |  |  | PO32 6LR | 2024-12-16 | 5 | 1 | At all times | SANDOWN NEW WTW | Beatrice Avenue ///purse.hulk.slip grid reference SZ 51066 93951 (easting), Y (Northing) 451066, 093951 | Nitrogen Ammoniacal as N | - | 10 | mg/l | 22.3 | Plating and metal finishing (Low Impact) | Hampshire East | Attached in details on PDF file | Plating and metal finishing (low impact) | Consent | -
18345 | 1 | Tier 1 Consent | GKN Aerospace Services Limited | 11th Floor | Colmore Circus Queensway | The Colmore Building | Birmingham |  | B4 6AT | GKN Aerospace Services Ltd Osborne | Saunders Way | Whippingham |  |  | PO32 6LR | 2024-12-16 | 5 | 1 | At all times | SANDOWN NEW WTW | Beatrice Avenue ///purse.hulk.slip grid reference SZ 51066 93951 (easting), Y (Northing) 451066, 093951 | Silver Total | - | 1000 | ug/l | 22.3 | Plating and metal finishing (Low Impact) | Hampshire East | Attached in details on PDF file | Plating and metal finishing (low impact) | Consent | -
18345 | 1 | Tier 1 Consent | GKN Aerospace Services Limited | 11th Floor | Colmore Circus Queensway | The Colmore Building | Birmingham |  | B4 6AT | GKN Aerospace Services Ltd Osborne | Saunders Way | Whippingham |  |  | PO32 6LR | 2024-12-16 | 5 | 1 | At all times | SANDOWN NEW WTW | Beatrice Avenue ///purse.hulk.slip grid reference SZ 51066 93951 (easting), Y (Northing) 451066, 093951 | Solids Suspended 105 Degrees C | - | 400 | mg/l | 22.3 | Plating and metal finishing (Low Impact) | Hampshire East | Attached in details on PDF file | Plating and metal finishing (low impact) | Consent | -
18345 | 1 | Tier 1 Consent | GKN Aerospace Services Limited | 11th Floor | Colmore Circus Queensway | The Colmore Building | Birmingham |  | B4 6AT | GKN Aerospace Services Ltd Osborne | Saunders Way | Whippingham |  |  | PO32 6LR | 2024-12-16 | 5 | 1 | At all times | SANDOWN NEW WTW | Beatrice Avenue ///purse.hulk.slip grid reference SZ 51066 93951 (easting), Y (Northing) 451066, 093951 | Zinc Total mg/l | - | 1 | ug/l | 22.3 | Plating and metal finishing (Low Impact) | Hampshire East | Attached in details on PDF file | Plating and metal finishing (low impact) | Consent | -
18346 | 1 | Low Risk Consent | Greencore Food To Go Ltd | Manton Wood Enterprise Park | Retford Road |  | Workshop |  | S80 2RS | Greencore - Southampton Depot | Unit 1 Reliant Close | Chandlers Ford | Eastleigh |  | SO53 4ND | 2024-11-21 | 1 | 0.5 | At all times | CHICKENHALL EASTLEIGH WTW | School Lane (///divide.regard.tapes) | Chemical Oxygen Demand Settled as 0 | 0 | 800 | mg/l | 31.2 | Vehicle and plant washing (Low Impact) | Hampshire West | Jet washing of vehicles | Food delivery | Consent | TEMPLARS WAY CHANDLERS FORD WPS
18346 | 1 | Low Risk Consent | Greencore Food To Go Ltd | Manton Wood Enterprise Park | Retford Road |  | Workshop |  | S80 2RS | Greencore - Southampton Depot | Unit 1 Reliant Close | Chandlers Ford | Eastleigh |  | SO53 4ND | 2024-11-21 | 1 | 0.5 | At all times | CHICKENHALL EASTLEIGH WTW | School Lane (///divide.regard.tapes) | Nitrogen Ammoniacal as N | 0 | 10 | mg/l | 31.2 | Vehicle and plant washing (Low Impact) | Hampshire West | Jet washing of vehicles | Food delivery | Consent | TEMPLARS WAY CHANDLERS FORD WPS
18346 | 1 | Low Risk Consent | Greencore Food To Go Ltd | Manton Wood Enterprise Park | Retford Road |  | Workshop |  | S80 2RS | Greencore - Southampton Depot | Unit 1 Reliant Close | Chandlers Ford | Eastleigh |  | SO53 4ND | 2024-11-21 | 1 | 0.5 | At all times | CHICKENHALL EASTLEIGH WTW | School Lane (///divide.regard.tapes) | Oil and Grease | 0 | 200 | mg/l | 31.2 | Vehicle and plant washing (Low Impact) | Hampshire West | Jet washing of vehicles | Food delivery | Consent | TEMPLARS WAY CHANDLERS FORD WPS
18346 | 1 | Low Risk Consent | Greencore Food To Go Ltd | Manton Wood Enterprise Park | Retford Road |  | Workshop |  | S80 2RS | Greencore - Southampton Depot | Unit 1 Reliant Close | Chandlers Ford | Eastleigh |  | SO53 4ND | 2024-11-21 | 1 | 0.5 | At all times | CHICKENHALL EASTLEIGH WTW | School Lane (///divide.regard.tapes) | pH Limit | 6 | 10 |  | 31.2 | Vehicle and plant washing (Low Impact) | Hampshire West | Jet washing of vehicles | Food delivery | Consent | TEMPLARS WAY CHANDLERS FORD WPS
18346 | 1 | Low Risk Consent | Greencore Food To Go Ltd | Manton Wood Enterprise Park | Retford Road |  | Workshop |  | S80 2RS | Greencore - Southampton Depot | Unit 1 Reliant Close | Chandlers Ford | Eastleigh |  | SO53 4ND | 2024-11-21 | 1 | 0.5 | At all times | CHICKENHALL EASTLEIGH WTW | School Lane (///divide.regard.tapes) | Solids Suspended 105 Degrees C | 0 | 500 | mg/l | 31.2 | Vehicle and plant washing (Low Impact) | Hampshire West | Jet washing of vehicles | Food delivery | Consent | TEMPLARS WAY CHANDLERS FORD WPS
18346 | 1 | Low Risk Consent | Greencore Food To Go Ltd | Manton Wood Enterprise Park | Retford Road |  | Workshop |  | S80 2RS | Greencore - Southampton Depot | Unit 1 Reliant Close | Chandlers Ford | Eastleigh |  | SO53 4ND | 2024-11-21 | 1 | 0.5 | At all times | CHICKENHALL EASTLEIGH WTW | School Lane (///divide.regard.tapes) | Sulphate as S04 | 0 | 500 | mg/l | 31.2 | Vehicle and plant washing (Low Impact) | Hampshire West | Jet washing of vehicles | Food delivery | Consent | TEMPLARS WAY CHANDLERS FORD WPS
18347 | 1 | Low Risk Consent | Greencore Food To Go Ltd | Manton Wood Enterprise Park | Retford Road |  | Workshop |  | S80 2RS | Unit B | Trinity Trading Estate | Mill Way | Sittingbourne |  | ME10 2PD | 2024-12-17 | 1 | 0.5 | At all times | SITTINGBOURNE WTW | Mill Way | Chemical Oxygen Demand Shaken as 0 | - | 800 | mg/l | 31.3 | Vehicle and plant washing (Low Impact) | Kent West | Washing of vehicles | Food delivery | Consent | DIRECT TO WTW
18347 | 1 | Low Risk Consent | Greencore Food To Go Ltd | Manton Wood Enterprise Park | Retford Road |  | Workshop |  | S80 2RS | Unit B | Trinity Trading Estate | Mill Way | Sittingbourne |  | ME10 2PD | 2024-12-17 | 1 | 0.5 | At all times | SITTINGBOURNE WTW | Mill Way | Nitrogen Ammoniacal as N | - | 10 | mg/l | 31.3 | Vehicle and plant washing (Low Impact) | Kent West | Washing of vehicles | Food delivery | Consent | DIRECT TO WTW
18347 | 1 | Low Risk Consent | Greencore Food To Go Ltd | Manton Wood Enterprise Park | Retford Road |  | Workshop |  | S80 2RS | Unit B | Trinity Trading Estate | Mill Way | Sittingbourne |  | ME10 2PD | 2024-12-17 | 1 | 0.5 | At all times | SITTINGBOURNE WTW | Mill Way | Oil and Grease | - | 200 | mg/l | 31.3 | Vehicle and plant washing (Low Impact) | Kent West | Washing of vehicles | Food delivery | Consent | DIRECT TO WTW
18347 | 1 | Low Risk Consent | Greencore Food To Go Ltd | Manton Wood Enterprise Park | Retford Road |  | Workshop |  | S80 2RS | Unit B | Trinity Trading Estate | Mill Way | Sittingbourne |  | ME10 2PD | 2024-12-17 | 1 | 0.5 | At all times | SITTINGBOURNE WTW | Mill Way | pH | 6 | 10 | pH Units | 31.3 | Vehicle and plant washing (Low Impact) | Kent West | Washing of vehicles | Food delivery | Consent | DIRECT TO WTW
18347 | 1 | Low Risk Consent | Greencore Food To Go Ltd | Manton Wood Enterprise Park | Retford Road |  | Workshop |  | S80 2RS | Unit B | Trinity Trading Estate | Mill Way | Sittingbourne |  | ME10 2PD | 2024-12-17 | 1 | 0.5 | At all times | SITTINGBOURNE WTW | Mill Way | Solids Suspended 105 Degrees C | - | 500 | mg/l | 31.3 | Vehicle and plant washing (Low Impact) | Kent West | Washing of vehicles | Food delivery | Consent | DIRECT TO WTW
18347 | 1 | Low Risk Consent | Greencore Food To Go Ltd | Manton Wood Enterprise Park | Retford Road |  | Workshop |  | S80 2RS | Unit B | Trinity Trading Estate | Mill Way | Sittingbourne |  | ME10 2PD | 2024-12-17 | 1 | 0.5 | At all times | SITTINGBOURNE WTW | Mill Way | Sulphate as S04 | - | 500 | mg/l | 31.3 | Vehicle and plant washing (Low Impact) | Kent West | Washing of vehicles | Food delivery | Consent | DIRECT TO WTW
18353 | 1 | Tier 2 Consent | Affinity Water Limited |  | Tamblin Way |  | Hatfield |  | AL10 9EZ | Kingsdown Water Treatment Works | Ringwould Road |  | Kent |  | CT14 8DL | 2025-01-31 | 17.6 | 0.2 | At all times | WEATHERLEES HILL A WTW | Ringwould Road MH 1204 | Chemical Oxygen Demand Shaken as 0 | - | 100 | mg/l | 39.4 | Water treatment; softener plants; heating system flushing | Kent East | Ion exchange waste from a Nitrate removal plant | Nitrate removal from raw groundwater | Discontinuation | RINGWOULD WPS
18353 | 1 | Tier 2 Consent | Affinity Water Limited |  | Tamblin Way |  | Hatfield |  | AL10 9EZ | Kingsdown Water Treatment Works | Ringwould Road |  | Kent |  | CT14 8DL | 2025-01-31 | 17.6 | 0.2 | At all times | WEATHERLEES HILL A WTW | Ringwould Road MH 1204 | Chloride | - | 40000 | mg/l | 39.4 | Water treatment; softener plants; heating system flushing | Kent East | Ion exchange waste from a Nitrate removal plant | Nitrate removal from raw groundwater | Discontinuation | RINGWOULD WPS
18353 | 1 | Tier 2 Consent | Affinity Water Limited |  | Tamblin Way |  | Hatfield |  | AL10 9EZ | Kingsdown Water Treatment Works | Ringwould Road |  | Kent |  | CT14 8DL | 2025-01-31 | 17.6 | 0.2 | At all times | WEATHERLEES HILL A WTW | Ringwould Road MH 1204 | Nitrate NO3 | - | 15000 | mg/l | 39.4 | Water treatment; softener plants; heating system flushing | Kent East | Ion exchange waste from a Nitrate removal plant | Nitrate removal from raw groundwater | Discontinuation | RINGWOULD WPS
18353 | 1 | Tier 2 Consent | Affinity Water Limited |  | Tamblin Way |  | Hatfield |  | AL10 9EZ | Kingsdown Water Treatment Works | Ringwould Road |  | Kent |  | CT14 8DL | 2025-01-31 | 17.6 | 0.2 | At all times | WEATHERLEES HILL A WTW | Ringwould Road MH 1204 | Nitrogen Ammoniacal as N | - | 5 | mg/l | 39.4 | Water treatment; softener plants; heating system flushing | Kent East | Ion exchange waste from a Nitrate removal plant | Nitrate removal from raw groundwater | Discontinuation | RINGWOULD WPS
18353 | 1 | Tier 2 Consent | Affinity Water Limited |  | Tamblin Way |  | Hatfield |  | AL10 9EZ | Kingsdown Water Treatment Works | Ringwould Road |  | Kent |  | CT14 8DL | 2025-01-31 | 17.6 | 0.2 | At all times | WEATHERLEES HILL A WTW | Ringwould Road MH 1204 | pH | 6 | 10 | pH Units | 39.4 | Water treatment; softener plants; heating system flushing | Kent East | Ion exchange waste from a Nitrate removal plant | Nitrate removal from raw groundwater | Discontinuation | RINGWOULD WPS
18353 | 1 | Tier 2 Consent | Affinity Water Limited |  | Tamblin Way |  | Hatfield |  | AL10 9EZ | Kingsdown Water Treatment Works | Ringwould Road |  | Kent |  | CT14 8DL | 2025-01-31 | 17.6 | 0.2 | At all times | WEATHERLEES HILL A WTW | Ringwould Road MH 1204 | Sodium | - | 35000 | mg/l | 39.4 | Water treatment; softener plants; heating system flushing | Kent East | Ion exchange waste from a Nitrate removal plant | Nitrate removal from raw groundwater | Discontinuation | RINGWOULD WPS
18353 | 1 | Tier 2 Consent | Affinity Water Limited |  | Tamblin Way |  | Hatfield |  | AL10 9EZ | Kingsdown Water Treatment Works | Ringwould Road |  | Kent |  | CT14 8DL | 2025-01-31 | 17.6 | 0.2 | At all times | WEATHERLEES HILL A WTW | Ringwould Road MH 1204 | Solids Suspended 105 Degrees C | - | 100 | mg/l | 39.4 | Water treatment; softener plants; heating system flushing | Kent East | Ion exchange waste from a Nitrate removal plant | Nitrate removal from raw groundwater | Discontinuation | RINGWOULD WPS
18353 | 1 | Tier 2 Consent | Affinity Water Limited |  | Tamblin Way |  | Hatfield |  | AL10 9EZ | Kingsdown Water Treatment Works | Ringwould Road |  | Kent |  | CT14 8DL | 2025-01-31 | 17.6 | 0.2 | At all times | WEATHERLEES HILL A WTW | Ringwould Road MH 1204 | Sulphate as S04 | - | 7000 | mg/l | 39.4 | Water treatment; softener plants; heating system flushing | Kent East | Ion exchange waste from a Nitrate removal plant | Nitrate removal from raw groundwater | Discontinuation | RINGWOULD WPS
18353 | 1 | Tier 2 Consent | Affinity Water Limited |  | Tamblin Way |  | Hatfield |  | AL10 9EZ | Kingsdown Water Treatment Works | Ringwould Road |  | Kent |  | CT14 8DL | 2025-01-31 | 17.6 | 0.2 | At all times | WEATHERLEES HILL A WTW | Ringwould Road MH 1204 | Sulphide as S | - | 1 | mg/l | 39.4 | Water treatment; softener plants; heating system flushing | Kent East | Ion exchange waste from a Nitrate removal plant | Nitrate removal from raw groundwater | Discontinuation | RINGWOULD WPS
18354 | 1 | Low Risk Consent | G.B. Terminals Ltd | Meridian House | Alexandra Dock North | Grimsby |  |  | DN31 3UA | GBA Southampton Vehicle Distribution Centre | Pathfinder House | Maritime Way | Eastern Docks |  | SO14 3AE | 2025-02-05 | 2 | 0.5 | At all times | MILLBROOK WTW | Platform Road (SU42105901) | Chemical Oxygen Demand Shaken as 0 | 0 | 800 | mg/l | 31.2 | Vehicle and plant washing (Low Impact) | Hampshire West | Valet and vehicle washing | New and used vehicle preparation | Consent | ALBERT ROAD CHAPEL DEPOT WPS
18354 | 1 | Low Risk Consent | G.B. Terminals Ltd | Meridian House | Alexandra Dock North | Grimsby |  |  | DN31 3UA | GBA Southampton Vehicle Distribution Centre | Pathfinder House | Maritime Way | Eastern Docks |  | SO14 3AE | 2025-02-05 | 2 | 0.5 | At all times | MILLBROOK WTW | Platform Road (SU42105901) | Nitrogen Ammoniacal as N | 0 | 10 | mg/l | 31.2 | Vehicle and plant washing (Low Impact) | Hampshire West | Valet and vehicle washing | New and used vehicle preparation | Consent | ALBERT ROAD CHAPEL DEPOT WPS
18354 | 1 | Low Risk Consent | G.B. Terminals Ltd | Meridian House | Alexandra Dock North | Grimsby |  |  | DN31 3UA | GBA Southampton Vehicle Distribution Centre | Pathfinder House | Maritime Way | Eastern Docks |  | SO14 3AE | 2025-02-05 | 2 | 0.5 | At all times | MILLBROOK WTW | Platform Road (SU42105901) | Oil and Grease | 0 | 200 | mg/l | 31.2 | Vehicle and plant washing (Low Impact) | Hampshire West | Valet and vehicle washing | New and used vehicle preparation | Consent | ALBERT ROAD CHAPEL DEPOT WPS
18354 | 1 | Low Risk Consent | G.B. Terminals Ltd | Meridian House | Alexandra Dock North | Grimsby |  |  | DN31 3UA | GBA Southampton Vehicle Distribution Centre | Pathfinder House | Maritime Way | Eastern Docks |  | SO14 3AE | 2025-02-05 | 2 | 0.5 | At all times | MILLBROOK WTW | Platform Road (SU42105901) | pH | 6 | 10 | pH Units | 31.2 | Vehicle and plant washing (Low Impact) | Hampshire West | Valet and vehicle washing | New and used vehicle preparation | Consent | ALBERT ROAD CHAPEL DEPOT WPS
18354 | 1 | Low Risk Consent | G.B. Terminals Ltd | Meridian House | Alexandra Dock North | Grimsby |  |  | DN31 3UA | GBA Southampton Vehicle Distribution Centre | Pathfinder House | Maritime Way | Eastern Docks |  | SO14 3AE | 2025-02-05 | 2 | 0.5 | At all times | MILLBROOK WTW | Platform Road (SU42105901) | Solids Suspended 105 Degrees C | 0 | 500 | mg/l | 31.2 | Vehicle and plant washing (Low Impact) | Hampshire West | Valet and vehicle washing | New and used vehicle preparation | Consent | ALBERT ROAD CHAPEL DEPOT WPS
18354 | 1 | Low Risk Consent | G.B. Terminals Ltd | Meridian House | Alexandra Dock North | Grimsby |  |  | DN31 3UA | GBA Southampton Vehicle Distribution Centre | Pathfinder House | Maritime Way | Eastern Docks |  | SO14 3AE | 2025-02-05 | 2 | 0.5 | At all times | MILLBROOK WTW | Platform Road (SU42105901) | Sulphate as S04 | 0 | 500 | mg/l | 31.2 | Vehicle and plant washing (Low Impact) | Hampshire West | Valet and vehicle washing | New and used vehicle preparation | Consent | ALBERT ROAD CHAPEL DEPOT WPS
18357 | 1 | Tier 2 Consent | Aldi Stores Limited | Holly Lane |  | Atherstone |  |  | CV9 2SQ | Aldi RDC | Thomsett Way |  | Queensborough |  | ME11 5AR | 2025-01-29 | 2 | 1 | At all times | QUEENBOROUGH WTW | Neatscourt WPS, connected to the public foul sewer in Rushenden Road | Chemical Oxygen Demand Shaken as 0 | - | 800 | mg/l | 31.2 | Vehicle and plant washing (Low Impact) | Kent West | Washing of Vehicles | Vehicle Washing | Consent | -
18357 | 1 | Tier 2 Consent | Aldi Stores Limited | Holly Lane |  | Atherstone |  |  | CV9 2SQ | Aldi RDC | Thomsett Way |  | Queensborough |  | ME11 5AR | 2025-01-29 | 2 | 1 | At all times | QUEENBOROUGH WTW | Neatscourt WPS, connected to the public foul sewer in Rushenden Road | Nitrogen Ammoniacal as N | - | 10 | mg/l | 31.2 | Vehicle and plant washing (Low Impact) | Kent West | Washing of Vehicles | Vehicle Washing | Consent | -
18357 | 1 | Tier 2 Consent | Aldi Stores Limited | Holly Lane |  | Atherstone |  |  | CV9 2SQ | Aldi RDC | Thomsett Way |  | Queensborough |  | ME11 5AR | 2025-01-29 | 2 | 1 | At all times | QUEENBOROUGH WTW | Neatscourt WPS, connected to the public foul sewer in Rushenden Road | Oil and Grease | - | 200 | mg/l | 31.2 | Vehicle and plant washing (Low Impact) | Kent West | Washing of Vehicles | Vehicle Washing | Consent | -
18357 | 1 | Tier 2 Consent | Aldi Stores Limited | Holly Lane |  | Atherstone |  |  | CV9 2SQ | Aldi RDC | Thomsett Way |  | Queensborough |  | ME11 5AR | 2025-01-29 | 2 | 1 | At all times | QUEENBOROUGH WTW | Neatscourt WPS, connected to the public foul sewer in Rushenden Road | pH | 6 | 10 | pH Units | 31.2 | Vehicle and plant washing (Low Impact) | Kent West | Washing of Vehicles | Vehicle Washing | Consent | -
18357 | 1 | Tier 2 Consent | Aldi Stores Limited | Holly Lane |  | Atherstone |  |  | CV9 2SQ | Aldi RDC | Thomsett Way |  | Queensborough |  | ME11 5AR | 2025-01-29 | 2 | 1 | At all times | QUEENBOROUGH WTW | Neatscourt WPS, connected to the public foul sewer in Rushenden Road | Solids Suspended 105 Degrees C | - | 500 | mg/l | 31.2 | Vehicle and plant washing (Low Impact) | Kent West | Washing of Vehicles | Vehicle Washing | Consent | -
18357 | 1 | Tier 2 Consent | Aldi Stores Limited | Holly Lane |  | Atherstone |  |  | CV9 2SQ | Aldi RDC | Thomsett Way |  | Queensborough |  | ME11 5AR | 2025-01-29 | 2 | 1 | At all times | QUEENBOROUGH WTW | Neatscourt WPS, connected to the public foul sewer in Rushenden Road | Sulphate as S04 | - | 500 | mg/l | 31.2 | Vehicle and plant washing (Low Impact) | Kent West | Washing of Vehicles | Vehicle Washing | Consent | -
18358 | 1 | Low Risk Consent | British Telecommunications Public Limited Company | 1 | Braham Street |  | London |  | E1 8EE | Cosham (Portsmouth) TEC | Court Lane | Cosham | Portsmouth |  | PO6 3LL | 2025-01-06 | 0.89 | 0.01 | 24 hours | BUDDS FARM HAVANT WTW | Connects to combined sewer pipe (675mm) that runs across the site (MH 6801- see plan) that discharges off site to the east towards Drayton Park and Franklin Close. | Chemical Oxygen Demand Shaken as 0 | - | 800 | mg/l | 40.2 | Rainwater and surface water run-off (Low Impact) | Hampshire East | Rainwater and surface water run-off | Storage of equipment and vehicles | Consent | COURT LANE COSHAM WPS
18358 | 1 | Low Risk Consent | British Telecommunications Public Limited Company | 1 | Braham Street |  | London |  | E1 8EE | Cosham (Portsmouth) TEC | Court Lane | Cosham | Portsmouth |  | PO6 3LL | 2025-01-06 | 0.89 | 0.01 | 24 hours | BUDDS FARM HAVANT WTW | Connects to combined sewer pipe (675mm) that runs across the site (MH 6801- see plan) that discharges off site to the east towards Drayton Park and Franklin Close. | Nitrogen Ammoniacal as N | - | 10 | mg/l | 40.2 | Rainwater and surface water run-off (Low Impact) | Hampshire East | Rainwater and surface water run-off | Storage of equipment and vehicles | Consent | COURT LANE COSHAM WPS
18358 | 1 | Low Risk Consent | British Telecommunications Public Limited Company | 1 | Braham Street |  | London |  | E1 8EE | Cosham (Portsmouth) TEC | Court Lane | Cosham | Portsmouth |  | PO6 3LL | 2025-01-06 | 0.89 | 0.01 | 24 hours | BUDDS FARM HAVANT WTW | Connects to combined sewer pipe (675mm) that runs across the site (MH 6801- see plan) that discharges off site to the east towards Drayton Park and Franklin Close. | Solids Suspended 105 Degrees C | - | 400 | mg/l | 40.2 | Rainwater and surface water run-off (Low Impact) | Hampshire East | Rainwater and surface water run-off | Storage of equipment and vehicles | Consent | COURT LANE COSHAM WPS
18359 | 1 | Tier 2 Consent | East Kent Road Car Company Limited | One Stockport Exchange | 20 Railway Road |  | Stockport |  | SK1 3SW | Stagecoach Dover | Menzies Road | Whitfield | Dover |  | CT16 3NJ | 2025-01-30 | 25 | 1 | At all times | BROOMFIELD BANK WTW | Mansion Gardens | Chemical Oxygen Demand Shaken as 0 | - | 800 | mg/l | 31.2 | Vehicle and plant washing (Low Impact) | Kent East | Washing of vehicles and surface water from wash bay | Maintenance and washing buses | Consent | ELIZABETH STREET DOVER WPS
18359 | 1 | Tier 2 Consent | East Kent Road Car Company Limited | One Stockport Exchange | 20 Railway Road |  | Stockport |  | SK1 3SW | Stagecoach Dover | Menzies Road | Whitfield | Dover |  | CT16 3NJ | 2025-01-30 | 25 | 1 | At all times | BROOMFIELD BANK WTW | Mansion Gardens | Nitrogen Ammoniacal as N | - | 10 | mg/l | 31.2 | Vehicle and plant washing (Low Impact) | Kent East | Washing of vehicles and surface water from wash bay | Maintenance and washing buses | Consent | ELIZABETH STREET DOVER WPS
18359 | 1 | Tier 2 Consent | East Kent Road Car Company Limited | One Stockport Exchange | 20 Railway Road |  | Stockport |  | SK1 3SW | Stagecoach Dover | Menzies Road | Whitfield | Dover |  | CT16 3NJ | 2025-01-30 | 25 | 1 | At all times | BROOMFIELD BANK WTW | Mansion Gardens | Oil and Grease | - | 200 | mg/l | 31.2 | Vehicle and plant washing (Low Impact) | Kent East | Washing of vehicles and surface water from wash bay | Maintenance and washing buses | Consent | ELIZABETH STREET DOVER WPS
18359 | 1 | Tier 2 Consent | East Kent Road Car Company Limited | One Stockport Exchange | 20 Railway Road |  | Stockport |  | SK1 3SW | Stagecoach Dover | Menzies Road | Whitfield | Dover |  | CT16 3NJ | 2025-01-30 | 25 | 1 | At all times | BROOMFIELD BANK WTW | Mansion Gardens | pH | 6 | 10 | pH Units | 31.2 | Vehicle and plant washing (Low Impact) | Kent East | Washing of vehicles and surface water from wash bay | Maintenance and washing buses | Consent | ELIZABETH STREET DOVER WPS
18359 | 1 | Tier 2 Consent | East Kent Road Car Company Limited | One Stockport Exchange | 20 Railway Road |  | Stockport |  | SK1 3SW | Stagecoach Dover | Menzies Road | Whitfield | Dover |  | CT16 3NJ | 2025-01-30 | 25 | 1 | At all times | BROOMFIELD BANK WTW | Mansion Gardens | Solids Suspended 105 Degrees C | - | 500 | mg/l | 31.2 | Vehicle and plant washing (Low Impact) | Kent East | Washing of vehicles and surface water from wash bay | Maintenance and washing buses | Consent | ELIZABETH STREET DOVER WPS
18359 | 1 | Tier 2 Consent | East Kent Road Car Company Limited | One Stockport Exchange | 20 Railway Road |  | Stockport |  | SK1 3SW | Stagecoach Dover | Menzies Road | Whitfield | Dover |  | CT16 3NJ | 2025-01-30 | 25 | 1 | At all times | BROOMFIELD BANK WTW | Mansion Gardens | Sulphate as S04 | - | 500 | mg/l | 31.2 | Vehicle and plant washing (Low Impact) | Kent East | Washing of vehicles and surface water from wash bay | Maintenance and washing buses | Consent | ELIZABETH STREET DOVER WPS
18362 | 1 | Tier 2 Consent | East Kent Road Car Company Limited | One Stockport Exchange | 20 Railway Road |  | Stockport |  | SK1 3SW | Stagecoach Herne Bay | Eddington Lane | Herne Bay | Kent |  | CT6 5TR | 2025-01-02 | 5 | 1 | At all times | MAY STREET HERNE BAY WTW | Eddington Lane | Chemical Oxygen Demand Shaken as 0 | - | 800 | mg/l | 31.2 | Vehicle and plant washing (Low Impact) | Kent East | Washing of vehicles and surface water from wash bay | Maintenance and washing buses | Consent | EDDINGTON LANE HERNE BAY WPS
18362 | 1 | Tier 2 Consent | East Kent Road Car Company Limited | One Stockport Exchange | 20 Railway Road |  | Stockport |  | SK1 3SW | Stagecoach Herne Bay | Eddington Lane | Herne Bay | Kent |  | CT6 5TR | 2025-01-02 | 5 | 1 | At all times | MAY STREET HERNE BAY WTW | Eddington Lane | Nitrogen Ammoniacal as N | - | 10 | mg/l | 31.2 | Vehicle and plant washing (Low Impact) | Kent East | Washing of vehicles and surface water from wash bay | Maintenance and washing buses | Consent | EDDINGTON LANE HERNE BAY WPS
18362 | 1 | Tier 2 Consent | East Kent Road Car Company Limited | One Stockport Exchange | 20 Railway Road |  | Stockport |  | SK1 3SW | Stagecoach Herne Bay | Eddington Lane | Herne Bay | Kent |  | CT6 5TR | 2025-01-02 | 5 | 1 | At all times | MAY STREET HERNE BAY WTW | Eddington Lane | Oil and Grease | - | 200 | mg/l | 31.2 | Vehicle and plant washing (Low Impact) | Kent East | Washing of vehicles and surface water from wash bay | Maintenance and washing buses | Consent | EDDINGTON LANE HERNE BAY WPS
18362 | 1 | Tier 2 Consent | East Kent Road Car Company Limited | One Stockport Exchange | 20 Railway Road |  | Stockport |  | SK1 3SW | Stagecoach Herne Bay | Eddington Lane | Herne Bay | Kent |  | CT6 5TR | 2025-01-02 | 5 | 1 | At all times | MAY STREET HERNE BAY WTW | Eddington Lane | pH | 6 | 10 | pH Units | 31.2 | Vehicle and plant washing (Low Impact) | Kent East | Washing of vehicles and surface water from wash bay | Maintenance and washing buses | Consent | EDDINGTON LANE HERNE BAY WPS
18362 | 1 | Tier 2 Consent | East Kent Road Car Company Limited | One Stockport Exchange | 20 Railway Road |  | Stockport |  | SK1 3SW | Stagecoach Herne Bay | Eddington Lane | Herne Bay | Kent |  | CT6 5TR | 2025-01-02 | 5 | 1 | At all times | MAY STREET HERNE BAY WTW | Eddington Lane | Solids Suspended 105 Degrees C | - | 500 | mg/l | 31.2 | Vehicle and plant washing (Low Impact) | Kent East | Washing of vehicles and surface water from wash bay | Maintenance and washing buses | Consent | EDDINGTON LANE HERNE BAY WPS
18362 | 1 | Tier 2 Consent | East Kent Road Car Company Limited | One Stockport Exchange | 20 Railway Road |  | Stockport |  | SK1 3SW | Stagecoach Herne Bay | Eddington Lane | Herne Bay | Kent |  | CT6 5TR | 2025-01-02 | 5 | 1 | At all times | MAY STREET HERNE BAY WTW | Eddington Lane | Sulphate as S04 | - | 500 | mg/l | 31.2 | Vehicle and plant washing (Low Impact) | Kent East | Washing of vehicles and surface water from wash bay | Maintenance and washing buses | Consent | EDDINGTON LANE HERNE BAY WPS
18363 | 1 | Tier 1 Consent | East Kent Road Car Company Limited | One Stockport Exchange | 20 Railway Road |  | Stockport |  | SK1 3SW | Stagecoach Eastbourne | Birch Road | Eastbourne |  |  | BN23 6PD | 2025-02-04 | 11.4 | 1 | At any time | EASTBOURNE WTW | Alder close joining Birch Road via manhole TQ 62013502 | Chemical Oxygen Demand Shaken as 0 | - | 800 | mg/l | 31.2 | Vehicle and plant washing (Low Impact) | Sussex East | Maintenance, repair, servicing, external and chassis washing of vehicles | Maintenance and washing of buses | Consent | LOTTBRIDGE DROVE EASTBOURNE WPS
18363 | 1 | Tier 1 Consent | East Kent Road Car Company Limited | One Stockport Exchange | 20 Railway Road |  | Stockport |  | SK1 3SW | Stagecoach Eastbourne | Birch Road | Eastbourne |  |  | BN23 6PD | 2025-02-04 | 11.4 | 1 | At any time | EASTBOURNE WTW | Alder close joining Birch Road via manhole TQ 62013502 | Nitrogen Ammoniacal as N | - | 10 | mg/l | 31.2 | Vehicle and plant washing (Low Impact) | Sussex East | Maintenance, repair, servicing, external and chassis washing of vehicles | Maintenance and washing of buses | Consent | LOTTBRIDGE DROVE EASTBOURNE WPS
18363 | 1 | Tier 1 Consent | East Kent Road Car Company Limited | One Stockport Exchange | 20 Railway Road |  | Stockport |  | SK1 3SW | Stagecoach Eastbourne | Birch Road | Eastbourne |  |  | BN23 6PD | 2025-02-04 | 11.4 | 1 | At any time | EASTBOURNE WTW | Alder close joining Birch Road via manhole TQ 62013502 | Oil and Grease | - | 200 | mg/l | 31.2 | Vehicle and plant washing (Low Impact) | Sussex East | Maintenance, repair, servicing, external and chassis washing of vehicles | Maintenance and washing of buses | Consent | LOTTBRIDGE DROVE EASTBOURNE WPS
18363 | 1 | Tier 1 Consent | East Kent Road Car Company Limited | One Stockport Exchange | 20 Railway Road |  | Stockport |  | SK1 3SW | Stagecoach Eastbourne | Birch Road | Eastbourne |  |  | BN23 6PD | 2025-02-04 | 11.4 | 1 | At any time | EASTBOURNE WTW | Alder close joining Birch Road via manhole TQ 62013502 | pH | 6 | 10 | pH Units | 31.2 | Vehicle and plant washing (Low Impact) | Sussex East | Maintenance, repair, servicing, external and chassis washing of vehicles | Maintenance and washing of buses | Consent | LOTTBRIDGE DROVE EASTBOURNE WPS
18363 | 1 | Tier 1 Consent | East Kent Road Car Company Limited | One Stockport Exchange | 20 Railway Road |  | Stockport |  | SK1 3SW | Stagecoach Eastbourne | Birch Road | Eastbourne |  |  | BN23 6PD | 2025-02-04 | 11.4 | 1 | At any time | EASTBOURNE WTW | Alder close joining Birch Road via manhole TQ 62013502 | Phosphorus Total | - | 15 | ug/l | 31.2 | Vehicle and plant washing (Low Impact) | Sussex East | Maintenance, repair, servicing, external and chassis washing of vehicles | Maintenance and washing of buses | Consent | LOTTBRIDGE DROVE EASTBOURNE WPS
18363 | 1 | Tier 1 Consent | East Kent Road Car Company Limited | One Stockport Exchange | 20 Railway Road |  | Stockport |  | SK1 3SW | Stagecoach Eastbourne | Birch Road | Eastbourne |  |  | BN23 6PD | 2025-02-04 | 11.4 | 1 | At any time | EASTBOURNE WTW | Alder close joining Birch Road via manhole TQ 62013502 | Solids Suspended 105 Degrees C | - | 500 | mg/l | 31.2 | Vehicle and plant washing (Low Impact) | Sussex East | Maintenance, repair, servicing, external and chassis washing of vehicles | Maintenance and washing of buses | Consent | LOTTBRIDGE DROVE EASTBOURNE WPS
18363 | 1 | Tier 1 Consent | East Kent Road Car Company Limited | One Stockport Exchange | 20 Railway Road |  | Stockport |  | SK1 3SW | Stagecoach Eastbourne | Birch Road | Eastbourne |  |  | BN23 6PD | 2025-02-04 | 11.4 | 1 | At any time | EASTBOURNE WTW | Alder close joining Birch Road via manhole TQ 62013502 | Sulphate as S04 | - | 500 | mg/l | 31.2 | Vehicle and plant washing (Low Impact) | Sussex East | Maintenance, repair, servicing, external and chassis washing of vehicles | Maintenance and washing of buses | Consent | LOTTBRIDGE DROVE EASTBOURNE WPS
18366 | 4 | Tier 1 Consent | Totally Natural Solutions Ltd | Unit 2 Eastlands Estate | Maidstone Road | Paddock Wood | Kent |  | TN12 6BU | Unit 22 Eldon Way | Paddock Wood |  | Kent |  | TN12 6BE | 2025-02-11 | 8 | 0.555 | At any time | PADDOCK WOOD WTW | Nursery Road, Paddock Wood, Manhole ID TQ66458503 | Aluminium Total | - | 10 | ug/l | 4.1 | Chemical and pharmaceutical manufacture (High Impact) | Sussex East | Screened water from hop extraction using distillation and boiled water. | Manufacture of Hop Extract | Discontinuation | STATION ROAD PADDOCK WOOD WPS
18366 | 4 | Tier 1 Consent | Totally Natural Solutions Ltd | Unit 2 Eastlands Estate | Maidstone Road | Paddock Wood | Kent |  | TN12 6BU | Unit 22 Eldon Way | Paddock Wood |  | Kent |  | TN12 6BE | 2025-02-11 | 8 | 0.555 | At any time | PADDOCK WOOD WTW | Nursery Road, Paddock Wood, Manhole ID TQ66458503 | Arsenic Total | - | 10 | ug/l | 4.1 | Chemical and pharmaceutical manufacture (High Impact) | Sussex East | Screened water from hop extraction using distillation and boiled water. | Manufacture of Hop Extract | Discontinuation | STATION ROAD PADDOCK WOOD WPS
18366 | 4 | Tier 1 Consent | Totally Natural Solutions Ltd | Unit 2 Eastlands Estate | Maidstone Road | Paddock Wood | Kent |  | TN12 6BU | Unit 22 Eldon Way | Paddock Wood |  | Kent |  | TN12 6BE | 2025-02-11 | 8 | 0.555 | At any time | PADDOCK WOOD WTW | Nursery Road, Paddock Wood, Manhole ID TQ66458503 | Chemical Oxygen Demand Shaken as 0 | - | 10000 | mg/l | 4.1 | Chemical and pharmaceutical manufacture (High Impact) | Sussex East | Screened water from hop extraction using distillation and boiled water. | Manufacture of Hop Extract | Discontinuation | STATION ROAD PADDOCK WOOD WPS
18366 | 4 | Tier 1 Consent | Totally Natural Solutions Ltd | Unit 2 Eastlands Estate | Maidstone Road | Paddock Wood | Kent |  | TN12 6BU | Unit 22 Eldon Way | Paddock Wood |  | Kent |  | TN12 6BE | 2025-02-11 | 8 | 0.555 | At any time | PADDOCK WOOD WTW | Nursery Road, Paddock Wood, Manhole ID TQ66458503 | Chromium Total mg/l | - | 0.5 | ug/l | 4.1 | Chemical and pharmaceutical manufacture (High Impact) | Sussex East | Screened water from hop extraction using distillation and boiled water. | Manufacture of Hop Extract | Discontinuation | STATION ROAD PADDOCK WOOD WPS
18366 | 4 | Tier 1 Consent | Totally Natural Solutions Ltd | Unit 2 Eastlands Estate | Maidstone Road | Paddock Wood | Kent |  | TN12 6BU | Unit 22 Eldon Way | Paddock Wood |  | Kent |  | TN12 6BE | 2025-02-11 | 8 | 0.555 | At any time | PADDOCK WOOD WTW | Nursery Road, Paddock Wood, Manhole ID TQ66458503 | Copper Total | - | 0.25 | ug/l | 4.1 | Chemical and pharmaceutical manufacture (High Impact) | Sussex East | Screened water from hop extraction using distillation and boiled water. | Manufacture of Hop Extract | Discontinuation | STATION ROAD PADDOCK WOOD WPS
18366 | 4 | Tier 1 Consent | Totally Natural Solutions Ltd | Unit 2 Eastlands Estate | Maidstone Road | Paddock Wood | Kent |  | TN12 6BU | Unit 22 Eldon Way | Paddock Wood |  | Kent |  | TN12 6BE | 2025-02-11 | 8 | 0.555 | At any time | PADDOCK WOOD WTW | Nursery Road, Paddock Wood, Manhole ID TQ66458503 | Iron Total | - | 5 | ug/l | 4.1 | Chemical and pharmaceutical manufacture (High Impact) | Sussex East | Screened water from hop extraction using distillation and boiled water. | Manufacture of Hop Extract | Discontinuation | STATION ROAD PADDOCK WOOD WPS
18366 | 4 | Tier 1 Consent | Totally Natural Solutions Ltd | Unit 2 Eastlands Estate | Maidstone Road | Paddock Wood | Kent |  | TN12 6BU | Unit 22 Eldon Way | Paddock Wood |  | Kent |  | TN12 6BE | 2025-02-11 | 8 | 0.555 | At any time | PADDOCK WOOD WTW | Nursery Road, Paddock Wood, Manhole ID TQ66458503 | Lead Total | - | 0.25 | ug/l | 4.1 | Chemical and pharmaceutical manufacture (High Impact) | Sussex East | Screened water from hop extraction using distillation and boiled water. | Manufacture of Hop Extract | Discontinuation | STATION ROAD PADDOCK WOOD WPS
18366 | 4 | Tier 1 Consent | Totally Natural Solutions Ltd | Unit 2 Eastlands Estate | Maidstone Road | Paddock Wood | Kent |  | TN12 6BU | Unit 22 Eldon Way | Paddock Wood |  | Kent |  | TN12 6BE | 2025-02-11 | 8 | 0.555 | At any time | PADDOCK WOOD WTW | Nursery Road, Paddock Wood, Manhole ID TQ66458503 | Nickel Total | - | 0.25 | ug/l | 4.1 | Chemical and pharmaceutical manufacture (High Impact) | Sussex East | Screened water from hop extraction using distillation and boiled water. | Manufacture of Hop Extract | Discontinuation | STATION ROAD PADDOCK WOOD WPS
18366 | 4 | Tier 1 Consent | Totally Natural Solutions Ltd | Unit 2 Eastlands Estate | Maidstone Road | Paddock Wood | Kent |  | TN12 6BU | Unit 22 Eldon Way | Paddock Wood |  | Kent |  | TN12 6BE | 2025-02-11 | 8 | 0.555 | At any time | PADDOCK WOOD WTW | Nursery Road, Paddock Wood, Manhole ID TQ66458503 | Nitrogen Ammoniacal as N | - | 19 | mg/l | 4.1 | Chemical and pharmaceutical manufacture (High Impact) | Sussex East | Screened water from hop extraction using distillation and boiled water. | Manufacture of Hop Extract | Discontinuation | STATION ROAD PADDOCK WOOD WPS
18366 | 4 | Tier 1 Consent | Totally Natural Solutions Ltd | Unit 2 Eastlands Estate | Maidstone Road | Paddock Wood | Kent |  | TN12 6BU | Unit 22 Eldon Way | Paddock Wood |  | Kent |  | TN12 6BE | 2025-02-11 | 8 | 0.555 | At any time | PADDOCK WOOD WTW | Nursery Road, Paddock Wood, Manhole ID TQ66458503 | Oil and Grease | - | 200 | mg/l | 4.1 | Chemical and pharmaceutical manufacture (High Impact) | Sussex East | Screened water from hop extraction using distillation and boiled water. | Manufacture of Hop Extract | Discontinuation | STATION ROAD PADDOCK WOOD WPS
18366 | 4 | Tier 1 Consent | Totally Natural Solutions Ltd | Unit 2 Eastlands Estate | Maidstone Road | Paddock Wood | Kent |  | TN12 6BU | Unit 22 Eldon Way | Paddock Wood |  | Kent |  | TN12 6BE | 2025-02-11 | 8 | 0.555 | At any time | PADDOCK WOOD WTW | Nursery Road, Paddock Wood, Manhole ID TQ66458503 | pH | 6 | 10 | pH Units | 4.1 | Chemical and pharmaceutical manufacture (High Impact) | Sussex East | Screened water from hop extraction using distillation and boiled water. | Manufacture of Hop Extract | Discontinuation | STATION ROAD PADDOCK WOOD WPS
18366 | 4 | Tier 1 Consent | Totally Natural Solutions Ltd | Unit 2 Eastlands Estate | Maidstone Road | Paddock Wood | Kent |  | TN12 6BU | Unit 22 Eldon Way | Paddock Wood |  | Kent |  | TN12 6BE | 2025-02-11 | 8 | 0.555 | At any time | PADDOCK WOOD WTW | Nursery Road, Paddock Wood, Manhole ID TQ66458503 | Phosphorus Total | - | 15 | ug/l | 4.1 | Chemical and pharmaceutical manufacture (High Impact) | Sussex East | Screened water from hop extraction using distillation and boiled water. | Manufacture of Hop Extract | Discontinuation | STATION ROAD PADDOCK WOOD WPS
18366 | 4 | Tier 1 Consent | Totally Natural Solutions Ltd | Unit 2 Eastlands Estate | Maidstone Road | Paddock Wood | Kent |  | TN12 6BU | Unit 22 Eldon Way | Paddock Wood |  | Kent |  | TN12 6BE | 2025-02-11 | 8 | 0.555 | At any time | PADDOCK WOOD WTW | Nursery Road, Paddock Wood, Manhole ID TQ66458503 | Solids Suspended 105 Degrees C | - | 1000 | mg/l | 4.1 | Chemical and pharmaceutical manufacture (High Impact) | Sussex East | Screened water from hop extraction using distillation and boiled water. | Manufacture of Hop Extract | Discontinuation | STATION ROAD PADDOCK WOOD WPS
18366 | 4 | Tier 1 Consent | Totally Natural Solutions Ltd | Unit 2 Eastlands Estate | Maidstone Road | Paddock Wood | Kent |  | TN12 6BU | Unit 22 Eldon Way | Paddock Wood |  | Kent |  | TN12 6BE | 2025-02-11 | 8 | 0.555 | At any time | PADDOCK WOOD WTW | Nursery Road, Paddock Wood, Manhole ID TQ66458503 | Sulphate as S04 | - | 500 | mg/l | 4.1 | Chemical and pharmaceutical manufacture (High Impact) | Sussex East | Screened water from hop extraction using distillation and boiled water. | Manufacture of Hop Extract | Discontinuation | STATION ROAD PADDOCK WOOD WPS
18366 | 4 | Tier 1 Consent | Totally Natural Solutions Ltd | Unit 2 Eastlands Estate | Maidstone Road | Paddock Wood | Kent |  | TN12 6BU | Unit 22 Eldon Way | Paddock Wood |  | Kent |  | TN12 6BE | 2025-02-11 | 8 | 0.555 | At any time | PADDOCK WOOD WTW | Nursery Road, Paddock Wood, Manhole ID TQ66458503 | Zinc Total mg/l | - | 0.75 | ug/l | 4.1 | Chemical and pharmaceutical manufacture (High Impact) | Sussex East | Screened water from hop extraction using distillation and boiled water. | Manufacture of Hop Extract | Discontinuation | STATION ROAD PADDOCK WOOD WPS
18371 | 1 | Low Risk Consent | Tesla Motors Limited | 185 | Ashton New Road |  | Manchester |  | M11 3DX | Tesla Winchester | Easton Lane |  |  | Winchest | SO23 7RR | 2025-01-08 | 1 | 0.21 | At all times | MORESTEAD ROAD WINCHESTER WTW | Easton Lane | Chemical Oxygen Demand Settled as 0 | 0 | 800 | mg/l | 31.2 | Vehicle and plant washing (Low Impact) | Hampshire West | car washing and detailing | Car sales and service centre | Consent | NORTHBROOK AVENUE WINCHESTER WPS
18371 | 1 | Low Risk Consent | Tesla Motors Limited | 185 | Ashton New Road |  | Manchester |  | M11 3DX | Tesla Winchester | Easton Lane |  |  | Winchest | SO23 7RR | 2025-01-08 | 1 | 0.21 | At all times | MORESTEAD ROAD WINCHESTER WTW | Easton Lane | Nitrogen Ammoniacal as N | 0 | 10 | mg/l | 31.2 | Vehicle and plant washing (Low Impact) | Hampshire West | car washing and detailing | Car sales and service centre | Consent | NORTHBROOK AVENUE WINCHESTER WPS
18371 | 1 | Low Risk Consent | Tesla Motors Limited | 185 | Ashton New Road |  | Manchester |  | M11 3DX | Tesla Winchester | Easton Lane |  |  | Winchest | SO23 7RR | 2025-01-08 | 1 | 0.21 | At all times | MORESTEAD ROAD WINCHESTER WTW | Easton Lane | Oil and Grease | 0 | 200 | mg/l | 31.2 | Vehicle and plant washing (Low Impact) | Hampshire West | car washing and detailing | Car sales and service centre | Consent | NORTHBROOK AVENUE WINCHESTER WPS
18371 | 1 | Low Risk Consent | Tesla Motors Limited | 185 | Ashton New Road |  | Manchester |  | M11 3DX | Tesla Winchester | Easton Lane |  |  | Winchest | SO23 7RR | 2025-01-08 | 1 | 0.21 | At all times | MORESTEAD ROAD WINCHESTER WTW | Easton Lane | pH Limit | 6 | 10 |  | 31.2 | Vehicle and plant washing (Low Impact) | Hampshire West | car washing and detailing | Car sales and service centre | Consent | NORTHBROOK AVENUE WINCHESTER WPS
18371 | 1 | Low Risk Consent | Tesla Motors Limited | 185 | Ashton New Road |  | Manchester |  | M11 3DX | Tesla Winchester | Easton Lane |  |  | Winchest | SO23 7RR | 2025-01-08 | 1 | 0.21 | At all times | MORESTEAD ROAD WINCHESTER WTW | Easton Lane | Solids Suspended 105 Degrees C | 0 | 500 | mg/l | 31.2 | Vehicle and plant washing (Low Impact) | Hampshire West | car washing and detailing | Car sales and service centre | Consent | NORTHBROOK AVENUE WINCHESTER WPS
18371 | 1 | Low Risk Consent | Tesla Motors Limited | 185 | Ashton New Road |  | Manchester |  | M11 3DX | Tesla Winchester | Easton Lane |  |  | Winchest | SO23 7RR | 2025-01-08 | 1 | 0.21 | At all times | MORESTEAD ROAD WINCHESTER WTW | Easton Lane | Sulphate as S04 | 0 | 500 | mg/l | 31.2 | Vehicle and plant washing (Low Impact) | Hampshire West | car washing and detailing | Car sales and service centre | Consent | NORTHBROOK AVENUE WINCHESTER WPS
18372 | 1 | Low Risk Consent | East Kent Road Car Company Limited | One Stockport Exchange | 20 Railway Road |  | Stockport |  | SK1 3SW | Stagecoach Hastings | Beaufort Road |  |  | Hastings | TN37 6PL | 2025-01-30 | 4 | 0.15 | At any time | BEXHILL & HASTINGS WTW | Beaufort Road - What3words: handed.rather.cook | Chemical Oxygen Demand Shaken as 0 | - | 800 | mg/l | 31.2 | Vehicle and plant washing (Low Impact) | Sussex East | Maintenance, repair, servicing, external and chassis washing of vehicles | Maintenance and washing of buses | Consent | COOMBS HASTINGS WPS
18372 | 1 | Low Risk Consent | East Kent Road Car Company Limited | One Stockport Exchange | 20 Railway Road |  | Stockport |  | SK1 3SW | Stagecoach Hastings | Beaufort Road |  |  | Hastings | TN37 6PL | 2025-01-30 | 4 | 0.15 | At any time | BEXHILL & HASTINGS WTW | Beaufort Road - What3words: handed.rather.cook | Nitrogen Ammoniacal as N | - | 10 | mg/l | 31.2 | Vehicle and plant washing (Low Impact) | Sussex East | Maintenance, repair, servicing, external and chassis washing of vehicles | Maintenance and washing of buses | Consent | COOMBS HASTINGS WPS
18372 | 1 | Low Risk Consent | East Kent Road Car Company Limited | One Stockport Exchange | 20 Railway Road |  | Stockport |  | SK1 3SW | Stagecoach Hastings | Beaufort Road |  |  | Hastings | TN37 6PL | 2025-01-30 | 4 | 0.15 | At any time | BEXHILL & HASTINGS WTW | Beaufort Road - What3words: handed.rather.cook | Oil and Grease | - | 200 | mg/l | 31.2 | Vehicle and plant washing (Low Impact) | Sussex East | Maintenance, repair, servicing, external and chassis washing of vehicles | Maintenance and washing of buses | Consent | COOMBS HASTINGS WPS
18372 | 1 | Low Risk Consent | East Kent Road Car Company Limited | One Stockport Exchange | 20 Railway Road |  | Stockport |  | SK1 3SW | Stagecoach Hastings | Beaufort Road |  |  | Hastings | TN37 6PL | 2025-01-30 | 4 | 0.15 | At any time | BEXHILL & HASTINGS WTW | Beaufort Road - What3words: handed.rather.cook | pH | 6 | 10 | pH Units | 31.2 | Vehicle and plant washing (Low Impact) | Sussex East | Maintenance, repair, servicing, external and chassis washing of vehicles | Maintenance and washing of buses | Consent | COOMBS HASTINGS WPS
18372 | 1 | Low Risk Consent | East Kent Road Car Company Limited | One Stockport Exchange | 20 Railway Road |  | Stockport |  | SK1 3SW | Stagecoach Hastings | Beaufort Road |  |  | Hastings | TN37 6PL | 2025-01-30 | 4 | 0.15 | At any time | BEXHILL & HASTINGS WTW | Beaufort Road - What3words: handed.rather.cook | Phosphorus Total | - | 15 | ug/l | 31.2 | Vehicle and plant washing (Low Impact) | Sussex East | Maintenance, repair, servicing, external and chassis washing of vehicles | Maintenance and washing of buses | Consent | COOMBS HASTINGS WPS
18372 | 1 | Low Risk Consent | East Kent Road Car Company Limited | One Stockport Exchange | 20 Railway Road |  | Stockport |  | SK1 3SW | Stagecoach Hastings | Beaufort Road |  |  | Hastings | TN37 6PL | 2025-01-30 | 4 | 0.15 | At any time | BEXHILL & HASTINGS WTW | Beaufort Road - What3words: handed.rather.cook | Solids Suspended 105 Degrees C | - | 500 | mg/l | 31.2 | Vehicle and plant washing (Low Impact) | Sussex East | Maintenance, repair, servicing, external and chassis washing of vehicles | Maintenance and washing of buses | Consent | COOMBS HASTINGS WPS
18372 | 1 | Low Risk Consent | East Kent Road Car Company Limited | One Stockport Exchange | 20 Railway Road |  | Stockport |  | SK1 3SW | Stagecoach Hastings | Beaufort Road |  |  | Hastings | TN37 6PL | 2025-01-30 | 4 | 0.15 | At any time | BEXHILL & HASTINGS WTW | Beaufort Road - What3words: handed.rather.cook | Sulphate as S04 | - | 500 | mg/l | 31.2 | Vehicle and plant washing (Low Impact) | Sussex East | Maintenance, repair, servicing, external and chassis washing of vehicles | Maintenance and washing of buses | Consent | COOMBS HASTINGS WPS
18373 | 1 | Low Risk Consent | University of Brighton Trading Company Limited | Mithras House | Lewes Road |  | Brighton |  | BN2 4AT | Brighton Sport and Health Complex | Village Way | Falmer | Brighton |  | BN1 9SG | 2025-02-10 | 4 | 3 | At any time | PEACEHAVEN WTW | ///Season.ship.quest | Chemical Oxygen Demand Shaken as 0 | - | 800 | mg/l | 32.1 | Leisure facilities | Sussex East | Cleaning of pool filter beds with pool water by reversing the flow of water through the filters to waste as required. | Sports centre with indoor pool | Consent | MARINE DRIVE BRIGHTON WPS
18373 | 1 | Low Risk Consent | University of Brighton Trading Company Limited | Mithras House | Lewes Road |  | Brighton |  | BN2 4AT | Brighton Sport and Health Complex | Village Way | Falmer | Brighton |  | BN1 9SG | 2025-02-10 | 4 | 3 | At any time | PEACEHAVEN WTW | ///Season.ship.quest | Chlorine Free as Cl2 | - | 1 | mg/l | 32.1 | Leisure facilities | Sussex East | Cleaning of pool filter beds with pool water by reversing the flow of water through the filters to waste as required. | Sports centre with indoor pool | Consent | MARINE DRIVE BRIGHTON WPS
18373 | 1 | Low Risk Consent | University of Brighton Trading Company Limited | Mithras House | Lewes Road |  | Brighton |  | BN2 4AT | Brighton Sport and Health Complex | Village Way | Falmer | Brighton |  | BN1 9SG | 2025-02-10 | 4 | 3 | At any time | PEACEHAVEN WTW | ///Season.ship.quest | Oil and Grease | - | 200 | mg/l | 32.1 | Leisure facilities | Sussex East | Cleaning of pool filter beds with pool water by reversing the flow of water through the filters to waste as required. | Sports centre with indoor pool | Consent | MARINE DRIVE BRIGHTON WPS
18373 | 1 | Low Risk Consent | University of Brighton Trading Company Limited | Mithras House | Lewes Road |  | Brighton |  | BN2 4AT | Brighton Sport and Health Complex | Village Way | Falmer | Brighton |  | BN1 9SG | 2025-02-10 | 4 | 3 | At any time | PEACEHAVEN WTW | ///Season.ship.quest | pH | 6 | 10 | pH Units | 32.1 | Leisure facilities | Sussex East | Cleaning of pool filter beds with pool water by reversing the flow of water through the filters to waste as required. | Sports centre with indoor pool | Consent | MARINE DRIVE BRIGHTON WPS
18373 | 1 | Low Risk Consent | University of Brighton Trading Company Limited | Mithras House | Lewes Road |  | Brighton |  | BN2 4AT | Brighton Sport and Health Complex | Village Way | Falmer | Brighton |  | BN1 9SG | 2025-02-10 | 4 | 3 | At any time | PEACEHAVEN WTW | ///Season.ship.quest | Solids Suspended 105 Degrees C | - | 400 | mg/l | 32.1 | Leisure facilities | Sussex East | Cleaning of pool filter beds with pool water by reversing the flow of water through the filters to waste as required. | Sports centre with indoor pool | Consent | MARINE DRIVE BRIGHTON WPS
18373 | 1 | Low Risk Consent | University of Brighton Trading Company Limited | Mithras House | Lewes Road |  | Brighton |  | BN2 4AT | Brighton Sport and Health Complex | Village Way | Falmer | Brighton |  | BN1 9SG | 2025-02-10 | 4 | 3 | At any time | PEACEHAVEN WTW | ///Season.ship.quest | Sulphate as S04 | - | 500 | mg/l | 32.1 | Leisure facilities | Sussex East | Cleaning of pool filter beds with pool water by reversing the flow of water through the filters to waste as required. | Sports centre with indoor pool | Consent | MARINE DRIVE BRIGHTON WPS
18374 | 4 | Tier 1 Consent | Laing O'Rourke Delivery Limited | Bridge Place | Anchor Boulevard | Admirals Park Crossways | Dartford |  | DA2 6SN | Laing O'Rourke Site | Royal Sussex Hospital | Eastern Road |  | Brighton | BN2 5BE | 2025-02-17 | 371.53 | 4.3 | At any time | PEACEHAVEN WTW | Eastern Road | Chemical Oxygen Demand Shaken as 0 | - | 400 | mg/l | 37.3 | Temporary land reclamation/remediation schemes | Sussex East | Surface water runoff, groundwater, wheel wash, concrete washout, cleaning, commissioning (including flushing pipework) | Demolition, groundworks, construction | Consent | BRIGHTON MARINA WPS
18374 | 4 | Tier 1 Consent | Laing O'Rourke Delivery Limited | Bridge Place | Anchor Boulevard | Admirals Park Crossways | Dartford |  | DA2 6SN | Laing O'Rourke Site | Royal Sussex Hospital | Eastern Road |  | Brighton | BN2 5BE | 2025-02-17 | 371.53 | 4.3 | At any time | PEACEHAVEN WTW | Eastern Road | Oil and Grease | - | 200 | mg/l | 37.3 | Temporary land reclamation/remediation schemes | Sussex East | Surface water runoff, groundwater, wheel wash, concrete washout, cleaning, commissioning (including flushing pipework) | Demolition, groundworks, construction | Consent | BRIGHTON MARINA WPS
18374 | 4 | Tier 1 Consent | Laing O'Rourke Delivery Limited | Bridge Place | Anchor Boulevard | Admirals Park Crossways | Dartford |  | DA2 6SN | Laing O'Rourke Site | Royal Sussex Hospital | Eastern Road |  | Brighton | BN2 5BE | 2025-02-17 | 371.53 | 4.3 | At any time | PEACEHAVEN WTW | Eastern Road | pH | 6 | 10 | pH Units | 37.3 | Temporary land reclamation/remediation schemes | Sussex East | Surface water runoff, groundwater, wheel wash, concrete washout, cleaning, commissioning (including flushing pipework) | Demolition, groundworks, construction | Consent | BRIGHTON MARINA WPS
18374 | 4 | Tier 1 Consent | Laing O'Rourke Delivery Limited | Bridge Place | Anchor Boulevard | Admirals Park Crossways | Dartford |  | DA2 6SN | Laing O'Rourke Site | Royal Sussex Hospital | Eastern Road |  | Brighton | BN2 5BE | 2025-02-17 | 371.53 | 4.3 | At any time | PEACEHAVEN WTW | Eastern Road | Solids Suspended 105 Degrees C | - | 500 | mg/l | 37.3 | Temporary land reclamation/remediation schemes | Sussex East | Surface water runoff, groundwater, wheel wash, concrete washout, cleaning, commissioning (including flushing pipework) | Demolition, groundworks, construction | Consent | BRIGHTON MARINA WPS
18374 | 4 | Tier 1 Consent | Laing O'Rourke Delivery Limited | Bridge Place | Anchor Boulevard | Admirals Park Crossways | Dartford |  | DA2 6SN | Laing O'Rourke Site | Royal Sussex Hospital | Eastern Road |  | Brighton | BN2 5BE | 2025-02-17 | 371.53 | 4.3 | At any time | PEACEHAVEN WTW | Eastern Road | Sulphate as S04 | - | 500 | mg/l | 37.3 | Temporary land reclamation/remediation schemes | Sussex East | Surface water runoff, groundwater, wheel wash, concrete washout, cleaning, commissioning (including flushing pipework) | Demolition, groundworks, construction | Consent | BRIGHTON MARINA WPS
18374 | 4 | Tier 1 Consent | Laing O'Rourke Delivery Limited | Bridge Place | Anchor Boulevard | Admirals Park Crossways | Dartford |  | DA2 6SN | Laing O'Rourke Site | Royal Sussex Hospital | Eastern Road |  | Brighton | BN2 5BE | 2025-02-17 | 371.53 | 4.3 | At any time | PEACEHAVEN WTW | Eastern Road | Sulphide as S | - | 1 | mg/l | 37.3 | Temporary land reclamation/remediation schemes | Sussex East | Surface water runoff, groundwater, wheel wash, concrete washout, cleaning, commissioning (including flushing pipework) | Demolition, groundworks, construction | Consent | BRIGHTON MARINA WPS
18375 | 2 | Tier 2 Consent | Normec Dets Limited | Unit 2 | Park Road Industrial Estate | South Consett |  |  | DH8 5PY | Normec Dets Limited | Qts Environmental Ltd | Unit 1 Rose Lane Industrial Estate | Lenham Heath | Maidston | ME17 2JN | 2025-03-03 | 1.5 | 1 | At all times | LENHAM WTW | Rose Lane | Calcium | - | 100 | mg/l | 38.1 | Laboratory and research activities (High Impact) | Kent East | Washdown of laboratory equipment and disposal of water samples. | Testing and analysis of environmental samples, including soil & water | Consent | -
18375 | 2 | Tier 2 Consent | Normec Dets Limited | Unit 2 | Park Road Industrial Estate | South Consett |  |  | DH8 5PY | Normec Dets Limited | Qts Environmental Ltd | Unit 1 Rose Lane Industrial Estate | Lenham Heath | Maidston | ME17 2JN | 2025-03-03 | 1.5 | 1 | At all times | LENHAM WTW | Rose Lane | Chemical Oxygen Demand Shaken as 0 | - | 800 | mg/l | 38.1 | Laboratory and research activities (High Impact) | Kent East | Washdown of laboratory equipment and disposal of water samples. | Testing and analysis of environmental samples, including soil & water | Consent | -
18375 | 2 | Tier 2 Consent | Normec Dets Limited | Unit 2 | Park Road Industrial Estate | South Consett |  |  | DH8 5PY | Normec Dets Limited | Qts Environmental Ltd | Unit 1 Rose Lane Industrial Estate | Lenham Heath | Maidston | ME17 2JN | 2025-03-03 | 1.5 | 1 | At all times | LENHAM WTW | Rose Lane | Chloride | - | 500 | mg/l | 38.1 | Laboratory and research activities (High Impact) | Kent East | Washdown of laboratory equipment and disposal of water samples. | Testing and analysis of environmental samples, including soil & water | Consent | -
18375 | 2 | Tier 2 Consent | Normec Dets Limited | Unit 2 | Park Road Industrial Estate | South Consett |  |  | DH8 5PY | Normec Dets Limited | Qts Environmental Ltd | Unit 1 Rose Lane Industrial Estate | Lenham Heath | Maidston | ME17 2JN | 2025-03-03 | 1.5 | 1 | At all times | LENHAM WTW | Rose Lane | Fluoride as F | - | 0.5 | mg/l | 38.1 | Laboratory and research activities (High Impact) | Kent East | Washdown of laboratory equipment and disposal of water samples. | Testing and analysis of environmental samples, including soil & water | Consent | -
18375 | 2 | Tier 2 Consent | Normec Dets Limited | Unit 2 | Park Road Industrial Estate | South Consett |  |  | DH8 5PY | Normec Dets Limited | Qts Environmental Ltd | Unit 1 Rose Lane Industrial Estate | Lenham Heath | Maidston | ME17 2JN | 2025-03-03 | 1.5 | 1 | At all times | LENHAM WTW | Rose Lane | Iron Total | - | 1 | ug/l | 38.1 | Laboratory and research activities (High Impact) | Kent East | Washdown of laboratory equipment and disposal of water samples. | Testing and analysis of environmental samples, including soil & water | Consent | -
18375 | 2 | Tier 2 Consent | Normec Dets Limited | Unit 2 | Park Road Industrial Estate | South Consett |  |  | DH8 5PY | Normec Dets Limited | Qts Environmental Ltd | Unit 1 Rose Lane Industrial Estate | Lenham Heath | Maidston | ME17 2JN | 2025-03-03 | 1.5 | 1 | At all times | LENHAM WTW | Rose Lane | Magnesium Total as Mg | - | 25 | mg/l | 38.1 | Laboratory and research activities (High Impact) | Kent East | Washdown of laboratory equipment and disposal of water samples. | Testing and analysis of environmental samples, including soil & water | Consent | -
18375 | 2 | Tier 2 Consent | Normec Dets Limited | Unit 2 | Park Road Industrial Estate | South Consett |  |  | DH8 5PY | Normec Dets Limited | Qts Environmental Ltd | Unit 1 Rose Lane Industrial Estate | Lenham Heath | Maidston | ME17 2JN | 2025-03-03 | 1.5 | 1 | At all times | LENHAM WTW | Rose Lane | Naphthalene | - | 2 | ug/l | 38.1 | Laboratory and research activities (High Impact) | Kent East | Washdown of laboratory equipment and disposal of water samples. | Testing and analysis of environmental samples, including soil & water | Consent | -
18375 | 2 | Tier 2 Consent | Normec Dets Limited | Unit 2 | Park Road Industrial Estate | South Consett |  |  | DH8 5PY | Normec Dets Limited | Qts Environmental Ltd | Unit 1 Rose Lane Industrial Estate | Lenham Heath | Maidston | ME17 2JN | 2025-03-03 | 1.5 | 1 | At all times | LENHAM WTW | Rose Lane | Nitrogen Ammoniacal as N | - | 300 | mg/l | 38.1 | Laboratory and research activities (High Impact) | Kent East | Washdown of laboratory equipment and disposal of water samples. | Testing and analysis of environmental samples, including soil & water | Consent | -
18375 | 2 | Tier 2 Consent | Normec Dets Limited | Unit 2 | Park Road Industrial Estate | South Consett |  |  | DH8 5PY | Normec Dets Limited | Qts Environmental Ltd | Unit 1 Rose Lane Industrial Estate | Lenham Heath | Maidston | ME17 2JN | 2025-03-03 | 1.5 | 1 | At all times | LENHAM WTW | Rose Lane | Oil and Grease | - | 200 | mg/l | 38.1 | Laboratory and research activities (High Impact) | Kent East | Washdown of laboratory equipment and disposal of water samples. | Testing and analysis of environmental samples, including soil & water | Consent | -
18375 | 2 | Tier 2 Consent | Normec Dets Limited | Unit 2 | Park Road Industrial Estate | South Consett |  |  | DH8 5PY | Normec Dets Limited | Qts Environmental Ltd | Unit 1 Rose Lane Industrial Estate | Lenham Heath | Maidston | ME17 2JN | 2025-03-03 | 1.5 | 1 | At all times | LENHAM WTW | Rose Lane | pH | 6 | 10 | pH Units | 38.1 | Laboratory and research activities (High Impact) | Kent East | Washdown of laboratory equipment and disposal of water samples. | Testing and analysis of environmental samples, including soil & water | Consent | -
18375 | 2 | Tier 2 Consent | Normec Dets Limited | Unit 2 | Park Road Industrial Estate | South Consett |  |  | DH8 5PY | Normec Dets Limited | Qts Environmental Ltd | Unit 1 Rose Lane Industrial Estate | Lenham Heath | Maidston | ME17 2JN | 2025-03-03 | 1.5 | 1 | At all times | LENHAM WTW | Rose Lane | Phosphorus Total | - | 0.5 | ug/l | 38.1 | Laboratory and research activities (High Impact) | Kent East | Washdown of laboratory equipment and disposal of water samples. | Testing and analysis of environmental samples, including soil & water | Consent | -
18375 | 2 | Tier 2 Consent | Normec Dets Limited | Unit 2 | Park Road Industrial Estate | South Consett |  |  | DH8 5PY | Normec Dets Limited | Qts Environmental Ltd | Unit 1 Rose Lane Industrial Estate | Lenham Heath | Maidston | ME17 2JN | 2025-03-03 | 1.5 | 1 | At all times | LENHAM WTW | Rose Lane | Potassium Total | - | 600 | mg/l | 38.1 | Laboratory and research activities (High Impact) | Kent East | Washdown of laboratory equipment and disposal of water samples. | Testing and analysis of environmental samples, including soil & water | Consent | -
18375 | 2 | Tier 2 Consent | Normec Dets Limited | Unit 2 | Park Road Industrial Estate | South Consett |  |  | DH8 5PY | Normec Dets Limited | Qts Environmental Ltd | Unit 1 Rose Lane Industrial Estate | Lenham Heath | Maidston | ME17 2JN | 2025-03-03 | 1.5 | 1 | At all times | LENHAM WTW | Rose Lane | Sodium | - | 400 | mg/l | 38.1 | Laboratory and research activities (High Impact) | Kent East | Washdown of laboratory equipment and disposal of water samples. | Testing and analysis of environmental samples, including soil & water | Consent | -
18375 | 2 | Tier 2 Consent | Normec Dets Limited | Unit 2 | Park Road Industrial Estate | South Consett |  |  | DH8 5PY | Normec Dets Limited | Qts Environmental Ltd | Unit 1 Rose Lane Industrial Estate | Lenham Heath | Maidston | ME17 2JN | 2025-03-03 | 1.5 | 1 | At all times | LENHAM WTW | Rose Lane | Solids Suspended 105 Degrees C | - | 400 | mg/l | 38.1 | Laboratory and research activities (High Impact) | Kent East | Washdown of laboratory equipment and disposal of water samples. | Testing and analysis of environmental samples, including soil & water | Consent | -
18375 | 2 | Tier 2 Consent | Normec Dets Limited | Unit 2 | Park Road Industrial Estate | South Consett |  |  | DH8 5PY | Normec Dets Limited | Qts Environmental Ltd | Unit 1 Rose Lane Industrial Estate | Lenham Heath | Maidston | ME17 2JN | 2025-03-03 | 1.5 | 1 | At all times | LENHAM WTW | Rose Lane | Sulphate as S04 | - | 1000 | mg/l | 38.1 | Laboratory and research activities (High Impact) | Kent East | Washdown of laboratory equipment and disposal of water samples. | Testing and analysis of environmental samples, including soil & water | Consent | -
18375 | 2 | Tier 2 Consent | Normec Dets Limited | Unit 2 | Park Road Industrial Estate | South Consett |  |  | DH8 5PY | Normec Dets Limited | Qts Environmental Ltd | Unit 1 Rose Lane Industrial Estate | Lenham Heath | Maidston | ME17 2JN | 2025-03-03 | 1.5 | 1 | At all times | LENHAM WTW | Rose Lane | Toluene | - | 15 | ug/l | 38.1 | Laboratory and research activities (High Impact) | Kent East | Washdown of laboratory equipment and disposal of water samples. | Testing and analysis of environmental samples, including soil & water | Consent | -
18376 | 1 | Low Risk Consent | Fugro GB Limited | Fugro House | Hithercroft Road |  | Wallingford |  | OX10 9RB | Unit 16 Victory House | Trafalgar Wharf | Hamilton Road | Portchester |  | PO6 4PX | 2025-01-30 | 3.6 | 1.2 | 24 hours | BUDDS FARM HAVANT WTW | Castle Trading Est Road (///normal.trying.copy) | Chemical Oxygen Demand Shaken as 0 | - | 800 | mg/l | 38.2 | Laboratory and research activities (Low Impact) | Hampshire East | Sieving of marine sediment samples | Environmental Laboratory | Consent | PAULSGROVE WPS
18376 | 1 | Low Risk Consent | Fugro GB Limited | Fugro House | Hithercroft Road |  | Wallingford |  | OX10 9RB | Unit 16 Victory House | Trafalgar Wharf | Hamilton Road | Portchester |  | PO6 4PX | 2025-01-30 | 3.6 | 1.2 | 24 hours | BUDDS FARM HAVANT WTW | Castle Trading Est Road (///normal.trying.copy) | Formaldehyde | - | 300 | mg/l | 38.2 | Laboratory and research activities (Low Impact) | Hampshire East | Sieving of marine sediment samples | Environmental Laboratory | Consent | PAULSGROVE WPS
18376 | 1 | Low Risk Consent | Fugro GB Limited | Fugro House | Hithercroft Road |  | Wallingford |  | OX10 9RB | Unit 16 Victory House | Trafalgar Wharf | Hamilton Road | Portchester |  | PO6 4PX | 2025-01-30 | 3.6 | 1.2 | 24 hours | BUDDS FARM HAVANT WTW | Castle Trading Est Road (///normal.trying.copy) | Nitrogen Ammoniacal as N | - | 20 | mg/l | 38.2 | Laboratory and research activities (Low Impact) | Hampshire East | Sieving of marine sediment samples | Environmental Laboratory | Consent | PAULSGROVE WPS
18376 | 1 | Low Risk Consent | Fugro GB Limited | Fugro House | Hithercroft Road |  | Wallingford |  | OX10 9RB | Unit 16 Victory House | Trafalgar Wharf | Hamilton Road | Portchester |  | PO6 4PX | 2025-01-30 | 3.6 | 1.2 | 24 hours | BUDDS FARM HAVANT WTW | Castle Trading Est Road (///normal.trying.copy) | pH | 6 | 10 | pH Units | 38.2 | Laboratory and research activities (Low Impact) | Hampshire East | Sieving of marine sediment samples | Environmental Laboratory | Consent | PAULSGROVE WPS
18376 | 1 | Low Risk Consent | Fugro GB Limited | Fugro House | Hithercroft Road |  | Wallingford |  | OX10 9RB | Unit 16 Victory House | Trafalgar Wharf | Hamilton Road | Portchester |  | PO6 4PX | 2025-01-30 | 3.6 | 1.2 | 24 hours | BUDDS FARM HAVANT WTW | Castle Trading Est Road (///normal.trying.copy) | Solids Suspended 105 Degrees C | - | 400 | mg/l | 38.2 | Laboratory and research activities (Low Impact) | Hampshire East | Sieving of marine sediment samples | Environmental Laboratory | Consent | PAULSGROVE WPS
18377 | 1 | Low Risk Consent | Boatfolk Limited | Deacons House | Bridge Road | Bursledon | Southampton |  |  | Haslar Marina | Haslar Road | Gosport | Hampshire |  | PO12 1NU | 2025-01-22 | 2.7 | 0.17 | 24 hours | PEEL COMMON WTW | Public sewer in Haslar road - see attached Southern Water sewer record plan. | Chemical Oxygen Demand Shaken as 0 | - | 800 | mg/l | 31.2 | Vehicle and plant washing (Low Impact) | Hampshire East | Washing down of boats (hulls and top sides) | Marina operations including boat wash area | Consent | RAMPART ROW GOSPORT WPS
18377 | 1 | Low Risk Consent | Boatfolk Limited | Deacons House | Bridge Road | Bursledon | Southampton |  |  | Haslar Marina | Haslar Road | Gosport | Hampshire |  | PO12 1NU | 2025-01-22 | 2.7 | 0.17 | 24 hours | PEEL COMMON WTW | Public sewer in Haslar road - see attached Southern Water sewer record plan. | Nitrogen Ammoniacal as N | - | 10 | mg/l | 31.2 | Vehicle and plant washing (Low Impact) | Hampshire East | Washing down of boats (hulls and top sides) | Marina operations including boat wash area | Consent | RAMPART ROW GOSPORT WPS
18377 | 1 | Low Risk Consent | Boatfolk Limited | Deacons House | Bridge Road | Bursledon | Southampton |  |  | Haslar Marina | Haslar Road | Gosport | Hampshire |  | PO12 1NU | 2025-01-22 | 2.7 | 0.17 | 24 hours | PEEL COMMON WTW | Public sewer in Haslar road - see attached Southern Water sewer record plan. | pH | 6 | 10 | pH Units | 31.2 | Vehicle and plant washing (Low Impact) | Hampshire East | Washing down of boats (hulls and top sides) | Marina operations including boat wash area | Consent | RAMPART ROW GOSPORT WPS
18377 | 1 | Low Risk Consent | Boatfolk Limited | Deacons House | Bridge Road | Bursledon | Southampton |  |  | Haslar Marina | Haslar Road | Gosport | Hampshire |  | PO12 1NU | 2025-01-22 | 2.7 | 0.17 | 24 hours | PEEL COMMON WTW | Public sewer in Haslar road - see attached Southern Water sewer record plan. | Solids Suspended 105 Degrees C | - | 400 | mg/l | 31.2 | Vehicle and plant washing (Low Impact) | Hampshire East | Washing down of boats (hulls and top sides) | Marina operations including boat wash area | Consent | RAMPART ROW GOSPORT WPS
18380 | 1 | Tier 2 Consent | SafelySwim Limited | Charlton House | Dour Street | Dover |  |  | CT16 1BL | Unit 12 | Tridax Business Estate | Honeywood Parkway | Whitfield | Dover | CT16 3QX | 2025-02-19 | 5 | 2.5 | At all times | BROOMFIELD BANK WTW | Honeywood Parkway | Chemical Oxygen Demand Shaken as 0 | - | 800 | mg/l | 32.1 | Leisure facilities | Kent East | Swimming pool filter backwash | Swimming pool | Consent | HONEYWOOD INDUSTRIAL PARK DOVER WPS
18380 | 1 | Tier 2 Consent | SafelySwim Limited | Charlton House | Dour Street | Dover |  |  | CT16 1BL | Unit 12 | Tridax Business Estate | Honeywood Parkway | Whitfield | Dover | CT16 3QX | 2025-02-19 | 5 | 2.5 | At all times | BROOMFIELD BANK WTW | Honeywood Parkway | Nitrogen Ammoniacal as N | - | 10 | mg/l | 32.1 | Leisure facilities | Kent East | Swimming pool filter backwash | Swimming pool | Consent | HONEYWOOD INDUSTRIAL PARK DOVER WPS
18380 | 1 | Tier 2 Consent | SafelySwim Limited | Charlton House | Dour Street | Dover |  |  | CT16 1BL | Unit 12 | Tridax Business Estate | Honeywood Parkway | Whitfield | Dover | CT16 3QX | 2025-02-19 | 5 | 2.5 | At all times | BROOMFIELD BANK WTW | Honeywood Parkway | pH | 6 | 10 | pH Units | 32.1 | Leisure facilities | Kent East | Swimming pool filter backwash | Swimming pool | Consent | HONEYWOOD INDUSTRIAL PARK DOVER WPS
18380 | 1 | Tier 2 Consent | SafelySwim Limited | Charlton House | Dour Street | Dover |  |  | CT16 1BL | Unit 12 | Tridax Business Estate | Honeywood Parkway | Whitfield | Dover | CT16 3QX | 2025-02-19 | 5 | 2.5 | At all times | BROOMFIELD BANK WTW | Honeywood Parkway | Solids Suspended 105 Degrees C | - | 400 | mg/l | 32.1 | Leisure facilities | Kent East | Swimming pool filter backwash | Swimming pool | Consent | HONEYWOOD INDUSTRIAL PARK DOVER WPS
18380 | 1 | Tier 2 Consent | SafelySwim Limited | Charlton House | Dour Street | Dover |  |  | CT16 1BL | Unit 12 | Tridax Business Estate | Honeywood Parkway | Whitfield | Dover | CT16 3QX | 2025-02-19 | 5 | 2.5 | At all times | BROOMFIELD BANK WTW | Honeywood Parkway | Sulphate as S04 | - | 500 | mg/l | 32.1 | Leisure facilities | Kent East | Swimming pool filter backwash | Swimming pool | Consent | HONEYWOOD INDUSTRIAL PARK DOVER WPS
18382 | 1 | Tier 2 Consent | DHL International (UK) Ltd | Southern Hub Unit 1 | Horton Road | Colnbrook | Berkshire |  | SL3 0BB | Unit 3 | Bellingham Way | Panattoni Park | Aylesford | Kent | ME20 7WT | 2025-03-03 | 7 | 1 | At all times. | HAM HILL WTW | Bellingham Way - TQ71587802 (What3words Location: ///wider.standards.outwit) | Chemical Oxygen Demand Shaken as 0 | - | 800 | mg/l | 31.3 | Vehicle and plant washing (Low Impact) | Kent West | Washing of Vehicles. | Express parcel distribution. | Consent | MILLHALL AYLESFORD WPS
18382 | 1 | Tier 2 Consent | DHL International (UK) Ltd | Southern Hub Unit 1 | Horton Road | Colnbrook | Berkshire |  | SL3 0BB | Unit 3 | Bellingham Way | Panattoni Park | Aylesford | Kent | ME20 7WT | 2025-03-03 | 7 | 1 | At all times. | HAM HILL WTW | Bellingham Way - TQ71587802 (What3words Location: ///wider.standards.outwit) | Nitrogen Ammoniacal as N | - | 10 | mg/l | 31.3 | Vehicle and plant washing (Low Impact) | Kent West | Washing of Vehicles. | Express parcel distribution. | Consent | MILLHALL AYLESFORD WPS
18382 | 1 | Tier 2 Consent | DHL International (UK) Ltd | Southern Hub Unit 1 | Horton Road | Colnbrook | Berkshire |  | SL3 0BB | Unit 3 | Bellingham Way | Panattoni Park | Aylesford | Kent | ME20 7WT | 2025-03-03 | 7 | 1 | At all times. | HAM HILL WTW | Bellingham Way - TQ71587802 (What3words Location: ///wider.standards.outwit) | Oil and Grease | - | 200 | mg/l | 31.3 | Vehicle and plant washing (Low Impact) | Kent West | Washing of Vehicles. | Express parcel distribution. | Consent | MILLHALL AYLESFORD WPS
18382 | 1 | Tier 2 Consent | DHL International (UK) Ltd | Southern Hub Unit 1 | Horton Road | Colnbrook | Berkshire |  | SL3 0BB | Unit 3 | Bellingham Way | Panattoni Park | Aylesford | Kent | ME20 7WT | 2025-03-03 | 7 | 1 | At all times. | HAM HILL WTW | Bellingham Way - TQ71587802 (What3words Location: ///wider.standards.outwit) | pH | 6 | 10 | pH Units | 31.3 | Vehicle and plant washing (Low Impact) | Kent West | Washing of Vehicles. | Express parcel distribution. | Consent | MILLHALL AYLESFORD WPS
18382 | 1 | Tier 2 Consent | DHL International (UK) Ltd | Southern Hub Unit 1 | Horton Road | Colnbrook | Berkshire |  | SL3 0BB | Unit 3 | Bellingham Way | Panattoni Park | Aylesford | Kent | ME20 7WT | 2025-03-03 | 7 | 1 | At all times. | HAM HILL WTW | Bellingham Way - TQ71587802 (What3words Location: ///wider.standards.outwit) | Solids Suspended 105 Degrees C | - | 500 | mg/l | 31.3 | Vehicle and plant washing (Low Impact) | Kent West | Washing of Vehicles. | Express parcel distribution. | Consent | MILLHALL AYLESFORD WPS
18382 | 1 | Tier 2 Consent | DHL International (UK) Ltd | Southern Hub Unit 1 | Horton Road | Colnbrook | Berkshire |  | SL3 0BB | Unit 3 | Bellingham Way | Panattoni Park | Aylesford | Kent | ME20 7WT | 2025-03-03 | 7 | 1 | At all times. | HAM HILL WTW | Bellingham Way - TQ71587802 (What3words Location: ///wider.standards.outwit) | Sulphate as S04 | - | 500 | mg/l | 31.3 | Vehicle and plant washing (Low Impact) | Kent West | Washing of Vehicles. | Express parcel distribution. | Consent | MILLHALL AYLESFORD WPS
18384 | 1 | Tier 2 Consent | Ocado Operating Limited | Buildings One & Two Trident Place | Mosquito Way | Hatfield | Hertfordshire |  | AL10 9UL | Ocado CFC3 | Plot 54 | Walworth Business Park | Andover |  | SP10 5AF | 2025-02-17 | 18 | 8.2 | At all times | FULLERTON WTW | Central Way (///panoramic.boomed.flamenco) | Chemical Oxygen Demand Shaken as 0 | 0 | 800 | mg/l | 39.3 | Cooling tower bleed | Hampshire West | Cooling tower blead, tote wash, compactor and returns area wash down | Storage and distribution of retail products | Consent | -
18384 | 1 | Tier 2 Consent | Ocado Operating Limited | Buildings One & Two Trident Place | Mosquito Way | Hatfield | Hertfordshire |  | AL10 9UL | Ocado CFC3 | Plot 54 | Walworth Business Park | Andover |  | SP10 5AF | 2025-02-17 | 18 | 8.2 | At all times | FULLERTON WTW | Central Way (///panoramic.boomed.flamenco) | Nitrogen Ammoniacal as N | 0 | 10 | mg/l | 39.3 | Cooling tower bleed | Hampshire West | Cooling tower blead, tote wash, compactor and returns area wash down | Storage and distribution of retail products | Consent | -
18384 | 1 | Tier 2 Consent | Ocado Operating Limited | Buildings One & Two Trident Place | Mosquito Way | Hatfield | Hertfordshire |  | AL10 9UL | Ocado CFC3 | Plot 54 | Walworth Business Park | Andover |  | SP10 5AF | 2025-02-17 | 18 | 8.2 | At all times | FULLERTON WTW | Central Way (///panoramic.boomed.flamenco) | pH | 6 | 10 | pH Units | 39.3 | Cooling tower bleed | Hampshire West | Cooling tower blead, tote wash, compactor and returns area wash down | Storage and distribution of retail products | Consent | -
18384 | 1 | Tier 2 Consent | Ocado Operating Limited | Buildings One & Two Trident Place | Mosquito Way | Hatfield | Hertfordshire |  | AL10 9UL | Ocado CFC3 | Plot 54 | Walworth Business Park | Andover |  | SP10 5AF | 2025-02-17 | 18 | 8.2 | At all times | FULLERTON WTW | Central Way (///panoramic.boomed.flamenco) | Solids Suspended 105 Degrees C | 0 | 400 | mg/l | 39.3 | Cooling tower bleed | Hampshire West | Cooling tower blead, tote wash, compactor and returns area wash down | Storage and distribution of retail products | Consent | -
18388 | 4 | Tier 2 Consent | Elliott Enviornmental Drainage LTD | Unit 1 | St Michaels Close | Aylesford | Kent |  | ME20 7BU | Unit 1 | St Michaels Close | Aylesford |  | Kent | ME20 7BU | 2025-04-11 | 300 | 10 | At all times | AYLESFORD WTW | St Michaels Close (TQ74594101) | Arsenic Total | - | 100 | ug/l | 37.4 | Liquid waste reception/oil recovery | Kent West | Treatment and disposal of commercial and industrial waste. | Waste Treatment Facility, including the construction of both external and internal treatment plant, an internal packaging plant and other ancillary development | Discontinuation | AYLESFORD BRIDGE AYLESFORD WPS
18388 | 4 | Tier 2 Consent | Elliott Enviornmental Drainage LTD | Unit 1 | St Michaels Close | Aylesford | Kent |  | ME20 7BU | Unit 1 | St Michaels Close | Aylesford |  | Kent | ME20 7BU | 2025-04-11 | 300 | 10 | At all times | AYLESFORD WTW | St Michaels Close (TQ74594101) | Cadmium Total (mg/l) | - | 0.1 | ug/l | 37.4 | Liquid waste reception/oil recovery | Kent West | Treatment and disposal of commercial and industrial waste. | Waste Treatment Facility, including the construction of both external and internal treatment plant, an internal packaging plant and other ancillary development | Discontinuation | AYLESFORD BRIDGE AYLESFORD WPS
18388 | 4 | Tier 2 Consent | Elliott Enviornmental Drainage LTD | Unit 1 | St Michaels Close | Aylesford | Kent |  | ME20 7BU | Unit 1 | St Michaels Close | Aylesford |  | Kent | ME20 7BU | 2025-04-11 | 300 | 10 | At all times | AYLESFORD WTW | St Michaels Close (TQ74594101) | Chemical Oxygen Demand Shaken as 0 | - | 1500 | mg/l | 37.4 | Liquid waste reception/oil recovery | Kent West | Treatment and disposal of commercial and industrial waste. | Waste Treatment Facility, including the construction of both external and internal treatment plant, an internal packaging plant and other ancillary development | Discontinuation | AYLESFORD BRIDGE AYLESFORD WPS
18388 | 4 | Tier 2 Consent | Elliott Enviornmental Drainage LTD | Unit 1 | St Michaels Close | Aylesford | Kent |  | ME20 7BU | Unit 1 | St Michaels Close | Aylesford |  | Kent | ME20 7BU | 2025-04-11 | 300 | 10 | At all times | AYLESFORD WTW | St Michaels Close (TQ74594101) | Chloride | - | 50 | mg/l | 37.4 | Liquid waste reception/oil recovery | Kent West | Treatment and disposal of commercial and industrial waste. | Waste Treatment Facility, including the construction of both external and internal treatment plant, an internal packaging plant and other ancillary development | Discontinuation | AYLESFORD BRIDGE AYLESFORD WPS
18388 | 4 | Tier 2 Consent | Elliott Enviornmental Drainage LTD | Unit 1 | St Michaels Close | Aylesford | Kent |  | ME20 7BU | Unit 1 | St Michaels Close | Aylesford |  | Kent | ME20 7BU | 2025-04-11 | 300 | 10 | At all times | AYLESFORD WTW | St Michaels Close (TQ74594101) | Chromium Total mg/l | - | 0.3 | ug/l | 37.4 | Liquid waste reception/oil recovery | Kent West | Treatment and disposal of commercial and industrial waste. | Waste Treatment Facility, including the construction of both external and internal treatment plant, an internal packaging plant and other ancillary development | Discontinuation | AYLESFORD BRIDGE AYLESFORD WPS
18388 | 4 | Tier 2 Consent | Elliott Enviornmental Drainage LTD | Unit 1 | St Michaels Close | Aylesford | Kent |  | ME20 7BU | Unit 1 | St Michaels Close | Aylesford |  | Kent | ME20 7BU | 2025-04-11 | 300 | 10 | At all times | AYLESFORD WTW | St Michaels Close (TQ74594101) | Copper Total | - | 0.5 | ug/l | 37.4 | Liquid waste reception/oil recovery | Kent West | Treatment and disposal of commercial and industrial waste. | Waste Treatment Facility, including the construction of both external and internal treatment plant, an internal packaging plant and other ancillary development | Discontinuation | AYLESFORD BRIDGE AYLESFORD WPS
18388 | 4 | Tier 2 Consent | Elliott Enviornmental Drainage LTD | Unit 1 | St Michaels Close | Aylesford | Kent |  | ME20 7BU | Unit 1 | St Michaels Close | Aylesford |  | Kent | ME20 7BU | 2025-04-11 | 300 | 10 | At all times | AYLESFORD WTW | St Michaels Close (TQ74594101) | Cyanide Free as Cn | - | 0.1 | ug/l | 37.4 | Liquid waste reception/oil recovery | Kent West | Treatment and disposal of commercial and industrial waste. | Waste Treatment Facility, including the construction of both external and internal treatment plant, an internal packaging plant and other ancillary development | Discontinuation | AYLESFORD BRIDGE AYLESFORD WPS
18388 | 4 | Tier 2 Consent | Elliott Enviornmental Drainage LTD | Unit 1 | St Michaels Close | Aylesford | Kent |  | ME20 7BU | Unit 1 | St Michaels Close | Aylesford |  | Kent | ME20 7BU | 2025-04-11 | 300 | 10 | At all times | AYLESFORD WTW | St Michaels Close (TQ74594101) | Lead Total | - | 0.1 | ug/l | 37.4 | Liquid waste reception/oil recovery | Kent West | Treatment and disposal of commercial and industrial waste. | Waste Treatment Facility, including the construction of both external and internal treatment plant, an internal packaging plant and other ancillary development | Discontinuation | AYLESFORD BRIDGE AYLESFORD WPS
18388 | 4 | Tier 2 Consent | Elliott Enviornmental Drainage LTD | Unit 1 | St Michaels Close | Aylesford | Kent |  | ME20 7BU | Unit 1 | St Michaels Close | Aylesford |  | Kent | ME20 7BU | 2025-04-11 | 300 | 10 | At all times | AYLESFORD WTW | St Michaels Close (TQ74594101) | Mercury Total | - | 5 | ug/l | 37.4 | Liquid waste reception/oil recovery | Kent West | Treatment and disposal of commercial and industrial waste. | Waste Treatment Facility, including the construction of both external and internal treatment plant, an internal packaging plant and other ancillary development | Discontinuation | AYLESFORD BRIDGE AYLESFORD WPS
18388 | 4 | Tier 2 Consent | Elliott Enviornmental Drainage LTD | Unit 1 | St Michaels Close | Aylesford | Kent |  | ME20 7BU | Unit 1 | St Michaels Close | Aylesford |  | Kent | ME20 7BU | 2025-04-11 | 300 | 10 | At all times | AYLESFORD WTW | St Michaels Close (TQ74594101) | Nickel Total | - | 0.5 | ug/l | 37.4 | Liquid waste reception/oil recovery | Kent West | Treatment and disposal of commercial and industrial waste. | Waste Treatment Facility, including the construction of both external and internal treatment plant, an internal packaging plant and other ancillary development | Discontinuation | AYLESFORD BRIDGE AYLESFORD WPS
18388 | 4 | Tier 2 Consent | Elliott Enviornmental Drainage LTD | Unit 1 | St Michaels Close | Aylesford | Kent |  | ME20 7BU | Unit 1 | St Michaels Close | Aylesford |  | Kent | ME20 7BU | 2025-04-11 | 300 | 10 | At all times | AYLESFORD WTW | St Michaels Close (TQ74594101) | Nitrogen Ammoniacal as N | - | 52 | mg/l | 37.4 | Liquid waste reception/oil recovery | Kent West | Treatment and disposal of commercial and industrial waste. | Waste Treatment Facility, including the construction of both external and internal treatment plant, an internal packaging plant and other ancillary development | Discontinuation | AYLESFORD BRIDGE AYLESFORD WPS
18388 | 4 | Tier 2 Consent | Elliott Enviornmental Drainage LTD | Unit 1 | St Michaels Close | Aylesford | Kent |  | ME20 7BU | Unit 1 | St Michaels Close | Aylesford |  | Kent | ME20 7BU | 2025-04-11 | 300 | 10 | At all times | AYLESFORD WTW | St Michaels Close (TQ74594101) | Oil and Grease | - | 200 | mg/l | 37.4 | Liquid waste reception/oil recovery | Kent West | Treatment and disposal of commercial and industrial waste. | Waste Treatment Facility, including the construction of both external and internal treatment plant, an internal packaging plant and other ancillary development | Discontinuation | AYLESFORD BRIDGE AYLESFORD WPS
18388 | 4 | Tier 2 Consent | Elliott Enviornmental Drainage LTD | Unit 1 | St Michaels Close | Aylesford | Kent |  | ME20 7BU | Unit 1 | St Michaels Close | Aylesford |  | Kent | ME20 7BU | 2025-04-11 | 300 | 10 | At all times | AYLESFORD WTW | St Michaels Close (TQ74594101) | pH | 6 | 10 | pH Units | 37.4 | Liquid waste reception/oil recovery | Kent West | Treatment and disposal of commercial and industrial waste. | Waste Treatment Facility, including the construction of both external and internal treatment plant, an internal packaging plant and other ancillary development | Discontinuation | AYLESFORD BRIDGE AYLESFORD WPS
18388 | 4 | Tier 2 Consent | Elliott Enviornmental Drainage LTD | Unit 1 | St Michaels Close | Aylesford | Kent |  | ME20 7BU | Unit 1 | St Michaels Close | Aylesford |  | Kent | ME20 7BU | 2025-04-11 | 300 | 10 | At all times | AYLESFORD WTW | St Michaels Close (TQ74594101) | Phosphorus Total | - | 15 | ug/l | 37.4 | Liquid waste reception/oil recovery | Kent West | Treatment and disposal of commercial and industrial waste. | Waste Treatment Facility, including the construction of both external and internal treatment plant, an internal packaging plant and other ancillary development | Discontinuation | AYLESFORD BRIDGE AYLESFORD WPS
18388 | 4 | Tier 2 Consent | Elliott Enviornmental Drainage LTD | Unit 1 | St Michaels Close | Aylesford | Kent |  | ME20 7BU | Unit 1 | St Michaels Close | Aylesford |  | Kent | ME20 7BU | 2025-04-11 | 300 | 10 | At all times | AYLESFORD WTW | St Michaels Close (TQ74594101) | Solids Suspended 105 Degrees C | - | 1000 | mg/l | 37.4 | Liquid waste reception/oil recovery | Kent West | Treatment and disposal of commercial and industrial waste. | Waste Treatment Facility, including the construction of both external and internal treatment plant, an internal packaging plant and other ancillary development | Discontinuation | AYLESFORD BRIDGE AYLESFORD WPS
18388 | 4 | Tier 2 Consent | Elliott Enviornmental Drainage LTD | Unit 1 | St Michaels Close | Aylesford | Kent |  | ME20 7BU | Unit 1 | St Michaels Close | Aylesford |  | Kent | ME20 7BU | 2025-04-11 | 300 | 10 | At all times | AYLESFORD WTW | St Michaels Close (TQ74594101) | Sulphate as S04 | - | 1000 | mg/l | 37.4 | Liquid waste reception/oil recovery | Kent West | Treatment and disposal of commercial and industrial waste. | Waste Treatment Facility, including the construction of both external and internal treatment plant, an internal packaging plant and other ancillary development | Discontinuation | AYLESFORD BRIDGE AYLESFORD WPS
18388 | 4 | Tier 2 Consent | Elliott Enviornmental Drainage LTD | Unit 1 | St Michaels Close | Aylesford | Kent |  | ME20 7BU | Unit 1 | St Michaels Close | Aylesford |  | Kent | ME20 7BU | 2025-04-11 | 300 | 10 | At all times | AYLESFORD WTW | St Michaels Close (TQ74594101) | Zinc Total mg/l | - | 1 | ug/l | 37.4 | Liquid waste reception/oil recovery | Kent West | Treatment and disposal of commercial and industrial waste. | Waste Treatment Facility, including the construction of both external and internal treatment plant, an internal packaging plant and other ancillary development | Discontinuation | AYLESFORD BRIDGE AYLESFORD WPS
18392 | 1 | Tier 2 Consent | East Kent Road Car Company Limited | One Stockport Exchange | 20 Railway Road |  | Stockport |  | SK1 3SW | Margate Road | Ramsgate | Kent |  |  | CT12 6SL | 2025-03-20 | 12 | 2 | At all times | WEATHERLEES HILL A WTW | Margate Road MH6402 | Chemical Oxygen Demand Shaken as 0 | - | 800 | mg/l | 31.2 | Vehicle and plant washing (Low Impact) | Kent East | Washing of vehicles and surface water from wash bay | Maintenance and washing of buses | Consent | MILITARY ROAD RAMSGATE WPS
18392 | 1 | Tier 2 Consent | East Kent Road Car Company Limited | One Stockport Exchange | 20 Railway Road |  | Stockport |  | SK1 3SW | Margate Road | Ramsgate | Kent |  |  | CT12 6SL | 2025-03-20 | 12 | 2 | At all times | WEATHERLEES HILL A WTW | Margate Road MH6402 | Nitrogen Ammoniacal as N | - | 10 | mg/l | 31.2 | Vehicle and plant washing (Low Impact) | Kent East | Washing of vehicles and surface water from wash bay | Maintenance and washing of buses | Consent | MILITARY ROAD RAMSGATE WPS
18392 | 1 | Tier 2 Consent | East Kent Road Car Company Limited | One Stockport Exchange | 20 Railway Road |  | Stockport |  | SK1 3SW | Margate Road | Ramsgate | Kent |  |  | CT12 6SL | 2025-03-20 | 12 | 2 | At all times | WEATHERLEES HILL A WTW | Margate Road MH6402 | Oil and Grease | - | 200 | mg/l | 31.2 | Vehicle and plant washing (Low Impact) | Kent East | Washing of vehicles and surface water from wash bay | Maintenance and washing of buses | Consent | MILITARY ROAD RAMSGATE WPS
18392 | 1 | Tier 2 Consent | East Kent Road Car Company Limited | One Stockport Exchange | 20 Railway Road |  | Stockport |  | SK1 3SW | Margate Road | Ramsgate | Kent |  |  | CT12 6SL | 2025-03-20 | 12 | 2 | At all times | WEATHERLEES HILL A WTW | Margate Road MH6402 | pH | 6 | 10 | pH Units | 31.2 | Vehicle and plant washing (Low Impact) | Kent East | Washing of vehicles and surface water from wash bay | Maintenance and washing of buses | Consent | MILITARY ROAD RAMSGATE WPS
18392 | 1 | Tier 2 Consent | East Kent Road Car Company Limited | One Stockport Exchange | 20 Railway Road |  | Stockport |  | SK1 3SW | Margate Road | Ramsgate | Kent |  |  | CT12 6SL | 2025-03-20 | 12 | 2 | At all times | WEATHERLEES HILL A WTW | Margate Road MH6402 | Solids Suspended 105 Degrees C | - | 500 | mg/l | 31.2 | Vehicle and plant washing (Low Impact) | Kent East | Washing of vehicles and surface water from wash bay | Maintenance and washing of buses | Consent | MILITARY ROAD RAMSGATE WPS
18392 | 1 | Tier 2 Consent | East Kent Road Car Company Limited | One Stockport Exchange | 20 Railway Road |  | Stockport |  | SK1 3SW | Margate Road | Ramsgate | Kent |  |  | CT12 6SL | 2025-03-20 | 12 | 2 | At all times | WEATHERLEES HILL A WTW | Margate Road MH6402 | Sulphate as S04 | - | 500 | mg/l | 31.2 | Vehicle and plant washing (Low Impact) | Kent East | Washing of vehicles and surface water from wash bay | Maintenance and washing of buses | Consent | MILITARY ROAD RAMSGATE WPS
18393 | 1 | Low Risk Consent | Enterprise Rent-A-Car UK Limited | Enterprise House | Vicarage Road |  | Egham | Surrey | TW20 9FB | Enterprise Rent-A-Car | U1D3 | 125-127 Northgate | Canterbury | Kent | CT1 1BH | 2025-03-19 | 2 | 0.2 | At all times | CANTERBURY WTW | Northgate MH 3302 | Chemical Oxygen Demand Shaken as 0 | - | 800 | mg/l | 31.3 | Vehicle and plant washing (Low Impact) | Kent East | Jet washing of vehicles | Car and van rental | Consent | DIRECT TO WTW
18393 | 1 | Low Risk Consent | Enterprise Rent-A-Car UK Limited | Enterprise House | Vicarage Road |  | Egham | Surrey | TW20 9FB | Enterprise Rent-A-Car | U1D3 | 125-127 Northgate | Canterbury | Kent | CT1 1BH | 2025-03-19 | 2 | 0.2 | At all times | CANTERBURY WTW | Northgate MH 3302 | Nitrogen Ammoniacal as N | - | 10 | mg/l | 31.3 | Vehicle and plant washing (Low Impact) | Kent East | Jet washing of vehicles | Car and van rental | Consent | DIRECT TO WTW
18393 | 1 | Low Risk Consent | Enterprise Rent-A-Car UK Limited | Enterprise House | Vicarage Road |  | Egham | Surrey | TW20 9FB | Enterprise Rent-A-Car | U1D3 | 125-127 Northgate | Canterbury | Kent | CT1 1BH | 2025-03-19 | 2 | 0.2 | At all times | CANTERBURY WTW | Northgate MH 3302 | Oil and Grease | - | 200 | mg/l | 31.3 | Vehicle and plant washing (Low Impact) | Kent East | Jet washing of vehicles | Car and van rental | Consent | DIRECT TO WTW
18393 | 1 | Low Risk Consent | Enterprise Rent-A-Car UK Limited | Enterprise House | Vicarage Road |  | Egham | Surrey | TW20 9FB | Enterprise Rent-A-Car | U1D3 | 125-127 Northgate | Canterbury | Kent | CT1 1BH | 2025-03-19 | 2 | 0.2 | At all times | CANTERBURY WTW | Northgate MH 3302 | pH | 6 | 10 | pH Units | 31.3 | Vehicle and plant washing (Low Impact) | Kent East | Jet washing of vehicles | Car and van rental | Consent | DIRECT TO WTW
18393 | 1 | Low Risk Consent | Enterprise Rent-A-Car UK Limited | Enterprise House | Vicarage Road |  | Egham | Surrey | TW20 9FB | Enterprise Rent-A-Car | U1D3 | 125-127 Northgate | Canterbury | Kent | CT1 1BH | 2025-03-19 | 2 | 0.2 | At all times | CANTERBURY WTW | Northgate MH 3302 | Solids Suspended 105 Degrees C | - | 500 | mg/l | 31.3 | Vehicle and plant washing (Low Impact) | Kent East | Jet washing of vehicles | Car and van rental | Consent | DIRECT TO WTW
18394 | 2 | Tier 2 Consent | Milestone Infrastructure Limited | Abel Smith House | Gunnels Wood Road |  | Stevenage | Hertfordshire | SG1 2ST | Hampshire County Council | Totton Highways Depot | Jacobs Gutter Lane |  | Totton | SO40 9TH | 2025-03-18 | 12 | 1.4 | At all times | SLOWHILL COPSE MARCHWOOD WTW | Jacob's Gutter Lane | Chemical Oxygen Demand Shaken as 0 | 0 | 800 | mg/l | 40.1 | Rainwater and surface water run-off (Medium Impact). Fire fighting foam training | Hampshire West | Vehicle washing, rain runoff | Highways maintenance depot operations Materials storage, waste storage, vehicle washing, office activities | Consent | DOWNES PARK TOTTON WPS
18394 | 2 | Tier 2 Consent | Milestone Infrastructure Limited | Abel Smith House | Gunnels Wood Road |  | Stevenage | Hertfordshire | SG1 2ST | Hampshire County Council | Totton Highways Depot | Jacobs Gutter Lane |  | Totton | SO40 9TH | 2025-03-18 | 12 | 1.4 | At all times | SLOWHILL COPSE MARCHWOOD WTW | Jacob's Gutter Lane | Nitrogen Ammoniacal as N | 0 | 10 | mg/l | 40.1 | Rainwater and surface water run-off (Medium Impact). Fire fighting foam training | Hampshire West | Vehicle washing, rain runoff | Highways maintenance depot operations Materials storage, waste storage, vehicle washing, office activities | Consent | DOWNES PARK TOTTON WPS
18394 | 2 | Tier 2 Consent | Milestone Infrastructure Limited | Abel Smith House | Gunnels Wood Road |  | Stevenage | Hertfordshire | SG1 2ST | Hampshire County Council | Totton Highways Depot | Jacobs Gutter Lane |  | Totton | SO40 9TH | 2025-03-18 | 12 | 1.4 | At all times | SLOWHILL COPSE MARCHWOOD WTW | Jacob's Gutter Lane | Oil and Grease | 0 | 200 | mg/l | 40.1 | Rainwater and surface water run-off (Medium Impact). Fire fighting foam training | Hampshire West | Vehicle washing, rain runoff | Highways maintenance depot operations Materials storage, waste storage, vehicle washing, office activities | Consent | DOWNES PARK TOTTON WPS
18394 | 2 | Tier 2 Consent | Milestone Infrastructure Limited | Abel Smith House | Gunnels Wood Road |  | Stevenage | Hertfordshire | SG1 2ST | Hampshire County Council | Totton Highways Depot | Jacobs Gutter Lane |  | Totton | SO40 9TH | 2025-03-18 | 12 | 1.4 | At all times | SLOWHILL COPSE MARCHWOOD WTW | Jacob's Gutter Lane | pH | 6 | 10 | pH Units | 40.1 | Rainwater and surface water run-off (Medium Impact). Fire fighting foam training | Hampshire West | Vehicle washing, rain runoff | Highways maintenance depot operations Materials storage, waste storage, vehicle washing, office activities | Consent | DOWNES PARK TOTTON WPS
18394 | 2 | Tier 2 Consent | Milestone Infrastructure Limited | Abel Smith House | Gunnels Wood Road |  | Stevenage | Hertfordshire | SG1 2ST | Hampshire County Council | Totton Highways Depot | Jacobs Gutter Lane |  | Totton | SO40 9TH | 2025-03-18 | 12 | 1.4 | At all times | SLOWHILL COPSE MARCHWOOD WTW | Jacob's Gutter Lane | Solids Suspended 105 Degrees C | 0 | 500 | mg/l | 40.1 | Rainwater and surface water run-off (Medium Impact). Fire fighting foam training | Hampshire West | Vehicle washing, rain runoff | Highways maintenance depot operations Materials storage, waste storage, vehicle washing, office activities | Consent | DOWNES PARK TOTTON WPS
18394 | 2 | Tier 2 Consent | Milestone Infrastructure Limited | Abel Smith House | Gunnels Wood Road |  | Stevenage | Hertfordshire | SG1 2ST | Hampshire County Council | Totton Highways Depot | Jacobs Gutter Lane |  | Totton | SO40 9TH | 2025-03-18 | 12 | 1.4 | At all times | SLOWHILL COPSE MARCHWOOD WTW | Jacob's Gutter Lane | Sulphate as S04 | 0 | 500 | mg/l | 40.1 | Rainwater and surface water run-off (Medium Impact). Fire fighting foam training | Hampshire West | Vehicle washing, rain runoff | Highways maintenance depot operations Materials storage, waste storage, vehicle washing, office activities | Consent | DOWNES PARK TOTTON WPS
18395 | 1 | Low Risk Consent | Enterprise Rent-A-Car UK Limited | Enterprise House | Vicarage Road |  | Egham | Surrey | TW20 9FB | Enterprise Rent-A-Car | U179 | 53 Victoria Road | Portslade | Brighton | BN41 1XP | 2025-03-27 | 2 | 0.2 | At any time | PEACEHAVEN WTW | Victoria Road | Chemical Oxygen Demand Shaken as 0 | - | 800 | mg/l | 31.2 | Vehicle and plant washing (Low Impact) | Sussex East | vehicle washing only | Car and van rental | Consent | ALBION STREET PORTSLADE WPS
18395 | 1 | Low Risk Consent | Enterprise Rent-A-Car UK Limited | Enterprise House | Vicarage Road |  | Egham | Surrey | TW20 9FB | Enterprise Rent-A-Car | U179 | 53 Victoria Road | Portslade | Brighton | BN41 1XP | 2025-03-27 | 2 | 0.2 | At any time | PEACEHAVEN WTW | Victoria Road | Nitrogen Ammoniacal as N | - | 10 | mg/l | 31.2 | Vehicle and plant washing (Low Impact) | Sussex East | vehicle washing only | Car and van rental | Consent | ALBION STREET PORTSLADE WPS
18395 | 1 | Low Risk Consent | Enterprise Rent-A-Car UK Limited | Enterprise House | Vicarage Road |  | Egham | Surrey | TW20 9FB | Enterprise Rent-A-Car | U179 | 53 Victoria Road | Portslade | Brighton | BN41 1XP | 2025-03-27 | 2 | 0.2 | At any time | PEACEHAVEN WTW | Victoria Road | Oil and Grease | - | 200 | mg/l | 31.2 | Vehicle and plant washing (Low Impact) | Sussex East | vehicle washing only | Car and van rental | Consent | ALBION STREET PORTSLADE WPS
18395 | 1 | Low Risk Consent | Enterprise Rent-A-Car UK Limited | Enterprise House | Vicarage Road |  | Egham | Surrey | TW20 9FB | Enterprise Rent-A-Car | U179 | 53 Victoria Road | Portslade | Brighton | BN41 1XP | 2025-03-27 | 2 | 0.2 | At any time | PEACEHAVEN WTW | Victoria Road | pH | 6 | 10 | pH Units | 31.2 | Vehicle and plant washing (Low Impact) | Sussex East | vehicle washing only | Car and van rental | Consent | ALBION STREET PORTSLADE WPS
18395 | 1 | Low Risk Consent | Enterprise Rent-A-Car UK Limited | Enterprise House | Vicarage Road |  | Egham | Surrey | TW20 9FB | Enterprise Rent-A-Car | U179 | 53 Victoria Road | Portslade | Brighton | BN41 1XP | 2025-03-27 | 2 | 0.2 | At any time | PEACEHAVEN WTW | Victoria Road | Phosphorus Total | - | 15 | ug/l | 31.2 | Vehicle and plant washing (Low Impact) | Sussex East | vehicle washing only | Car and van rental | Consent | ALBION STREET PORTSLADE WPS
18395 | 1 | Low Risk Consent | Enterprise Rent-A-Car UK Limited | Enterprise House | Vicarage Road |  | Egham | Surrey | TW20 9FB | Enterprise Rent-A-Car | U179 | 53 Victoria Road | Portslade | Brighton | BN41 1XP | 2025-03-27 | 2 | 0.2 | At any time | PEACEHAVEN WTW | Victoria Road | Solids Suspended 105 Degrees C | - | 500 | mg/l | 31.2 | Vehicle and plant washing (Low Impact) | Sussex East | vehicle washing only | Car and van rental | Consent | ALBION STREET PORTSLADE WPS
18395 | 1 | Low Risk Consent | Enterprise Rent-A-Car UK Limited | Enterprise House | Vicarage Road |  | Egham | Surrey | TW20 9FB | Enterprise Rent-A-Car | U179 | 53 Victoria Road | Portslade | Brighton | BN41 1XP | 2025-03-27 | 2 | 0.2 | At any time | PEACEHAVEN WTW | Victoria Road | Sulphate as S04 | - | 500 | mg/l | 31.2 | Vehicle and plant washing (Low Impact) | Sussex East | vehicle washing only | Car and van rental | Consent | ALBION STREET PORTSLADE WPS
18398 | 1 | Low Risk Consent | Boatfolk Limited | Deacons House | Bridge Road | Bursledon | Southampton |  |  | Deacons Marina | Deacons House | Bridge ROad | Bursledon |  | SO31 8AZ | 2025-03-07 | 2.7 | 0.17 | 24 hours | PEEL COMMON WTW | Public sewer in Bridge Road - see attached Southern Water sewer record plan. | Chemical Oxygen Demand Shaken as 0 | - | 800 | mg/l | 31.2 | Vehicle and plant washing (Low Impact) | Hampshire East | Washing down of boats | Marina operations including boat wash area | Consent | STATION ROAD BURSLEDON WPS
18398 | 1 | Low Risk Consent | Boatfolk Limited | Deacons House | Bridge Road | Bursledon | Southampton |  |  | Deacons Marina | Deacons House | Bridge ROad | Bursledon |  | SO31 8AZ | 2025-03-07 | 2.7 | 0.17 | 24 hours | PEEL COMMON WTW | Public sewer in Bridge Road - see attached Southern Water sewer record plan. | Nitrogen Ammoniacal as N | - | 20 | mg/l | 31.2 | Vehicle and plant washing (Low Impact) | Hampshire East | Washing down of boats | Marina operations including boat wash area | Consent | STATION ROAD BURSLEDON WPS
18398 | 1 | Low Risk Consent | Boatfolk Limited | Deacons House | Bridge Road | Bursledon | Southampton |  |  | Deacons Marina | Deacons House | Bridge ROad | Bursledon |  | SO31 8AZ | 2025-03-07 | 2.7 | 0.17 | 24 hours | PEEL COMMON WTW | Public sewer in Bridge Road - see attached Southern Water sewer record plan. | pH | 6 | 10 | pH Units | 31.2 | Vehicle and plant washing (Low Impact) | Hampshire East | Washing down of boats | Marina operations including boat wash area | Consent | STATION ROAD BURSLEDON WPS
18398 | 1 | Low Risk Consent | Boatfolk Limited | Deacons House | Bridge Road | Bursledon | Southampton |  |  | Deacons Marina | Deacons House | Bridge ROad | Bursledon |  | SO31 8AZ | 2025-03-07 | 2.7 | 0.17 | 24 hours | PEEL COMMON WTW | Public sewer in Bridge Road - see attached Southern Water sewer record plan. | Solids Suspended 105 Degrees C | - | 400 | mg/l | 31.2 | Vehicle and plant washing (Low Impact) | Hampshire East | Washing down of boats | Marina operations including boat wash area | Consent | STATION ROAD BURSLEDON WPS
18408 | 1 | Low Risk Consent | C RADA HCW LTD |  | 12 William Road | Ashford |  |  | TN23 7UU | Hand Car Wash | Ashford Park Farm | Tesco Store | Moat Field Meadow | Kingsnor | TN23 3LU | 2025-03-27 | 5 | 0.5 | At all times | ASHFORD WTW | Moatfield Meadow | Chemical Oxygen Demand Shaken as 0 | - | 800 | mg/l | 31.3 | Vehicle and plant washing (Low Impact) | Kent East | Hand washing of vehicles | Hand Car Wash and valeting | Consent | PARK FARM NO 2 WPS
18408 | 1 | Low Risk Consent | C RADA HCW LTD |  | 12 William Road | Ashford |  |  | TN23 7UU | Hand Car Wash | Ashford Park Farm | Tesco Store | Moat Field Meadow | Kingsnor | TN23 3LU | 2025-03-27 | 5 | 0.5 | At all times | ASHFORD WTW | Moatfield Meadow | Nitrogen Ammoniacal as N | - | 10 | mg/l | 31.3 | Vehicle and plant washing (Low Impact) | Kent East | Hand washing of vehicles | Hand Car Wash and valeting | Consent | PARK FARM NO 2 WPS
18408 | 1 | Low Risk Consent | C RADA HCW LTD |  | 12 William Road | Ashford |  |  | TN23 7UU | Hand Car Wash | Ashford Park Farm | Tesco Store | Moat Field Meadow | Kingsnor | TN23 3LU | 2025-03-27 | 5 | 0.5 | At all times | ASHFORD WTW | Moatfield Meadow | Oil and Grease | - | 200 | mg/l | 31.3 | Vehicle and plant washing (Low Impact) | Kent East | Hand washing of vehicles | Hand Car Wash and valeting | Consent | PARK FARM NO 2 WPS
18408 | 1 | Low Risk Consent | C RADA HCW LTD |  | 12 William Road | Ashford |  |  | TN23 7UU | Hand Car Wash | Ashford Park Farm | Tesco Store | Moat Field Meadow | Kingsnor | TN23 3LU | 2025-03-27 | 5 | 0.5 | At all times | ASHFORD WTW | Moatfield Meadow | pH | 6 | 10 | pH Units | 31.3 | Vehicle and plant washing (Low Impact) | Kent East | Hand washing of vehicles | Hand Car Wash and valeting | Consent | PARK FARM NO 2 WPS
18408 | 1 | Low Risk Consent | C RADA HCW LTD |  | 12 William Road | Ashford |  |  | TN23 7UU | Hand Car Wash | Ashford Park Farm | Tesco Store | Moat Field Meadow | Kingsnor | TN23 3LU | 2025-03-27 | 5 | 0.5 | At all times | ASHFORD WTW | Moatfield Meadow | Solids Suspended 105 Degrees C | - | 500 | mg/l | 31.3 | Vehicle and plant washing (Low Impact) | Kent East | Hand washing of vehicles | Hand Car Wash and valeting | Consent | PARK FARM NO 2 WPS
18408 | 1 | Low Risk Consent | C RADA HCW LTD |  | 12 William Road | Ashford |  |  | TN23 7UU | Hand Car Wash | Ashford Park Farm | Tesco Store | Moat Field Meadow | Kingsnor | TN23 3LU | 2025-03-27 | 5 | 0.5 | At all times | ASHFORD WTW | Moatfield Meadow | Sulphate as S04 | - | 500 | mg/l | 31.3 | Vehicle and plant washing (Low Impact) | Kent East | Hand washing of vehicles | Hand Car Wash and valeting | Consent | PARK FARM NO 2 WPS
18410 | 1 | Low Risk Consent | Motor Fuel Limited | 10 Bricket Road | St Albans |  | Hertfordshire | Hertfordshire | AL1 3JX | Motor Fuel Group | Brooklands Service Station | 331 Brighton Road | Worthing |  | BN11 2HP | 2025-03-28 | 4.5 | 1 | at all times | EAST WORTHING WTW | Seamill Park Avenue | Chemical Oxygen Demand Shaken as 0 | - | 800 | mg/l | 31.2 | Vehicle and plant washing (Low Impact) | Sussex West | washing and valeting of vehicles | Fuel station and vehicle valeting | Consent | -
18410 | 1 | Low Risk Consent | Motor Fuel Limited | 10 Bricket Road | St Albans |  | Hertfordshire | Hertfordshire | AL1 3JX | Motor Fuel Group | Brooklands Service Station | 331 Brighton Road | Worthing |  | BN11 2HP | 2025-03-28 | 4.5 | 1 | at all times | EAST WORTHING WTW | Seamill Park Avenue | Nitrogen Ammoniacal as N | - | 15 | mg/l | 31.2 | Vehicle and plant washing (Low Impact) | Sussex West | washing and valeting of vehicles | Fuel station and vehicle valeting | Consent | -
18410 | 1 | Low Risk Consent | Motor Fuel Limited | 10 Bricket Road | St Albans |  | Hertfordshire | Hertfordshire | AL1 3JX | Motor Fuel Group | Brooklands Service Station | 331 Brighton Road | Worthing |  | BN11 2HP | 2025-03-28 | 4.5 | 1 | at all times | EAST WORTHING WTW | Seamill Park Avenue | Oil and Grease | - | 50 | mg/l | 31.2 | Vehicle and plant washing (Low Impact) | Sussex West | washing and valeting of vehicles | Fuel station and vehicle valeting | Consent | -
18410 | 1 | Low Risk Consent | Motor Fuel Limited | 10 Bricket Road | St Albans |  | Hertfordshire | Hertfordshire | AL1 3JX | Motor Fuel Group | Brooklands Service Station | 331 Brighton Road | Worthing |  | BN11 2HP | 2025-03-28 | 4.5 | 1 | at all times | EAST WORTHING WTW | Seamill Park Avenue | pH Limit | 6 | 10 |  | 31.2 | Vehicle and plant washing (Low Impact) | Sussex West | washing and valeting of vehicles | Fuel station and vehicle valeting | Consent | -
18410 | 1 | Low Risk Consent | Motor Fuel Limited | 10 Bricket Road | St Albans |  | Hertfordshire | Hertfordshire | AL1 3JX | Motor Fuel Group | Brooklands Service Station | 331 Brighton Road | Worthing |  | BN11 2HP | 2025-03-28 | 4.5 | 1 | at all times | EAST WORTHING WTW | Seamill Park Avenue | Solids Suspended 105 Degrees C | - | 400 | mg/l | 31.2 | Vehicle and plant washing (Low Impact) | Sussex West | washing and valeting of vehicles | Fuel station and vehicle valeting | Consent | -
18411 | 1 | Low Risk Consent | Express Hand Car Wash Ltd |  | 5 Millbank Close | Farnham | Surrey |  | GU9 9FQ | Hand Car Wash | West Durrington | Tesco Store | New Road | Worthing | BN13 3PB | 2025-03-31 | 5 | 0.5 | at all times | EAST WORTHING WTW | Romany Road | Chemical Oxygen Demand Shaken as 0 | - | 800 | mg/l | 31.2 | Vehicle and plant washing (Low Impact) | Sussex West | Washing and valeting of vehicles | Hand car wash and valeting | Consent | -
18411 | 1 | Low Risk Consent | Express Hand Car Wash Ltd |  | 5 Millbank Close | Farnham | Surrey |  | GU9 9FQ | Hand Car Wash | West Durrington | Tesco Store | New Road | Worthing | BN13 3PB | 2025-03-31 | 5 | 0.5 | at all times | EAST WORTHING WTW | Romany Road | Nitrogen Ammoniacal as N | - | 15 | mg/l | 31.2 | Vehicle and plant washing (Low Impact) | Sussex West | Washing and valeting of vehicles | Hand car wash and valeting | Consent | -
18411 | 1 | Low Risk Consent | Express Hand Car Wash Ltd |  | 5 Millbank Close | Farnham | Surrey |  | GU9 9FQ | Hand Car Wash | West Durrington | Tesco Store | New Road | Worthing | BN13 3PB | 2025-03-31 | 5 | 0.5 | at all times | EAST WORTHING WTW | Romany Road | Oil and Grease | - | 50 | mg/l | 31.2 | Vehicle and plant washing (Low Impact) | Sussex West | Washing and valeting of vehicles | Hand car wash and valeting | Consent | -
18411 | 1 | Low Risk Consent | Express Hand Car Wash Ltd |  | 5 Millbank Close | Farnham | Surrey |  | GU9 9FQ | Hand Car Wash | West Durrington | Tesco Store | New Road | Worthing | BN13 3PB | 2025-03-31 | 5 | 0.5 | at all times | EAST WORTHING WTW | Romany Road | pH Limit | 6 | 10 |  | 31.2 | Vehicle and plant washing (Low Impact) | Sussex West | Washing and valeting of vehicles | Hand car wash and valeting | Consent | -
18411 | 1 | Low Risk Consent | Express Hand Car Wash Ltd |  | 5 Millbank Close | Farnham | Surrey |  | GU9 9FQ | Hand Car Wash | West Durrington | Tesco Store | New Road | Worthing | BN13 3PB | 2025-03-31 | 5 | 0.5 | at all times | EAST WORTHING WTW | Romany Road | Solids Suspended 105 Degrees C | - | 400 | mg/l | 31.2 | Vehicle and plant washing (Low Impact) | Sussex West | Washing and valeting of vehicles | Hand car wash and valeting | Consent | -
18420 | 1 | Low Risk Consent | Bislim Gjocaj Car Wash Ltd | 6 Cecil Square |  |  | Margate |  | CT9 1BD | Hand Car Wash | Broadstairs | Tesco Store | 475 Margate Road |  | CT10 2QJ | 2025-05-15 | 5 | 0.5 | At all times | WEATHERLEES HILL B (MGATE &amp; BSTAIRS) WTW | Margate Road | Chemical Oxygen Demand Shaken as 0 | - | 800 | mg/l | 31.2 | Vehicle and plant washing (Low Impact) | Kent East | Hand car washing of vehicles | Hand car wash and valeting | Consent | BROADSTAIRS WPS
18420 | 1 | Low Risk Consent | Bislim Gjocaj Car Wash Ltd | 6 Cecil Square |  |  | Margate |  | CT9 1BD | Hand Car Wash | Broadstairs | Tesco Store | 475 Margate Road |  | CT10 2QJ | 2025-05-15 | 5 | 0.5 | At all times | WEATHERLEES HILL B (MGATE &amp; BSTAIRS) WTW | Margate Road | Nitrogen Ammoniacal as N | - | 10 | mg/l | 31.2 | Vehicle and plant washing (Low Impact) | Kent East | Hand car washing of vehicles | Hand car wash and valeting | Consent | BROADSTAIRS WPS
18420 | 1 | Low Risk Consent | Bislim Gjocaj Car Wash Ltd | 6 Cecil Square |  |  | Margate |  | CT9 1BD | Hand Car Wash | Broadstairs | Tesco Store | 475 Margate Road |  | CT10 2QJ | 2025-05-15 | 5 | 0.5 | At all times | WEATHERLEES HILL B (MGATE &amp; BSTAIRS) WTW | Margate Road | Oil and Grease | - | 200 | mg/l | 31.2 | Vehicle and plant washing (Low Impact) | Kent East | Hand car washing of vehicles | Hand car wash and valeting | Consent | BROADSTAIRS WPS
18420 | 1 | Low Risk Consent | Bislim Gjocaj Car Wash Ltd | 6 Cecil Square |  |  | Margate |  | CT9 1BD | Hand Car Wash | Broadstairs | Tesco Store | 475 Margate Road |  | CT10 2QJ | 2025-05-15 | 5 | 0.5 | At all times | WEATHERLEES HILL B (MGATE &amp; BSTAIRS) WTW | Margate Road | pH | 6 | 10 | pH Units | 31.2 | Vehicle and plant washing (Low Impact) | Kent East | Hand car washing of vehicles | Hand car wash and valeting | Consent | BROADSTAIRS WPS
18420 | 1 | Low Risk Consent | Bislim Gjocaj Car Wash Ltd | 6 Cecil Square |  |  | Margate |  | CT9 1BD | Hand Car Wash | Broadstairs | Tesco Store | 475 Margate Road |  | CT10 2QJ | 2025-05-15 | 5 | 0.5 | At all times | WEATHERLEES HILL B (MGATE &amp; BSTAIRS) WTW | Margate Road | Solids Suspended 105 Degrees C | - | 500 | mg/l | 31.2 | Vehicle and plant washing (Low Impact) | Kent East | Hand car washing of vehicles | Hand car wash and valeting | Consent | BROADSTAIRS WPS
18421 | 1 | Low Risk Consent | Huws Gray Limited | Head Office Industrial Estate | Llangefni |  | Wales |  | LL77 9JA | Huws Gray Buildbase | Burrfields Road | Portsmouth |  |  | PO3 5NB | 2025-04-30 | 3.6 | 0.25 | 24 hours | BUDDS FARM HAVANT WTW | Burrfields Road | Chemical Oxygen Demand Shaken as 0 | - | 800 | mg/l | 31.2 | Vehicle and plant washing (Low Impact) | Hampshire East | Plant Washing Washing down of hired plant on return prior to maintenance and rehire – dedicated washdown area with interceptor, wastes from interceptor routinely emptied and disposed of in accordance with legislation –currently by Mid Counties | Builders & timber merchant including hire of plant &equipment | Consent | COPNOR WPS
18421 | 1 | Low Risk Consent | Huws Gray Limited | Head Office Industrial Estate | Llangefni |  | Wales |  | LL77 9JA | Huws Gray Buildbase | Burrfields Road | Portsmouth |  |  | PO3 5NB | 2025-04-30 | 3.6 | 0.25 | 24 hours | BUDDS FARM HAVANT WTW | Burrfields Road | Nitrogen Ammoniacal as N | - | 10 | mg/l | 31.2 | Vehicle and plant washing (Low Impact) | Hampshire East | Plant Washing Washing down of hired plant on return prior to maintenance and rehire – dedicated washdown area with interceptor, wastes from interceptor routinely emptied and disposed of in accordance with legislation –currently by Mid Counties | Builders & timber merchant including hire of plant &equipment | Consent | COPNOR WPS
18421 | 1 | Low Risk Consent | Huws Gray Limited | Head Office Industrial Estate | Llangefni |  | Wales |  | LL77 9JA | Huws Gray Buildbase | Burrfields Road | Portsmouth |  |  | PO3 5NB | 2025-04-30 | 3.6 | 0.25 | 24 hours | BUDDS FARM HAVANT WTW | Burrfields Road | Oil and Grease | - | 50 | mg/l | 31.2 | Vehicle and plant washing (Low Impact) | Hampshire East | Plant Washing Washing down of hired plant on return prior to maintenance and rehire – dedicated washdown area with interceptor, wastes from interceptor routinely emptied and disposed of in accordance with legislation –currently by Mid Counties | Builders & timber merchant including hire of plant &equipment | Consent | COPNOR WPS
18421 | 1 | Low Risk Consent | Huws Gray Limited | Head Office Industrial Estate | Llangefni |  | Wales |  | LL77 9JA | Huws Gray Buildbase | Burrfields Road | Portsmouth |  |  | PO3 5NB | 2025-04-30 | 3.6 | 0.25 | 24 hours | BUDDS FARM HAVANT WTW | Burrfields Road | pH | 6 | 10 | pH Units | 31.2 | Vehicle and plant washing (Low Impact) | Hampshire East | Plant Washing Washing down of hired plant on return prior to maintenance and rehire – dedicated washdown area with interceptor, wastes from interceptor routinely emptied and disposed of in accordance with legislation –currently by Mid Counties | Builders & timber merchant including hire of plant &equipment | Consent | COPNOR WPS
18421 | 1 | Low Risk Consent | Huws Gray Limited | Head Office Industrial Estate | Llangefni |  | Wales |  | LL77 9JA | Huws Gray Buildbase | Burrfields Road | Portsmouth |  |  | PO3 5NB | 2025-04-30 | 3.6 | 0.25 | 24 hours | BUDDS FARM HAVANT WTW | Burrfields Road | Solids Suspended 105 Degrees C | - | 400 | mg/l | 31.2 | Vehicle and plant washing (Low Impact) | Hampshire East | Plant Washing Washing down of hired plant on return prior to maintenance and rehire – dedicated washdown area with interceptor, wastes from interceptor routinely emptied and disposed of in accordance with legislation –currently by Mid Counties | Builders & timber merchant including hire of plant &equipment | Consent | COPNOR WPS
18423 | 1 | Low Risk Consent | Ecco Wash Limited | Cambridge House | 16 High Street | Saffron Walden |  |  | CB10 1AX | Car Wash Facility | Antelope Park | Burlesdon Road | Southampton |  | SO19 8NE | 2025-05-15 | 5 | 0.5 | At all times | WOOLSTON WTW | off Burlesdon Road (manhole: SU46126003) | Chemical Oxygen Demand Settled as 0 | 0 | 800 | mg/l | 31.2 | Vehicle and plant washing (Low Impact) | Hampshire West | Washing of vehicles | Self Service Jet Wash Car Wash (4 bays) | Discontinuation | -
18423 | 1 | Low Risk Consent | Ecco Wash Limited | Cambridge House | 16 High Street | Saffron Walden |  |  | CB10 1AX | Car Wash Facility | Antelope Park | Burlesdon Road | Southampton |  | SO19 8NE | 2025-05-15 | 5 | 0.5 | At all times | WOOLSTON WTW | off Burlesdon Road (manhole: SU46126003) | Nitrogen Ammoniacal as N | 0 | 10 | mg/l | 31.2 | Vehicle and plant washing (Low Impact) | Hampshire West | Washing of vehicles | Self Service Jet Wash Car Wash (4 bays) | Discontinuation | -
18423 | 1 | Low Risk Consent | Ecco Wash Limited | Cambridge House | 16 High Street | Saffron Walden |  |  | CB10 1AX | Car Wash Facility | Antelope Park | Burlesdon Road | Southampton |  | SO19 8NE | 2025-05-15 | 5 | 0.5 | At all times | WOOLSTON WTW | off Burlesdon Road (manhole: SU46126003) | Oil and Grease | 0 | 200 | mg/l | 31.2 | Vehicle and plant washing (Low Impact) | Hampshire West | Washing of vehicles | Self Service Jet Wash Car Wash (4 bays) | Discontinuation | -
18423 | 1 | Low Risk Consent | Ecco Wash Limited | Cambridge House | 16 High Street | Saffron Walden |  |  | CB10 1AX | Car Wash Facility | Antelope Park | Burlesdon Road | Southampton |  | SO19 8NE | 2025-05-15 | 5 | 0.5 | At all times | WOOLSTON WTW | off Burlesdon Road (manhole: SU46126003) | pH | 6 | 10 | pH Units | 31.2 | Vehicle and plant washing (Low Impact) | Hampshire West | Washing of vehicles | Self Service Jet Wash Car Wash (4 bays) | Discontinuation | -
18423 | 1 | Low Risk Consent | Ecco Wash Limited | Cambridge House | 16 High Street | Saffron Walden |  |  | CB10 1AX | Car Wash Facility | Antelope Park | Burlesdon Road | Southampton |  | SO19 8NE | 2025-05-15 | 5 | 0.5 | At all times | WOOLSTON WTW | off Burlesdon Road (manhole: SU46126003) | Solids Suspended 105 Degrees C | 0 | 500 | mg/l | 31.2 | Vehicle and plant washing (Low Impact) | Hampshire West | Washing of vehicles | Self Service Jet Wash Car Wash (4 bays) | Discontinuation | -
18423 | 1 | Low Risk Consent | Ecco Wash Limited | Cambridge House | 16 High Street | Saffron Walden |  |  | CB10 1AX | Car Wash Facility | Antelope Park | Burlesdon Road | Southampton |  | SO19 8NE | 2025-05-15 | 5 | 0.5 | At all times | WOOLSTON WTW | off Burlesdon Road (manhole: SU46126003) | Sulphate as S04 | 0 | 500 | mg/l | 31.2 | Vehicle and plant washing (Low Impact) | Hampshire West | Washing of vehicles | Self Service Jet Wash Car Wash (4 bays) | Discontinuation | -
18424 | 1 | Low Risk Consent | Enterprise Rent-A-Car UK Limited | Enterprise House | Vicarage Road |  | Egham | Surrey | TW20 9FB | 230-242 Brockhurst Road | Gosport |  |  |  | PO12 3BD | 2025-05-12 | 2 | 0.5 | 24 Hours | PEEL COMMON WTW | Brockhurst road, outside entrance to enterprise site | Chemical Oxygen Demand Shaken as 0 | - | 800 | mg/l | 31.2 | Vehicle and plant washing (Low Impact) | Hampshire East | Vehicle Wash Light vehicle washing | Car rental and valeting | Consent | ELSON WPS
18424 | 1 | Low Risk Consent | Enterprise Rent-A-Car UK Limited | Enterprise House | Vicarage Road |  | Egham | Surrey | TW20 9FB | 230-242 Brockhurst Road | Gosport |  |  |  | PO12 3BD | 2025-05-12 | 2 | 0.5 | 24 Hours | PEEL COMMON WTW | Brockhurst road, outside entrance to enterprise site | Nitrogen Ammoniacal as N | - | 10 | mg/l | 31.2 | Vehicle and plant washing (Low Impact) | Hampshire East | Vehicle Wash Light vehicle washing | Car rental and valeting | Consent | ELSON WPS
18424 | 1 | Low Risk Consent | Enterprise Rent-A-Car UK Limited | Enterprise House | Vicarage Road |  | Egham | Surrey | TW20 9FB | 230-242 Brockhurst Road | Gosport |  |  |  | PO12 3BD | 2025-05-12 | 2 | 0.5 | 24 Hours | PEEL COMMON WTW | Brockhurst road, outside entrance to enterprise site | Solids Suspended 105 Degrees C | - | 400 | mg/l | 31.2 | Vehicle and plant washing (Low Impact) | Hampshire East | Vehicle Wash Light vehicle washing | Car rental and valeting | Consent | ELSON WPS
18425 | 1 | Low Risk Consent | Brighton Road Motors Ltd | Brighton Road Motors | 102-108 Brighton Road |  | Worthing |  | BN11 2EN | Brighton Road Motors | 102-108 Brighton Road | Worthing |  |  | BN11 2EN | 2025-05-12 | 4 | 1 | at all times | EAST WORTHING WTW | Brighton Road | Chemical Oxygen Demand Shaken as 0 | - | 800 | mg/l | 31.2 | Vehicle and plant washing (Low Impact) | Sussex West | Washing and valeting of vehicles | Washing and valeting of vehicles | Consent | -
18425 | 1 | Low Risk Consent | Brighton Road Motors Ltd | Brighton Road Motors | 102-108 Brighton Road |  | Worthing |  | BN11 2EN | Brighton Road Motors | 102-108 Brighton Road | Worthing |  |  | BN11 2EN | 2025-05-12 | 4 | 1 | at all times | EAST WORTHING WTW | Brighton Road | Nitrogen Ammoniacal as N | - | 15 | mg/l | 31.2 | Vehicle and plant washing (Low Impact) | Sussex West | Washing and valeting of vehicles | Washing and valeting of vehicles | Consent | -
18425 | 1 | Low Risk Consent | Brighton Road Motors Ltd | Brighton Road Motors | 102-108 Brighton Road |  | Worthing |  | BN11 2EN | Brighton Road Motors | 102-108 Brighton Road | Worthing |  |  | BN11 2EN | 2025-05-12 | 4 | 1 | at all times | EAST WORTHING WTW | Brighton Road | Oil and Grease | - | 50 | mg/l | 31.2 | Vehicle and plant washing (Low Impact) | Sussex West | Washing and valeting of vehicles | Washing and valeting of vehicles | Consent | -
18425 | 1 | Low Risk Consent | Brighton Road Motors Ltd | Brighton Road Motors | 102-108 Brighton Road |  | Worthing |  | BN11 2EN | Brighton Road Motors | 102-108 Brighton Road | Worthing |  |  | BN11 2EN | 2025-05-12 | 4 | 1 | at all times | EAST WORTHING WTW | Brighton Road | pH Limit | 6 | 10 |  | 31.2 | Vehicle and plant washing (Low Impact) | Sussex West | Washing and valeting of vehicles | Washing and valeting of vehicles | Consent | -
18425 | 1 | Low Risk Consent | Brighton Road Motors Ltd | Brighton Road Motors | 102-108 Brighton Road |  | Worthing |  | BN11 2EN | Brighton Road Motors | 102-108 Brighton Road | Worthing |  |  | BN11 2EN | 2025-05-12 | 4 | 1 | at all times | EAST WORTHING WTW | Brighton Road | Solids Suspended 105 Degrees C | - | 400 | mg/l | 31.2 | Vehicle and plant washing (Low Impact) | Sussex West | Washing and valeting of vehicles | Washing and valeting of vehicles | Consent | -
18429 | 1 | Tier 2 Consent | Brett Concrete Limited | Robert Brett House | Ashford Road | Canterbury |  |  | CT4 7PP | Brett Concrete | St Michaels Close | Forstal Industrial Estate | Aylesford |  | ME20 7BU | 2025-05-20 | 28 | 5 | At all times | AYLESFORD WTW | St. Michaels Close (w3w location: ///corrode.tries.applied) | Chemical Oxygen Demand Shaken as 0 | - | 800 | mg/l | 3.2 | Concrete batching yard | Kent West | Contaminated rainwater and excess process water from the production of concrete. | Batching ready mix concrete | Consent | AYLESFORD BRIDGE AYLESFORD WPS
18429 | 1 | Tier 2 Consent | Brett Concrete Limited | Robert Brett House | Ashford Road | Canterbury |  |  | CT4 7PP | Brett Concrete | St Michaels Close | Forstal Industrial Estate | Aylesford |  | ME20 7BU | 2025-05-20 | 28 | 5 | At all times | AYLESFORD WTW | St. Michaels Close (w3w location: ///corrode.tries.applied) | Nitrogen Ammoniacal as N | - | 10 | mg/l | 3.2 | Concrete batching yard | Kent West | Contaminated rainwater and excess process water from the production of concrete. | Batching ready mix concrete | Consent | AYLESFORD BRIDGE AYLESFORD WPS
18429 | 1 | Tier 2 Consent | Brett Concrete Limited | Robert Brett House | Ashford Road | Canterbury |  |  | CT4 7PP | Brett Concrete | St Michaels Close | Forstal Industrial Estate | Aylesford |  | ME20 7BU | 2025-05-20 | 28 | 5 | At all times | AYLESFORD WTW | St. Michaels Close (w3w location: ///corrode.tries.applied) | pH | 6 | 11 | pH Units | 3.2 | Concrete batching yard | Kent West | Contaminated rainwater and excess process water from the production of concrete. | Batching ready mix concrete | Consent | AYLESFORD BRIDGE AYLESFORD WPS
18429 | 1 | Tier 2 Consent | Brett Concrete Limited | Robert Brett House | Ashford Road | Canterbury |  |  | CT4 7PP | Brett Concrete | St Michaels Close | Forstal Industrial Estate | Aylesford |  | ME20 7BU | 2025-05-20 | 28 | 5 | At all times | AYLESFORD WTW | St. Michaels Close (w3w location: ///corrode.tries.applied) | Solids Suspended 105 Degrees C | - | 400 | mg/l | 3.2 | Concrete batching yard | Kent West | Contaminated rainwater and excess process water from the production of concrete. | Batching ready mix concrete | Consent | AYLESFORD BRIDGE AYLESFORD WPS
18429 | 1 | Tier 2 Consent | Brett Concrete Limited | Robert Brett House | Ashford Road | Canterbury |  |  | CT4 7PP | Brett Concrete | St Michaels Close | Forstal Industrial Estate | Aylesford |  | ME20 7BU | 2025-05-20 | 28 | 5 | At all times | AYLESFORD WTW | St. Michaels Close (w3w location: ///corrode.tries.applied) | Sulphate as S04 | - | 500 | mg/l | 3.2 | Concrete batching yard | Kent West | Contaminated rainwater and excess process water from the production of concrete. | Batching ready mix concrete | Consent | AYLESFORD BRIDGE AYLESFORD WPS
18432 | 1 | Low Risk Consent | No7 Contact Lens Laboratory Ltd | Delta Park | Concorde Way | Segensworth North | Fareham |  | PO15 5RL | Unit 3 Highfield Business Park | Sidney Little Road | St Leonards On Sea |  |  | TN38 9UB | 2025-05-29 | 1.5 | 1 | At any time | BEXHILL & HASTINGS WTW | Sidney Little Road | Chemical Oxygen Demand Shaken as 0 | - | 800 | mg/l | 4.3 | Medical equipment manufacture | Sussex East | Contact lenses manufacturing | Contact lenses manufacturing | Consent | BULVERHYTHE WPS
18432 | 1 | Low Risk Consent | No7 Contact Lens Laboratory Ltd | Delta Park | Concorde Way | Segensworth North | Fareham |  | PO15 5RL | Unit 3 Highfield Business Park | Sidney Little Road | St Leonards On Sea |  |  | TN38 9UB | 2025-05-29 | 1.5 | 1 | At any time | BEXHILL & HASTINGS WTW | Sidney Little Road | pH | 6 | 10 | pH Units | 4.3 | Medical equipment manufacture | Sussex East | Contact lenses manufacturing | Contact lenses manufacturing | Consent | BULVERHYTHE WPS
18432 | 1 | Low Risk Consent | No7 Contact Lens Laboratory Ltd | Delta Park | Concorde Way | Segensworth North | Fareham |  | PO15 5RL | Unit 3 Highfield Business Park | Sidney Little Road | St Leonards On Sea |  |  | TN38 9UB | 2025-05-29 | 1.5 | 1 | At any time | BEXHILL & HASTINGS WTW | Sidney Little Road | Solids Suspended 105 Degrees C | - | 1700 | mg/l | 4.3 | Medical equipment manufacture | Sussex East | Contact lenses manufacturing | Contact lenses manufacturing | Consent | BULVERHYTHE WPS
18434 | 3 | Tier 2 Consent | Hampshire Electro Plating Co. Limited | 71 | The Hundred |  | Romsey | Hampshire | SO51 8BZ | 61-75 | Empress Road |  | Southampton |  | SO14 0JW | 2025-05-29 | 22 | 1.2 | At all times | MILLBROOK WTW | Empress Road | Chemical Oxygen Demand Shaken as 0 | 0 | 800 | mg/l | 22.1 | Plating and metal finishing (High Impact) | Hampshire West | waste water arising from electroplating process | Electroplating and manufacture of towel rails/metal finishing. | Consent | IMPERIAL ROAD MOUNT PLEASANT WPS
18434 | 3 | Tier 2 Consent | Hampshire Electro Plating Co. Limited | 71 | The Hundred |  | Romsey | Hampshire | SO51 8BZ | 61-75 | Empress Road |  | Southampton |  | SO14 0JW | 2025-05-29 | 22 | 1.2 | At all times | MILLBROOK WTW | Empress Road | Chloride | 0 | 1200 | mg/l | 22.1 | Plating and metal finishing (High Impact) | Hampshire West | waste water arising from electroplating process | Electroplating and manufacture of towel rails/metal finishing. | Consent | IMPERIAL ROAD MOUNT PLEASANT WPS
18434 | 3 | Tier 2 Consent | Hampshire Electro Plating Co. Limited | 71 | The Hundred |  | Romsey | Hampshire | SO51 8BZ | 61-75 | Empress Road |  | Southampton |  | SO14 0JW | 2025-05-29 | 22 | 1.2 | At all times | MILLBROOK WTW | Empress Road | Chromium Total mg/l | 0 | 1 | ug/l | 22.1 | Plating and metal finishing (High Impact) | Hampshire West | waste water arising from electroplating process | Electroplating and manufacture of towel rails/metal finishing. | Consent | IMPERIAL ROAD MOUNT PLEASANT WPS
18434 | 3 | Tier 2 Consent | Hampshire Electro Plating Co. Limited | 71 | The Hundred |  | Romsey | Hampshire | SO51 8BZ | 61-75 | Empress Road |  | Southampton |  | SO14 0JW | 2025-05-29 | 22 | 1.2 | At all times | MILLBROOK WTW | Empress Road | Copper Total | 0 | 4 | ug/l | 22.1 | Plating and metal finishing (High Impact) | Hampshire West | waste water arising from electroplating process | Electroplating and manufacture of towel rails/metal finishing. | Consent | IMPERIAL ROAD MOUNT PLEASANT WPS
18434 | 3 | Tier 2 Consent | Hampshire Electro Plating Co. Limited | 71 | The Hundred |  | Romsey | Hampshire | SO51 8BZ | 61-75 | Empress Road |  | Southampton |  | SO14 0JW | 2025-05-29 | 22 | 1.2 | At all times | MILLBROOK WTW | Empress Road | Cyanide Total as Cn | 0 | 2 | ug/l | 22.1 | Plating and metal finishing (High Impact) | Hampshire West | waste water arising from electroplating process | Electroplating and manufacture of towel rails/metal finishing. | Consent | IMPERIAL ROAD MOUNT PLEASANT WPS
18434 | 3 | Tier 2 Consent | Hampshire Electro Plating Co. Limited | 71 | The Hundred |  | Romsey | Hampshire | SO51 8BZ | 61-75 | Empress Road |  | Southampton |  | SO14 0JW | 2025-05-29 | 22 | 1.2 | At all times | MILLBROOK WTW | Empress Road | Nickel Total | 0 | 4 | ug/l | 22.1 | Plating and metal finishing (High Impact) | Hampshire West | waste water arising from electroplating process | Electroplating and manufacture of towel rails/metal finishing. | Consent | IMPERIAL ROAD MOUNT PLEASANT WPS
18434 | 3 | Tier 2 Consent | Hampshire Electro Plating Co. Limited | 71 | The Hundred |  | Romsey | Hampshire | SO51 8BZ | 61-75 | Empress Road |  | Southampton |  | SO14 0JW | 2025-05-29 | 22 | 1.2 | At all times | MILLBROOK WTW | Empress Road | Nitrogen Ammoniacal as N | 0 | 10 | mg/l | 22.1 | Plating and metal finishing (High Impact) | Hampshire West | waste water arising from electroplating process | Electroplating and manufacture of towel rails/metal finishing. | Consent | IMPERIAL ROAD MOUNT PLEASANT WPS
18434 | 3 | Tier 2 Consent | Hampshire Electro Plating Co. Limited | 71 | The Hundred |  | Romsey | Hampshire | SO51 8BZ | 61-75 | Empress Road |  | Southampton |  | SO14 0JW | 2025-05-29 | 22 | 1.2 | At all times | MILLBROOK WTW | Empress Road | pH | 6 | 10 | pH Units | 22.1 | Plating and metal finishing (High Impact) | Hampshire West | waste water arising from electroplating process | Electroplating and manufacture of towel rails/metal finishing. | Consent | IMPERIAL ROAD MOUNT PLEASANT WPS
18434 | 3 | Tier 2 Consent | Hampshire Electro Plating Co. Limited | 71 | The Hundred |  | Romsey | Hampshire | SO51 8BZ | 61-75 | Empress Road |  | Southampton |  | SO14 0JW | 2025-05-29 | 22 | 1.2 | At all times | MILLBROOK WTW | Empress Road | Solids Suspended 105 Degrees C | 0 | 400 | mg/l | 22.1 | Plating and metal finishing (High Impact) | Hampshire West | waste water arising from electroplating process | Electroplating and manufacture of towel rails/metal finishing. | Consent | IMPERIAL ROAD MOUNT PLEASANT WPS
18434 | 3 | Tier 2 Consent | Hampshire Electro Plating Co. Limited | 71 | The Hundred |  | Romsey | Hampshire | SO51 8BZ | 61-75 | Empress Road |  | Southampton |  | SO14 0JW | 2025-05-29 | 22 | 1.2 | At all times | MILLBROOK WTW | Empress Road | Sulphate as S04 | 0 | 200 | mg/l | 22.1 | Plating and metal finishing (High Impact) | Hampshire West | waste water arising from electroplating process | Electroplating and manufacture of towel rails/metal finishing. | Consent | IMPERIAL ROAD MOUNT PLEASANT WPS
18434 | 3 | Tier 2 Consent | Hampshire Electro Plating Co. Limited | 71 | The Hundred |  | Romsey | Hampshire | SO51 8BZ | 61-75 | Empress Road |  | Southampton |  | SO14 0JW | 2025-05-29 | 22 | 1.2 | At all times | MILLBROOK WTW | Empress Road | Zinc Total mg/l | 0 | 3 | ug/l | 22.1 | Plating and metal finishing (High Impact) | Hampshire West | waste water arising from electroplating process | Electroplating and manufacture of towel rails/metal finishing. | Consent | IMPERIAL ROAD MOUNT PLEASANT WPS
18435 | 3 | Tier 2 Consent | Car Components(Gosport)Limited | Toronto Place | Moreland Road | - | Gosport | - | PO12 4UZ | Toronto Place | Moreland Rd | Gosport |  |  | PO12 4UZ | 2025-05-01 | 605 | 7 | 24 hours | PEEL COMMON WTW | Toronto Place | Chemical Oxygen Demand Shaken as 0 | - | 800 | mg/l | 40.2 | Rainwater and surface water run-off (Low Impact) | Hampshire East | Contaminated Rainwater and surface water run-off | Scrap Yard | Consent | -
18435 | 3 | Tier 2 Consent | Car Components(Gosport)Limited | Toronto Place | Moreland Road | - | Gosport | - | PO12 4UZ | Toronto Place | Moreland Rd | Gosport |  |  | PO12 4UZ | 2025-05-01 | 605 | 7 | 24 hours | PEEL COMMON WTW | Toronto Place | Nitrogen Ammoniacal as N | - | 5 | mg/l | 40.2 | Rainwater and surface water run-off (Low Impact) | Hampshire East | Contaminated Rainwater and surface water run-off | Scrap Yard | Consent | -
18435 | 3 | Tier 2 Consent | Car Components(Gosport)Limited | Toronto Place | Moreland Road | - | Gosport | - | PO12 4UZ | Toronto Place | Moreland Rd | Gosport |  |  | PO12 4UZ | 2025-05-01 | 605 | 7 | 24 hours | PEEL COMMON WTW | Toronto Place | Oil and Grease | - | 100 | mg/l | 40.2 | Rainwater and surface water run-off (Low Impact) | Hampshire East | Contaminated Rainwater and surface water run-off | Scrap Yard | Consent | -
18435 | 3 | Tier 2 Consent | Car Components(Gosport)Limited | Toronto Place | Moreland Road | - | Gosport | - | PO12 4UZ | Toronto Place | Moreland Rd | Gosport |  |  | PO12 4UZ | 2025-05-01 | 605 | 7 | 24 hours | PEEL COMMON WTW | Toronto Place | Solids Suspended 105 Degrees C | - | 400 | mg/l | 40.2 | Rainwater and surface water run-off (Low Impact) | Hampshire East | Contaminated Rainwater and surface water run-off | Scrap Yard | Consent | -
18436 | 1 | Low Risk Consent | Enterprise Rent-A-Car UK Limited | Enterprise House | Vicarage Road |  | Egham | Surrey | TW20 9FB | U120 Enterprise Rent A Car Worthing | 175-177 Tarring Road |  |  | Worthing | BN11 4HL | 2025-06-06 | 2 | 0.2 | at all times | EAST WORTHING WTW | St. Botolph's Rd | Chemical Oxygen Demand Shaken as 0 | - | 800 | mg/l | 31.2 | Vehicle and plant washing (Low Impact) | Sussex West | washing and valeting of vehicles | Car and Van Rental | Consent | -
18436 | 1 | Low Risk Consent | Enterprise Rent-A-Car UK Limited | Enterprise House | Vicarage Road |  | Egham | Surrey | TW20 9FB | U120 Enterprise Rent A Car Worthing | 175-177 Tarring Road |  |  | Worthing | BN11 4HL | 2025-06-06 | 2 | 0.2 | at all times | EAST WORTHING WTW | St. Botolph's Rd | Nitrogen Ammoniacal as N | - | 15 | mg/l | 31.2 | Vehicle and plant washing (Low Impact) | Sussex West | washing and valeting of vehicles | Car and Van Rental | Consent | -
18436 | 1 | Low Risk Consent | Enterprise Rent-A-Car UK Limited | Enterprise House | Vicarage Road |  | Egham | Surrey | TW20 9FB | U120 Enterprise Rent A Car Worthing | 175-177 Tarring Road |  |  | Worthing | BN11 4HL | 2025-06-06 | 2 | 0.2 | at all times | EAST WORTHING WTW | St. Botolph's Rd | Oil and Grease | - | 50 | mg/l | 31.2 | Vehicle and plant washing (Low Impact) | Sussex West | washing and valeting of vehicles | Car and Van Rental | Consent | -
18436 | 1 | Low Risk Consent | Enterprise Rent-A-Car UK Limited | Enterprise House | Vicarage Road |  | Egham | Surrey | TW20 9FB | U120 Enterprise Rent A Car Worthing | 175-177 Tarring Road |  |  | Worthing | BN11 4HL | 2025-06-06 | 2 | 0.2 | at all times | EAST WORTHING WTW | St. Botolph's Rd | pH Limit | 6 | 10 |  | 31.2 | Vehicle and plant washing (Low Impact) | Sussex West | washing and valeting of vehicles | Car and Van Rental | Consent | -
18436 | 1 | Low Risk Consent | Enterprise Rent-A-Car UK Limited | Enterprise House | Vicarage Road |  | Egham | Surrey | TW20 9FB | U120 Enterprise Rent A Car Worthing | 175-177 Tarring Road |  |  | Worthing | BN11 4HL | 2025-06-06 | 2 | 0.2 | at all times | EAST WORTHING WTW | St. Botolph's Rd | Phosphorus Total | - | 15 | ug/l | 31.2 | Vehicle and plant washing (Low Impact) | Sussex West | washing and valeting of vehicles | Car and Van Rental | Consent | -
18436 | 1 | Low Risk Consent | Enterprise Rent-A-Car UK Limited | Enterprise House | Vicarage Road |  | Egham | Surrey | TW20 9FB | U120 Enterprise Rent A Car Worthing | 175-177 Tarring Road |  |  | Worthing | BN11 4HL | 2025-06-06 | 2 | 0.2 | at all times | EAST WORTHING WTW | St. Botolph's Rd | Solids Suspended 105 Degrees C | - | 400 | mg/l | 31.2 | Vehicle and plant washing (Low Impact) | Sussex West | washing and valeting of vehicles | Car and Van Rental | Consent | -
18437 | 1 | Low Risk Consent | Carwash Shoreham Limited | First Floor 2 | Hampton Court Road | Harborne |  |  | B17 9AE | Hand Car Wash | Tesco Store | Holmbush Centre | Upper SHoreham Road |  | BN43 6TD | 2025-06-02 | 5 | 0.5 | at all times | SHOREHAM WTW | Upper Shoreham Road | Chemical Oxygen Demand Shaken as 0 | - | 800 | mg/l | 31.2 | Vehicle and plant washing (Low Impact) | Sussex West | washing and valeting of vehicles | Hand car wash and valeting | Consent | ALBION STREET PORTSLADE WPS
18437 | 1 | Low Risk Consent | Carwash Shoreham Limited | First Floor 2 | Hampton Court Road | Harborne |  |  | B17 9AE | Hand Car Wash | Tesco Store | Holmbush Centre | Upper SHoreham Road |  | BN43 6TD | 2025-06-02 | 5 | 0.5 | at all times | SHOREHAM WTW | Upper Shoreham Road | Nitrogen Ammoniacal as N | - | 15 | mg/l | 31.2 | Vehicle and plant washing (Low Impact) | Sussex West | washing and valeting of vehicles | Hand car wash and valeting | Consent | ALBION STREET PORTSLADE WPS
18437 | 1 | Low Risk Consent | Carwash Shoreham Limited | First Floor 2 | Hampton Court Road | Harborne |  |  | B17 9AE | Hand Car Wash | Tesco Store | Holmbush Centre | Upper SHoreham Road |  | BN43 6TD | 2025-06-02 | 5 | 0.5 | at all times | SHOREHAM WTW | Upper Shoreham Road | Oil and Grease | - | 50 | mg/l | 31.2 | Vehicle and plant washing (Low Impact) | Sussex West | washing and valeting of vehicles | Hand car wash and valeting | Consent | ALBION STREET PORTSLADE WPS
18437 | 1 | Low Risk Consent | Carwash Shoreham Limited | First Floor 2 | Hampton Court Road | Harborne |  |  | B17 9AE | Hand Car Wash | Tesco Store | Holmbush Centre | Upper SHoreham Road |  | BN43 6TD | 2025-06-02 | 5 | 0.5 | at all times | SHOREHAM WTW | Upper Shoreham Road | pH Limit | 6 | 10 |  | 31.2 | Vehicle and plant washing (Low Impact) | Sussex West | washing and valeting of vehicles | Hand car wash and valeting | Consent | ALBION STREET PORTSLADE WPS
18437 | 1 | Low Risk Consent | Carwash Shoreham Limited | First Floor 2 | Hampton Court Road | Harborne |  |  | B17 9AE | Hand Car Wash | Tesco Store | Holmbush Centre | Upper SHoreham Road |  | BN43 6TD | 2025-06-02 | 5 | 0.5 | at all times | SHOREHAM WTW | Upper Shoreham Road | Solids Suspended 105 Degrees C | - | 400 | mg/l | 31.2 | Vehicle and plant washing (Low Impact) | Sussex West | washing and valeting of vehicles | Hand car wash and valeting | Consent | ALBION STREET PORTSLADE WPS
18439 | 1 | Low Risk Consent | DS Car Wash Limited | 258B | Arundel Street |  |  |  | PO1 1NT | DS Hand Car Wash | Morrisons Supermarket Customer Car Park | Lakesmere Road | Horndean |  | PO8 9FB | 2025-06-13 | 4 | 1 | 24 hours | BUDDS FARM HAVANT WTW | Lakesmere Road Horndean- Within the Morrisons Supermarket Customer Car Park, | Chemical Oxygen Demand Shaken as 0 | - | 800 | mg/l | 31.2 | Vehicle and plant washing (Low Impact) | Hampshire East | Vehicle Wash - Chargeable exterior and interior cleaning service of cars and light vans for users of the store customer car park. - It is not intended to carry out underbody or engine bay cleaning. | Trade conducted at the premises | Consent | BRAMBLES FARM WATERLOOVILLE WPS
18439 | 1 | Low Risk Consent | DS Car Wash Limited | 258B | Arundel Street |  |  |  | PO1 1NT | DS Hand Car Wash | Morrisons Supermarket Customer Car Park | Lakesmere Road | Horndean |  | PO8 9FB | 2025-06-13 | 4 | 1 | 24 hours | BUDDS FARM HAVANT WTW | Lakesmere Road Horndean- Within the Morrisons Supermarket Customer Car Park, | Nitrogen Ammoniacal as N | - | 10 | mg/l | 31.2 | Vehicle and plant washing (Low Impact) | Hampshire East | Vehicle Wash - Chargeable exterior and interior cleaning service of cars and light vans for users of the store customer car park. - It is not intended to carry out underbody or engine bay cleaning. | Trade conducted at the premises | Consent | BRAMBLES FARM WATERLOOVILLE WPS
18439 | 1 | Low Risk Consent | DS Car Wash Limited | 258B | Arundel Street |  |  |  | PO1 1NT | DS Hand Car Wash | Morrisons Supermarket Customer Car Park | Lakesmere Road | Horndean |  | PO8 9FB | 2025-06-13 | 4 | 1 | 24 hours | BUDDS FARM HAVANT WTW | Lakesmere Road Horndean- Within the Morrisons Supermarket Customer Car Park, | pH | 6 | 10 | pH Units | 31.2 | Vehicle and plant washing (Low Impact) | Hampshire East | Vehicle Wash - Chargeable exterior and interior cleaning service of cars and light vans for users of the store customer car park. - It is not intended to carry out underbody or engine bay cleaning. | Trade conducted at the premises | Consent | BRAMBLES FARM WATERLOOVILLE WPS
18439 | 1 | Low Risk Consent | DS Car Wash Limited | 258B | Arundel Street |  |  |  | PO1 1NT | DS Hand Car Wash | Morrisons Supermarket Customer Car Park | Lakesmere Road | Horndean |  | PO8 9FB | 2025-06-13 | 4 | 1 | 24 hours | BUDDS FARM HAVANT WTW | Lakesmere Road Horndean- Within the Morrisons Supermarket Customer Car Park, | Solids Suspended 105 Degrees C | - | 400 | mg/l | 31.2 | Vehicle and plant washing (Low Impact) | Hampshire East | Vehicle Wash - Chargeable exterior and interior cleaning service of cars and light vans for users of the store customer car park. - It is not intended to carry out underbody or engine bay cleaning. | Trade conducted at the premises | Consent | BRAMBLES FARM WATERLOOVILLE WPS
18440 | 2 | Tier 2 Consent | NM NETWORK SERVICES LIMITED | 3rd Floor Great Titchfield House | 14-18 Great Titchfield Street |  | London |  | W1W 8BD | Neander Marine | 16 High Street | Newick |  |  | BN8 4LQ | 2025-07-09 | 6 | 1.5 | at any time | NEWICK WTW | High Street via public foul sewer manhole TQ41217404 | Arsenic Total | - | 0.19 | ug/l | 8.2 | Engineering (Low risk) | Sussex East | Potable water is used in a 1200 litre tank for testing of diesel outboards - the water is used to cool the test engine. | Design and assembly of marine diesel outboards | Consent | -
18440 | 2 | Tier 2 Consent | NM NETWORK SERVICES LIMITED | 3rd Floor Great Titchfield House | 14-18 Great Titchfield Street |  | London |  | W1W 8BD | Neander Marine | 16 High Street | Newick |  |  | BN8 4LQ | 2025-07-09 | 6 | 1.5 | at any time | NEWICK WTW | High Street via public foul sewer manhole TQ41217404 | Benzene Total | - | 1 | ug/l | 8.2 | Engineering (Low risk) | Sussex East | Potable water is used in a 1200 litre tank for testing of diesel outboards - the water is used to cool the test engine. | Design and assembly of marine diesel outboards | Consent | -
18440 | 2 | Tier 2 Consent | NM NETWORK SERVICES LIMITED | 3rd Floor Great Titchfield House | 14-18 Great Titchfield Street |  | London |  | W1W 8BD | Neander Marine | 16 High Street | Newick |  |  | BN8 4LQ | 2025-07-09 | 6 | 1.5 | at any time | NEWICK WTW | High Street via public foul sewer manhole TQ41217404 | Boron Total | - | 41 | ug/l | 8.2 | Engineering (Low risk) | Sussex East | Potable water is used in a 1200 litre tank for testing of diesel outboards - the water is used to cool the test engine. | Design and assembly of marine diesel outboards | Consent | -
18440 | 2 | Tier 2 Consent | NM NETWORK SERVICES LIMITED | 3rd Floor Great Titchfield House | 14-18 Great Titchfield Street |  | London |  | W1W 8BD | Neander Marine | 16 High Street | Newick |  |  | BN8 4LQ | 2025-07-09 | 6 | 1.5 | at any time | NEWICK WTW | High Street via public foul sewer manhole TQ41217404 | Cadmium Total (ug/l) | - | 0.03 | ug/l | 8.2 | Engineering (Low risk) | Sussex East | Potable water is used in a 1200 litre tank for testing of diesel outboards - the water is used to cool the test engine. | Design and assembly of marine diesel outboards | Consent | -
18440 | 2 | Tier 2 Consent | NM NETWORK SERVICES LIMITED | 3rd Floor Great Titchfield House | 14-18 Great Titchfield Street |  | London |  | W1W 8BD | Neander Marine | 16 High Street | Newick |  |  | BN8 4LQ | 2025-07-09 | 6 | 1.5 | at any time | NEWICK WTW | High Street via public foul sewer manhole TQ41217404 | Chemical Oxygen Demand Shaken as 0 | - | 100 | mg/l | 8.2 | Engineering (Low risk) | Sussex East | Potable water is used in a 1200 litre tank for testing of diesel outboards - the water is used to cool the test engine. | Design and assembly of marine diesel outboards | Consent | -
18440 | 2 | Tier 2 Consent | NM NETWORK SERVICES LIMITED | 3rd Floor Great Titchfield House | 14-18 Great Titchfield Street |  | London |  | W1W 8BD | Neander Marine | 16 High Street | Newick |  |  | BN8 4LQ | 2025-07-09 | 6 | 1.5 | at any time | NEWICK WTW | High Street via public foul sewer manhole TQ41217404 | Chromium Total ug/l | - | 0.2 | ug/l | 8.2 | Engineering (Low risk) | Sussex East | Potable water is used in a 1200 litre tank for testing of diesel outboards - the water is used to cool the test engine. | Design and assembly of marine diesel outboards | Consent | -
18440 | 2 | Tier 2 Consent | NM NETWORK SERVICES LIMITED | 3rd Floor Great Titchfield House | 14-18 Great Titchfield Street |  | London |  | W1W 8BD | Neander Marine | 16 High Street | Newick |  |  | BN8 4LQ | 2025-07-09 | 6 | 1.5 | at any time | NEWICK WTW | High Street via public foul sewer manhole TQ41217404 | Copper (Dissolved) | - | 10 | ug/l | 8.2 | Engineering (Low risk) | Sussex East | Potable water is used in a 1200 litre tank for testing of diesel outboards - the water is used to cool the test engine. | Design and assembly of marine diesel outboards | Consent | -
18440 | 2 | Tier 2 Consent | NM NETWORK SERVICES LIMITED | 3rd Floor Great Titchfield House | 14-18 Great Titchfield Street |  | London |  | W1W 8BD | Neander Marine | 16 High Street | Newick |  |  | BN8 4LQ | 2025-07-09 | 6 | 1.5 | at any time | NEWICK WTW | High Street via public foul sewer manhole TQ41217404 | Nickel (Dissolved) | - | 16 | ug/l | 8.2 | Engineering (Low risk) | Sussex East | Potable water is used in a 1200 litre tank for testing of diesel outboards - the water is used to cool the test engine. | Design and assembly of marine diesel outboards | Consent | -
18440 | 2 | Tier 2 Consent | NM NETWORK SERVICES LIMITED | 3rd Floor Great Titchfield House | 14-18 Great Titchfield Street |  | London |  | W1W 8BD | Neander Marine | 16 High Street | Newick |  |  | BN8 4LQ | 2025-07-09 | 6 | 1.5 | at any time | NEWICK WTW | High Street via public foul sewer manhole TQ41217404 | pH | 6 | 10 | pH Units | 8.2 | Engineering (Low risk) | Sussex East | Potable water is used in a 1200 litre tank for testing of diesel outboards - the water is used to cool the test engine. | Design and assembly of marine diesel outboards | Consent | -
18440 | 2 | Tier 2 Consent | NM NETWORK SERVICES LIMITED | 3rd Floor Great Titchfield House | 14-18 Great Titchfield Street |  | London |  | W1W 8BD | Neander Marine | 16 High Street | Newick |  |  | BN8 4LQ | 2025-07-09 | 6 | 1.5 | at any time | NEWICK WTW | High Street via public foul sewer manhole TQ41217404 | Selenium Total | - | 1 | ug/l | 8.2 | Engineering (Low risk) | Sussex East | Potable water is used in a 1200 litre tank for testing of diesel outboards - the water is used to cool the test engine. | Design and assembly of marine diesel outboards | Consent | -
18440 | 2 | Tier 2 Consent | NM NETWORK SERVICES LIMITED | 3rd Floor Great Titchfield House | 14-18 Great Titchfield Street |  | London |  | W1W 8BD | Neander Marine | 16 High Street | Newick |  |  | BN8 4LQ | 2025-07-09 | 6 | 1.5 | at any time | NEWICK WTW | High Street via public foul sewer manhole TQ41217404 | Solids Suspended 105 Degrees C | - | 100 | mg/l | 8.2 | Engineering (Low risk) | Sussex East | Potable water is used in a 1200 litre tank for testing of diesel outboards - the water is used to cool the test engine. | Design and assembly of marine diesel outboards | Consent | -
18440 | 2 | Tier 2 Consent | NM NETWORK SERVICES LIMITED | 3rd Floor Great Titchfield House | 14-18 Great Titchfield Street |  | London |  | W1W 8BD | Neander Marine | 16 High Street | Newick |  |  | BN8 4LQ | 2025-07-09 | 6 | 1.5 | at any time | NEWICK WTW | High Street via public foul sewer manhole TQ41217404 | Zinc (Dissolved) | - | 79 | ug/l | 8.2 | Engineering (Low risk) | Sussex East | Potable water is used in a 1200 litre tank for testing of diesel outboards - the water is used to cool the test engine. | Design and assembly of marine diesel outboards | Consent | -
18442 | 1 | Low Risk Consent | Enterprise Rent-A-Car UK Limited | Enterprise House | Vicarage Road |  | Egham | Surrey | TW20 9FB | U140 | Enterprise Rent-A-Car Ashford | Unit 2 The Market Quarter | 57 Godinton Road | Ashford | TN23 1FE | 2025-06-12 | 2 | 0.2 | At all times | ASHFORD WTW | Godington Road MH 6703 | Chemical Oxygen Demand Shaken as 0 | - | 800 | mg/l | 31.3 | Vehicle and plant washing (Low Impact) | Kent East | Jet washing of vehicles | Car and Van Rental | Consent | HENWOOD INDUSTRIAL ESTATE ASHFORD WPS
18442 | 1 | Low Risk Consent | Enterprise Rent-A-Car UK Limited | Enterprise House | Vicarage Road |  | Egham | Surrey | TW20 9FB | U140 | Enterprise Rent-A-Car Ashford | Unit 2 The Market Quarter | 57 Godinton Road | Ashford | TN23 1FE | 2025-06-12 | 2 | 0.2 | At all times | ASHFORD WTW | Godington Road MH 6703 | Nitrogen Ammoniacal as N | - | 10 | mg/l | 31.3 | Vehicle and plant washing (Low Impact) | Kent East | Jet washing of vehicles | Car and Van Rental | Consent | HENWOOD INDUSTRIAL ESTATE ASHFORD WPS
18442 | 1 | Low Risk Consent | Enterprise Rent-A-Car UK Limited | Enterprise House | Vicarage Road |  | Egham | Surrey | TW20 9FB | U140 | Enterprise Rent-A-Car Ashford | Unit 2 The Market Quarter | 57 Godinton Road | Ashford | TN23 1FE | 2025-06-12 | 2 | 0.2 | At all times | ASHFORD WTW | Godington Road MH 6703 | Oil and Grease | - | 200 | mg/l | 31.3 | Vehicle and plant washing (Low Impact) | Kent East | Jet washing of vehicles | Car and Van Rental | Consent | HENWOOD INDUSTRIAL ESTATE ASHFORD WPS
18442 | 1 | Low Risk Consent | Enterprise Rent-A-Car UK Limited | Enterprise House | Vicarage Road |  | Egham | Surrey | TW20 9FB | U140 | Enterprise Rent-A-Car Ashford | Unit 2 The Market Quarter | 57 Godinton Road | Ashford | TN23 1FE | 2025-06-12 | 2 | 0.2 | At all times | ASHFORD WTW | Godington Road MH 6703 | pH | 6 | 10 | pH Units | 31.3 | Vehicle and plant washing (Low Impact) | Kent East | Jet washing of vehicles | Car and Van Rental | Consent | HENWOOD INDUSTRIAL ESTATE ASHFORD WPS
18442 | 1 | Low Risk Consent | Enterprise Rent-A-Car UK Limited | Enterprise House | Vicarage Road |  | Egham | Surrey | TW20 9FB | U140 | Enterprise Rent-A-Car Ashford | Unit 2 The Market Quarter | 57 Godinton Road | Ashford | TN23 1FE | 2025-06-12 | 2 | 0.2 | At all times | ASHFORD WTW | Godington Road MH 6703 | Solids Suspended 105 Degrees C | - | 500 | mg/l | 31.3 | Vehicle and plant washing (Low Impact) | Kent East | Jet washing of vehicles | Car and Van Rental | Consent | HENWOOD INDUSTRIAL ESTATE ASHFORD WPS
18443 | - | Tier 2 Consent | Four Seasons Foods Ltd | St Michaels House | Ashford Road |  | Tenterden |  | TN30 6PU | Units 15 + 16 | Mace Lane Industrial Estate | Mace Lane |  | Ashford | TN24 8EP | 2025-07-04 | 10 | 2 | At all times | ASHFORD WTW | Mace Lane | Chemical Oxygen Demand Shaken as 0 | - | 2000 | mg/l | 9.2 | Food processing - General | Kent East | Cleaning of vessels and associated equipment from the production of sweet and savoury sauces and soups | Sweet and savoury sauces. Soups | Discontinuation | HENWOOD INDUSTRIAL ESTATE ASHFORD WPS
18443 | - | Tier 2 Consent | Four Seasons Foods Ltd | St Michaels House | Ashford Road |  | Tenterden |  | TN30 6PU | Units 15 + 16 | Mace Lane Industrial Estate | Mace Lane |  | Ashford | TN24 8EP | 2025-07-04 | 10 | 2 | At all times | ASHFORD WTW | Mace Lane | Nitrogen Ammoniacal as N | - | 35 | mg/l | 9.2 | Food processing - General | Kent East | Cleaning of vessels and associated equipment from the production of sweet and savoury sauces and soups | Sweet and savoury sauces. Soups | Discontinuation | HENWOOD INDUSTRIAL ESTATE ASHFORD WPS
18443 | - | Tier 2 Consent | Four Seasons Foods Ltd | St Michaels House | Ashford Road |  | Tenterden |  | TN30 6PU | Units 15 + 16 | Mace Lane Industrial Estate | Mace Lane |  | Ashford | TN24 8EP | 2025-07-04 | 10 | 2 | At all times | ASHFORD WTW | Mace Lane | Oil and Grease | - | 200 | mg/l | 9.2 | Food processing - General | Kent East | Cleaning of vessels and associated equipment from the production of sweet and savoury sauces and soups | Sweet and savoury sauces. Soups | Discontinuation | HENWOOD INDUSTRIAL ESTATE ASHFORD WPS
18443 | - | Tier 2 Consent | Four Seasons Foods Ltd | St Michaels House | Ashford Road |  | Tenterden |  | TN30 6PU | Units 15 + 16 | Mace Lane Industrial Estate | Mace Lane |  | Ashford | TN24 8EP | 2025-07-04 | 10 | 2 | At all times | ASHFORD WTW | Mace Lane | pH | 6 | 10 | pH Units | 9.2 | Food processing - General | Kent East | Cleaning of vessels and associated equipment from the production of sweet and savoury sauces and soups | Sweet and savoury sauces. Soups | Discontinuation | HENWOOD INDUSTRIAL ESTATE ASHFORD WPS
18443 | - | Tier 2 Consent | Four Seasons Foods Ltd | St Michaels House | Ashford Road |  | Tenterden |  | TN30 6PU | Units 15 + 16 | Mace Lane Industrial Estate | Mace Lane |  | Ashford | TN24 8EP | 2025-07-04 | 10 | 2 | At all times | ASHFORD WTW | Mace Lane | Phosphorus Total | - | 15 | ug/l | 9.2 | Food processing - General | Kent East | Cleaning of vessels and associated equipment from the production of sweet and savoury sauces and soups | Sweet and savoury sauces. Soups | Discontinuation | HENWOOD INDUSTRIAL ESTATE ASHFORD WPS
18443 | - | Tier 2 Consent | Four Seasons Foods Ltd | St Michaels House | Ashford Road |  | Tenterden |  | TN30 6PU | Units 15 + 16 | Mace Lane Industrial Estate | Mace Lane |  | Ashford | TN24 8EP | 2025-07-04 | 10 | 2 | At all times | ASHFORD WTW | Mace Lane | Solids Suspended 105 Degrees C | - | 1000 | mg/l | 9.2 | Food processing - General | Kent East | Cleaning of vessels and associated equipment from the production of sweet and savoury sauces and soups | Sweet and savoury sauces. Soups | Discontinuation | HENWOOD INDUSTRIAL ESTATE ASHFORD WPS
18443 | - | Tier 2 Consent | Four Seasons Foods Ltd | St Michaels House | Ashford Road |  | Tenterden |  | TN30 6PU | Units 15 + 16 | Mace Lane Industrial Estate | Mace Lane |  | Ashford | TN24 8EP | 2025-07-04 | 10 | 2 | At all times | ASHFORD WTW | Mace Lane | Sulphate as S04 | - | 1000 | mg/l | 9.2 | Food processing - General | Kent East | Cleaning of vessels and associated equipment from the production of sweet and savoury sauces and soups | Sweet and savoury sauces. Soups | Discontinuation | HENWOOD INDUSTRIAL ESTATE ASHFORD WPS
18444 | 1 | Tier 2 Consent | Channel Commercials PLC |  | Brunswick Road | Cobbs Wood Industrial Estate | Ashford |  | TN23 1EH | Channel Commercials PLC | Whitewall Road | Medway City Industrial Estate |  | Strood | ME2 4EW | 2025-06-16 | 3 | 1 | At all times | WHITEWALL CREEK WTW | Whitewall road | Chemical Oxygen Demand Shaken as 0 | - | 800 | mg/l | 31.3 | Vehicle and plant washing (Low Impact) | Kent West | Washing of vehicles. | Repair and maintenance of commercial vehicles | Consent | FRINDSBURY NO 2 WPS
18444 | 1 | Tier 2 Consent | Channel Commercials PLC |  | Brunswick Road | Cobbs Wood Industrial Estate | Ashford |  | TN23 1EH | Channel Commercials PLC | Whitewall Road | Medway City Industrial Estate |  | Strood | ME2 4EW | 2025-06-16 | 3 | 1 | At all times | WHITEWALL CREEK WTW | Whitewall road | Nitrogen Ammoniacal as N | - | 10 | mg/l | 31.3 | Vehicle and plant washing (Low Impact) | Kent West | Washing of vehicles. | Repair and maintenance of commercial vehicles | Consent | FRINDSBURY NO 2 WPS
18444 | 1 | Tier 2 Consent | Channel Commercials PLC |  | Brunswick Road | Cobbs Wood Industrial Estate | Ashford |  | TN23 1EH | Channel Commercials PLC | Whitewall Road | Medway City Industrial Estate |  | Strood | ME2 4EW | 2025-06-16 | 3 | 1 | At all times | WHITEWALL CREEK WTW | Whitewall road | Oil and Grease | - | 200 | mg/l | 31.3 | Vehicle and plant washing (Low Impact) | Kent West | Washing of vehicles. | Repair and maintenance of commercial vehicles | Consent | FRINDSBURY NO 2 WPS
18444 | 1 | Tier 2 Consent | Channel Commercials PLC |  | Brunswick Road | Cobbs Wood Industrial Estate | Ashford |  | TN23 1EH | Channel Commercials PLC | Whitewall Road | Medway City Industrial Estate |  | Strood | ME2 4EW | 2025-06-16 | 3 | 1 | At all times | WHITEWALL CREEK WTW | Whitewall road | pH | 6 | 10 | pH Units | 31.3 | Vehicle and plant washing (Low Impact) | Kent West | Washing of vehicles. | Repair and maintenance of commercial vehicles | Consent | FRINDSBURY NO 2 WPS
18444 | 1 | Tier 2 Consent | Channel Commercials PLC |  | Brunswick Road | Cobbs Wood Industrial Estate | Ashford |  | TN23 1EH | Channel Commercials PLC | Whitewall Road | Medway City Industrial Estate |  | Strood | ME2 4EW | 2025-06-16 | 3 | 1 | At all times | WHITEWALL CREEK WTW | Whitewall road | Solids Suspended 105 Degrees C | - | 500 | mg/l | 31.3 | Vehicle and plant washing (Low Impact) | Kent West | Washing of vehicles. | Repair and maintenance of commercial vehicles | Consent | FRINDSBURY NO 2 WPS
18444 | 1 | Tier 2 Consent | Channel Commercials PLC |  | Brunswick Road | Cobbs Wood Industrial Estate | Ashford |  | TN23 1EH | Channel Commercials PLC | Whitewall Road | Medway City Industrial Estate |  | Strood | ME2 4EW | 2025-06-16 | 3 | 1 | At all times | WHITEWALL CREEK WTW | Whitewall road | Sulphate as S04 | - | 500 | mg/l | 31.3 | Vehicle and plant washing (Low Impact) | Kent West | Washing of vehicles. | Repair and maintenance of commercial vehicles | Consent | FRINDSBURY NO 2 WPS
18446 | 1 | Low Risk Consent | Ancala Water Services (Estates) Limited | Unit 1B, Redbrook Business Park | Wilthorpe Road |  | BARNSLEY |  | S75 1JN | Defence Munitions Gosport |  |  |  | Gosport | PO13 9FQ | 2025-06-23 | 2 | 1 | 24 hours | PEEL COMMON WTW | Aerodrome Road, (459056, 102766) | Chemical Oxygen Demand Shaken as 0 | - | 800 | mg/l | 31.3 | Vehicle and plant washing (Low Impact) | Hampshire East | Waste effluent from process cleaning (Metal laundry internal system cleaning (once every six months)) | Waste Effluent from process cleaning | Consent | TICHBOURNE WAY GOSPORT WPS
18446 | 1 | Low Risk Consent | Ancala Water Services (Estates) Limited | Unit 1B, Redbrook Business Park | Wilthorpe Road |  | BARNSLEY |  | S75 1JN | Defence Munitions Gosport |  |  |  | Gosport | PO13 9FQ | 2025-06-23 | 2 | 1 | 24 hours | PEEL COMMON WTW | Aerodrome Road, (459056, 102766) | Chloride | - | 250 | mg/l | 31.3 | Vehicle and plant washing (Low Impact) | Hampshire East | Waste effluent from process cleaning (Metal laundry internal system cleaning (once every six months)) | Waste Effluent from process cleaning | Consent | TICHBOURNE WAY GOSPORT WPS
18446 | 1 | Low Risk Consent | Ancala Water Services (Estates) Limited | Unit 1B, Redbrook Business Park | Wilthorpe Road |  | BARNSLEY |  | S75 1JN | Defence Munitions Gosport |  |  |  | Gosport | PO13 9FQ | 2025-06-23 | 2 | 1 | 24 hours | PEEL COMMON WTW | Aerodrome Road, (459056, 102766) | Magnesium Total as Mg | - | 10 | mg/l | 31.3 | Vehicle and plant washing (Low Impact) | Hampshire East | Waste effluent from process cleaning (Metal laundry internal system cleaning (once every six months)) | Waste Effluent from process cleaning | Consent | TICHBOURNE WAY GOSPORT WPS
18446 | 1 | Low Risk Consent | Ancala Water Services (Estates) Limited | Unit 1B, Redbrook Business Park | Wilthorpe Road |  | BARNSLEY |  | S75 1JN | Defence Munitions Gosport |  |  |  | Gosport | PO13 9FQ | 2025-06-23 | 2 | 1 | 24 hours | PEEL COMMON WTW | Aerodrome Road, (459056, 102766) | Nitrogen Ammoniacal as N | - | 10 | mg/l | 31.3 | Vehicle and plant washing (Low Impact) | Hampshire East | Waste effluent from process cleaning (Metal laundry internal system cleaning (once every six months)) | Waste Effluent from process cleaning | Consent | TICHBOURNE WAY GOSPORT WPS
18446 | 1 | Low Risk Consent | Ancala Water Services (Estates) Limited | Unit 1B, Redbrook Business Park | Wilthorpe Road |  | BARNSLEY |  | S75 1JN | Defence Munitions Gosport |  |  |  | Gosport | PO13 9FQ | 2025-06-23 | 2 | 1 | 24 hours | PEEL COMMON WTW | Aerodrome Road, (459056, 102766) | pH | 6 | 10 | pH Units | 31.3 | Vehicle and plant washing (Low Impact) | Hampshire East | Waste effluent from process cleaning (Metal laundry internal system cleaning (once every six months)) | Waste Effluent from process cleaning | Consent | TICHBOURNE WAY GOSPORT WPS
18446 | 1 | Low Risk Consent | Ancala Water Services (Estates) Limited | Unit 1B, Redbrook Business Park | Wilthorpe Road |  | BARNSLEY |  | S75 1JN | Defence Munitions Gosport |  |  |  | Gosport | PO13 9FQ | 2025-06-23 | 2 | 1 | 24 hours | PEEL COMMON WTW | Aerodrome Road, (459056, 102766) | Solids Suspended 105 Degrees C | - | 400 | mg/l | 31.3 | Vehicle and plant washing (Low Impact) | Hampshire East | Waste effluent from process cleaning (Metal laundry internal system cleaning (once every six months)) | Waste Effluent from process cleaning | Consent | TICHBOURNE WAY GOSPORT WPS
18447 | 1 | Low Risk Consent | Enterprise Rent-A-Car UK Limited | Enterprise House | Vicarage Road |  | Egham | Surrey | TW20 9FB | U185 Enterprise Rent A Car Sittingbourne | Unit 5, Crown Quay Trade Centre | 1 Eurolink Way | Sittingbourne |  | ME10 3DY | 2025-06-16 | 2 | 0.2 | At all times. | SITTINGBOURNE WTW | Foul sewer connecting to Crown Quay Lane Sittingbourne Wastewater Pumping Station | Chemical Oxygen Demand Shaken as 0 | - | 800 | mg/l | 31.3 | Vehicle and plant washing (Low Impact) | Kent West | Washing of vehicles. | Car and Van Rental | Consent | CROWN QUAY LANE SITTINGBOURNE WPS
18447 | 1 | Low Risk Consent | Enterprise Rent-A-Car UK Limited | Enterprise House | Vicarage Road |  | Egham | Surrey | TW20 9FB | U185 Enterprise Rent A Car Sittingbourne | Unit 5, Crown Quay Trade Centre | 1 Eurolink Way | Sittingbourne |  | ME10 3DY | 2025-06-16 | 2 | 0.2 | At all times. | SITTINGBOURNE WTW | Foul sewer connecting to Crown Quay Lane Sittingbourne Wastewater Pumping Station | Nitrogen Ammoniacal as N | - | 10 | mg/l | 31.3 | Vehicle and plant washing (Low Impact) | Kent West | Washing of vehicles. | Car and Van Rental | Consent | CROWN QUAY LANE SITTINGBOURNE WPS
18447 | 1 | Low Risk Consent | Enterprise Rent-A-Car UK Limited | Enterprise House | Vicarage Road |  | Egham | Surrey | TW20 9FB | U185 Enterprise Rent A Car Sittingbourne | Unit 5, Crown Quay Trade Centre | 1 Eurolink Way | Sittingbourne |  | ME10 3DY | 2025-06-16 | 2 | 0.2 | At all times. | SITTINGBOURNE WTW | Foul sewer connecting to Crown Quay Lane Sittingbourne Wastewater Pumping Station | Oil and Grease | - | 200 | mg/l | 31.3 | Vehicle and plant washing (Low Impact) | Kent West | Washing of vehicles. | Car and Van Rental | Consent | CROWN QUAY LANE SITTINGBOURNE WPS
18447 | 1 | Low Risk Consent | Enterprise Rent-A-Car UK Limited | Enterprise House | Vicarage Road |  | Egham | Surrey | TW20 9FB | U185 Enterprise Rent A Car Sittingbourne | Unit 5, Crown Quay Trade Centre | 1 Eurolink Way | Sittingbourne |  | ME10 3DY | 2025-06-16 | 2 | 0.2 | At all times. | SITTINGBOURNE WTW | Foul sewer connecting to Crown Quay Lane Sittingbourne Wastewater Pumping Station | pH | 6 | 10 | pH Units | 31.3 | Vehicle and plant washing (Low Impact) | Kent West | Washing of vehicles. | Car and Van Rental | Consent | CROWN QUAY LANE SITTINGBOURNE WPS
18447 | 1 | Low Risk Consent | Enterprise Rent-A-Car UK Limited | Enterprise House | Vicarage Road |  | Egham | Surrey | TW20 9FB | U185 Enterprise Rent A Car Sittingbourne | Unit 5, Crown Quay Trade Centre | 1 Eurolink Way | Sittingbourne |  | ME10 3DY | 2025-06-16 | 2 | 0.2 | At all times. | SITTINGBOURNE WTW | Foul sewer connecting to Crown Quay Lane Sittingbourne Wastewater Pumping Station | Solids Suspended 105 Degrees C | - | 500 | mg/l | 31.3 | Vehicle and plant washing (Low Impact) | Kent West | Washing of vehicles. | Car and Van Rental | Consent | CROWN QUAY LANE SITTINGBOURNE WPS
18447 | 1 | Low Risk Consent | Enterprise Rent-A-Car UK Limited | Enterprise House | Vicarage Road |  | Egham | Surrey | TW20 9FB | U185 Enterprise Rent A Car Sittingbourne | Unit 5, Crown Quay Trade Centre | 1 Eurolink Way | Sittingbourne |  | ME10 3DY | 2025-06-16 | 2 | 0.2 | At all times. | SITTINGBOURNE WTW | Foul sewer connecting to Crown Quay Lane Sittingbourne Wastewater Pumping Station | Sulphate as S04 | - | 500 | mg/l | 31.3 | Vehicle and plant washing (Low Impact) | Kent West | Washing of vehicles. | Car and Van Rental | Consent | CROWN QUAY LANE SITTINGBOURNE WPS
18448 | 1 | Low Risk Consent | Enterprise Rent-A-Car UK Limited | Enterprise House | Vicarage Road |  | Egham | Surrey | TW20 9FB | Enterprise Rent-A-Car | U148 Enterprise rent a car | 23 Bell Lane | Bellbrook Industrial Estate | Uckfield | TN22 1QL | 2025-06-20 | 2 | 0.2 | At any time | UCKFIELD WTW | Bell Lane | Chemical Oxygen Demand Shaken as 0 | - | 800 | mg/l | 31.2 | Vehicle and plant washing (Low Impact) | Sussex East | Vehicle washing only | Car and van rental | Consent | BELL BROOK UCKFIELD WPS
18448 | 1 | Low Risk Consent | Enterprise Rent-A-Car UK Limited | Enterprise House | Vicarage Road |  | Egham | Surrey | TW20 9FB | Enterprise Rent-A-Car | U148 Enterprise rent a car | 23 Bell Lane | Bellbrook Industrial Estate | Uckfield | TN22 1QL | 2025-06-20 | 2 | 0.2 | At any time | UCKFIELD WTW | Bell Lane | Nitrogen Ammoniacal as N | - | 10 | mg/l | 31.2 | Vehicle and plant washing (Low Impact) | Sussex East | Vehicle washing only | Car and van rental | Consent | BELL BROOK UCKFIELD WPS
18448 | 1 | Low Risk Consent | Enterprise Rent-A-Car UK Limited | Enterprise House | Vicarage Road |  | Egham | Surrey | TW20 9FB | Enterprise Rent-A-Car | U148 Enterprise rent a car | 23 Bell Lane | Bellbrook Industrial Estate | Uckfield | TN22 1QL | 2025-06-20 | 2 | 0.2 | At any time | UCKFIELD WTW | Bell Lane | Oil and Grease | - | 200 | mg/l | 31.2 | Vehicle and plant washing (Low Impact) | Sussex East | Vehicle washing only | Car and van rental | Consent | BELL BROOK UCKFIELD WPS
18448 | 1 | Low Risk Consent | Enterprise Rent-A-Car UK Limited | Enterprise House | Vicarage Road |  | Egham | Surrey | TW20 9FB | Enterprise Rent-A-Car | U148 Enterprise rent a car | 23 Bell Lane | Bellbrook Industrial Estate | Uckfield | TN22 1QL | 2025-06-20 | 2 | 0.2 | At any time | UCKFIELD WTW | Bell Lane | pH | 6 | 10 | pH Units | 31.2 | Vehicle and plant washing (Low Impact) | Sussex East | Vehicle washing only | Car and van rental | Consent | BELL BROOK UCKFIELD WPS
18448 | 1 | Low Risk Consent | Enterprise Rent-A-Car UK Limited | Enterprise House | Vicarage Road |  | Egham | Surrey | TW20 9FB | Enterprise Rent-A-Car | U148 Enterprise rent a car | 23 Bell Lane | Bellbrook Industrial Estate | Uckfield | TN22 1QL | 2025-06-20 | 2 | 0.2 | At any time | UCKFIELD WTW | Bell Lane | Phosphorus Total | - | 15 | ug/l | 31.2 | Vehicle and plant washing (Low Impact) | Sussex East | Vehicle washing only | Car and van rental | Consent | BELL BROOK UCKFIELD WPS
18448 | 1 | Low Risk Consent | Enterprise Rent-A-Car UK Limited | Enterprise House | Vicarage Road |  | Egham | Surrey | TW20 9FB | Enterprise Rent-A-Car | U148 Enterprise rent a car | 23 Bell Lane | Bellbrook Industrial Estate | Uckfield | TN22 1QL | 2025-06-20 | 2 | 0.2 | At any time | UCKFIELD WTW | Bell Lane | Solids Suspended 105 Degrees C | - | 500 | mg/l | 31.2 | Vehicle and plant washing (Low Impact) | Sussex East | Vehicle washing only | Car and van rental | Consent | BELL BROOK UCKFIELD WPS
18448 | 1 | Low Risk Consent | Enterprise Rent-A-Car UK Limited | Enterprise House | Vicarage Road |  | Egham | Surrey | TW20 9FB | Enterprise Rent-A-Car | U148 Enterprise rent a car | 23 Bell Lane | Bellbrook Industrial Estate | Uckfield | TN22 1QL | 2025-06-20 | 2 | 0.2 | At any time | UCKFIELD WTW | Bell Lane | Sulphate as S04 | - | 500 | mg/l | 31.2 | Vehicle and plant washing (Low Impact) | Sussex East | Vehicle washing only | Car and van rental | Consent | BELL BROOK UCKFIELD WPS
18449 | 1 | Low Risk Consent | Maritime Transport Ltd | Maritime House | Clickett Hill Road |  | Felixstowe |  | IP11 4AX | Maritime Transport Ltd | Test Lane | Nursling | Southampton |  | SO16 9JX | 2025-07-03 | 3.5 | 1 | At all times | MILLBROOK WTW | Brownhill Way | Chemical Oxygen Demand Settled as 0 | 0 | 800 | mg/l | 31.2 | Vehicle and plant washing (Low Impact) | Hampshire West | Washing of HGV's and terminal equipment | Container transport and distribution | Consent | FRANCONIA DRIVE NURSLING WPS
18449 | 1 | Low Risk Consent | Maritime Transport Ltd | Maritime House | Clickett Hill Road |  | Felixstowe |  | IP11 4AX | Maritime Transport Ltd | Test Lane | Nursling | Southampton |  | SO16 9JX | 2025-07-03 | 3.5 | 1 | At all times | MILLBROOK WTW | Brownhill Way | Nitrogen Ammoniacal as N | 0 | 10 | mg/l | 31.2 | Vehicle and plant washing (Low Impact) | Hampshire West | Washing of HGV's and terminal equipment | Container transport and distribution | Consent | FRANCONIA DRIVE NURSLING WPS
18449 | 1 | Low Risk Consent | Maritime Transport Ltd | Maritime House | Clickett Hill Road |  | Felixstowe |  | IP11 4AX | Maritime Transport Ltd | Test Lane | Nursling | Southampton |  | SO16 9JX | 2025-07-03 | 3.5 | 1 | At all times | MILLBROOK WTW | Brownhill Way | Oil and Grease | 0 | 200 | mg/l | 31.2 | Vehicle and plant washing (Low Impact) | Hampshire West | Washing of HGV's and terminal equipment | Container transport and distribution | Consent | FRANCONIA DRIVE NURSLING WPS
18449 | 1 | Low Risk Consent | Maritime Transport Ltd | Maritime House | Clickett Hill Road |  | Felixstowe |  | IP11 4AX | Maritime Transport Ltd | Test Lane | Nursling | Southampton |  | SO16 9JX | 2025-07-03 | 3.5 | 1 | At all times | MILLBROOK WTW | Brownhill Way | pH | 6 | 10 | pH Units | 31.2 | Vehicle and plant washing (Low Impact) | Hampshire West | Washing of HGV's and terminal equipment | Container transport and distribution | Consent | FRANCONIA DRIVE NURSLING WPS
18449 | 1 | Low Risk Consent | Maritime Transport Ltd | Maritime House | Clickett Hill Road |  | Felixstowe |  | IP11 4AX | Maritime Transport Ltd | Test Lane | Nursling | Southampton |  | SO16 9JX | 2025-07-03 | 3.5 | 1 | At all times | MILLBROOK WTW | Brownhill Way | Solids Suspended 105 Degrees C | 0 | 500 | mg/l | 31.2 | Vehicle and plant washing (Low Impact) | Hampshire West | Washing of HGV's and terminal equipment | Container transport and distribution | Consent | FRANCONIA DRIVE NURSLING WPS
18449 | 1 | Low Risk Consent | Maritime Transport Ltd | Maritime House | Clickett Hill Road |  | Felixstowe |  | IP11 4AX | Maritime Transport Ltd | Test Lane | Nursling | Southampton |  | SO16 9JX | 2025-07-03 | 3.5 | 1 | At all times | MILLBROOK WTW | Brownhill Way | Sulphate as S04 | 0 | 500 | mg/l | 31.2 | Vehicle and plant washing (Low Impact) | Hampshire West | Washing of HGV's and terminal equipment | Container transport and distribution | Consent | FRANCONIA DRIVE NURSLING WPS
18450 | 2 | Tier 2 Consent | Turner's Pie Limited | 13 | Eastgate Square |  | Chichester |  | PO19 1JL | Unit D1 | Riverside Industrial Estate |  | Littlehampton |  | BN17 5DF | 2025-08-18 | 2.5 | 2 | at all times | FORD WTW | Riverside Industrial Estate | Chemical Oxygen Demand Shaken as 0 | - | 5000 | mg/l | 9.2 | Food processing - General | Sussex West | Cleaning of equipment used in bakery processes | Food Production | Consent | BRIDGE ROAD LITTLEHAMPTON WPS
18450 | 2 | Tier 2 Consent | Turner's Pie Limited | 13 | Eastgate Square |  | Chichester |  | PO19 1JL | Unit D1 | Riverside Industrial Estate |  | Littlehampton |  | BN17 5DF | 2025-08-18 | 2.5 | 2 | at all times | FORD WTW | Riverside Industrial Estate | Nitrogen Ammoniacal as N | - | 15 | mg/l | 9.2 | Food processing - General | Sussex West | Cleaning of equipment used in bakery processes | Food Production | Consent | BRIDGE ROAD LITTLEHAMPTON WPS
18450 | 2 | Tier 2 Consent | Turner's Pie Limited | 13 | Eastgate Square |  | Chichester |  | PO19 1JL | Unit D1 | Riverside Industrial Estate |  | Littlehampton |  | BN17 5DF | 2025-08-18 | 2.5 | 2 | at all times | FORD WTW | Riverside Industrial Estate | Oil and Grease | - | 200 | mg/l | 9.2 | Food processing - General | Sussex West | Cleaning of equipment used in bakery processes | Food Production | Consent | BRIDGE ROAD LITTLEHAMPTON WPS
18450 | 2 | Tier 2 Consent | Turner's Pie Limited | 13 | Eastgate Square |  | Chichester |  | PO19 1JL | Unit D1 | Riverside Industrial Estate |  | Littlehampton |  | BN17 5DF | 2025-08-18 | 2.5 | 2 | at all times | FORD WTW | Riverside Industrial Estate | pH Limit | 6 | 10 |  | 9.2 | Food processing - General | Sussex West | Cleaning of equipment used in bakery processes | Food Production | Consent | BRIDGE ROAD LITTLEHAMPTON WPS
18450 | 2 | Tier 2 Consent | Turner's Pie Limited | 13 | Eastgate Square |  | Chichester |  | PO19 1JL | Unit D1 | Riverside Industrial Estate |  | Littlehampton |  | BN17 5DF | 2025-08-18 | 2.5 | 2 | at all times | FORD WTW | Riverside Industrial Estate | Solids Suspended 105 Degrees C | - | 1500 | mg/l | 9.2 | Food processing - General | Sussex West | Cleaning of equipment used in bakery processes | Food Production | Consent | BRIDGE ROAD LITTLEHAMPTON WPS
18451 | 1 | Tier 1 Consent | Greenwich Leisure Limited | Middlegate House | 1 Seymour Street | The Royal Arsenal |  |  | SE18 6SX | Sovereign Centre | Royal Parade |  | Eastbourne |  | BN22 7LQ | 2025-06-25 | 46 | 38 | at any time | EASTBOURNE WTW | Prince William parade. It goes directly into Eastbourne Wastewater Treatment Works via gravity. | Chemical Oxygen Demand Shaken as 0 | - | 800 | mg/l | 32.1 | Leisure facilities | Sussex East | Backwashing of swimming pool water | Operation of sports facilities and swimming pools | Consent | -
18451 | 1 | Tier 1 Consent | Greenwich Leisure Limited | Middlegate House | 1 Seymour Street | The Royal Arsenal |  |  | SE18 6SX | Sovereign Centre | Royal Parade |  | Eastbourne |  | BN22 7LQ | 2025-06-25 | 46 | 38 | at any time | EASTBOURNE WTW | Prince William parade. It goes directly into Eastbourne Wastewater Treatment Works via gravity. | Nitrogen Ammoniacal as N | - | 35 | mg/l | 32.1 | Leisure facilities | Sussex East | Backwashing of swimming pool water | Operation of sports facilities and swimming pools | Consent | -
18451 | 1 | Tier 1 Consent | Greenwich Leisure Limited | Middlegate House | 1 Seymour Street | The Royal Arsenal |  |  | SE18 6SX | Sovereign Centre | Royal Parade |  | Eastbourne |  | BN22 7LQ | 2025-06-25 | 46 | 38 | at any time | EASTBOURNE WTW | Prince William parade. It goes directly into Eastbourne Wastewater Treatment Works via gravity. | pH | 6 | 10 | pH Units | 32.1 | Leisure facilities | Sussex East | Backwashing of swimming pool water | Operation of sports facilities and swimming pools | Consent | -
18451 | 1 | Tier 1 Consent | Greenwich Leisure Limited | Middlegate House | 1 Seymour Street | The Royal Arsenal |  |  | SE18 6SX | Sovereign Centre | Royal Parade |  | Eastbourne |  | BN22 7LQ | 2025-06-25 | 46 | 38 | at any time | EASTBOURNE WTW | Prince William parade. It goes directly into Eastbourne Wastewater Treatment Works via gravity. | Solids Suspended 105 Degrees C | - | 400 | mg/l | 32.1 | Leisure facilities | Sussex East | Backwashing of swimming pool water | Operation of sports facilities and swimming pools | Consent | -
18451 | 1 | Tier 1 Consent | Greenwich Leisure Limited | Middlegate House | 1 Seymour Street | The Royal Arsenal |  |  | SE18 6SX | Sovereign Centre | Royal Parade |  | Eastbourne |  | BN22 7LQ | 2025-06-25 | 46 | 38 | at any time | EASTBOURNE WTW | Prince William parade. It goes directly into Eastbourne Wastewater Treatment Works via gravity. | Sulphate as S04 | - | 500 | mg/l | 32.1 | Leisure facilities | Sussex East | Backwashing of swimming pool water | Operation of sports facilities and swimming pools | Consent | -
18452 | 2 | Tier 2 Consent | Hampshire Metal Coatings Limited | 259 | Copnor Road | Copnor | Portsmouth | Hampshire | PO3 5EE | Hampshire Metal Coatings Ltd | Unit 2 Limberline Industrial Estate | Limberline Spur | Portsmouth |  | PO3 5HJ | 2025-06-16 | 9 | 0.5 | 24 Hours | BUDDS FARM HAVANT WTW | Limberline Spur (SU66041005) | Chemical Oxygen Demand Shaken as 0 | - | 2000 | mg/l | 22.2 | Plating and metal finishing (Medium Impact) | Hampshire East | Metal Plating (Zinc plating for mild steel hard anodising for aluminium sulphuric for aluminium iridite for aluminium) | Metal Plating | Consent | -
18452 | 2 | Tier 2 Consent | Hampshire Metal Coatings Limited | 259 | Copnor Road | Copnor | Portsmouth | Hampshire | PO3 5EE | Hampshire Metal Coatings Ltd | Unit 2 Limberline Industrial Estate | Limberline Spur | Portsmouth |  | PO3 5HJ | 2025-06-16 | 9 | 0.5 | 24 Hours | BUDDS FARM HAVANT WTW | Limberline Spur (SU66041005) | Chromium Total mg/l | - | 3 | ug/l | 22.2 | Plating and metal finishing (Medium Impact) | Hampshire East | Metal Plating (Zinc plating for mild steel hard anodising for aluminium sulphuric for aluminium iridite for aluminium) | Metal Plating | Consent | -
18452 | 2 | Tier 2 Consent | Hampshire Metal Coatings Limited | 259 | Copnor Road | Copnor | Portsmouth | Hampshire | PO3 5EE | Hampshire Metal Coatings Ltd | Unit 2 Limberline Industrial Estate | Limberline Spur | Portsmouth |  | PO3 5HJ | 2025-06-16 | 9 | 0.5 | 24 Hours | BUDDS FARM HAVANT WTW | Limberline Spur (SU66041005) | Copper Total | - | 3 | ug/l | 22.2 | Plating and metal finishing (Medium Impact) | Hampshire East | Metal Plating (Zinc plating for mild steel hard anodising for aluminium sulphuric for aluminium iridite for aluminium) | Metal Plating | Consent | -
18452 | 2 | Tier 2 Consent | Hampshire Metal Coatings Limited | 259 | Copnor Road | Copnor | Portsmouth | Hampshire | PO3 5EE | Hampshire Metal Coatings Ltd | Unit 2 Limberline Industrial Estate | Limberline Spur | Portsmouth |  | PO3 5HJ | 2025-06-16 | 9 | 0.5 | 24 Hours | BUDDS FARM HAVANT WTW | Limberline Spur (SU66041005) | Lead Total | - | 1 | ug/l | 22.2 | Plating and metal finishing (Medium Impact) | Hampshire East | Metal Plating (Zinc plating for mild steel hard anodising for aluminium sulphuric for aluminium iridite for aluminium) | Metal Plating | Consent | -
18452 | 2 | Tier 2 Consent | Hampshire Metal Coatings Limited | 259 | Copnor Road | Copnor | Portsmouth | Hampshire | PO3 5EE | Hampshire Metal Coatings Ltd | Unit 2 Limberline Industrial Estate | Limberline Spur | Portsmouth |  | PO3 5HJ | 2025-06-16 | 9 | 0.5 | 24 Hours | BUDDS FARM HAVANT WTW | Limberline Spur (SU66041005) | Nickel Total | - | 3 | ug/l | 22.2 | Plating and metal finishing (Medium Impact) | Hampshire East | Metal Plating (Zinc plating for mild steel hard anodising for aluminium sulphuric for aluminium iridite for aluminium) | Metal Plating | Consent | -
18452 | 2 | Tier 2 Consent | Hampshire Metal Coatings Limited | 259 | Copnor Road | Copnor | Portsmouth | Hampshire | PO3 5EE | Hampshire Metal Coatings Ltd | Unit 2 Limberline Industrial Estate | Limberline Spur | Portsmouth |  | PO3 5HJ | 2025-06-16 | 9 | 0.5 | 24 Hours | BUDDS FARM HAVANT WTW | Limberline Spur (SU66041005) | Nitrogen Ammoniacal as N | - | 10 | mg/l | 22.2 | Plating and metal finishing (Medium Impact) | Hampshire East | Metal Plating (Zinc plating for mild steel hard anodising for aluminium sulphuric for aluminium iridite for aluminium) | Metal Plating | Consent | -
18452 | 2 | Tier 2 Consent | Hampshire Metal Coatings Limited | 259 | Copnor Road | Copnor | Portsmouth | Hampshire | PO3 5EE | Hampshire Metal Coatings Ltd | Unit 2 Limberline Industrial Estate | Limberline Spur | Portsmouth |  | PO3 5HJ | 2025-06-16 | 9 | 0.5 | 24 Hours | BUDDS FARM HAVANT WTW | Limberline Spur (SU66041005) | Oil and Grease | - | 200 | mg/l | 22.2 | Plating and metal finishing (Medium Impact) | Hampshire East | Metal Plating (Zinc plating for mild steel hard anodising for aluminium sulphuric for aluminium iridite for aluminium) | Metal Plating | Consent | -
18452 | 2 | Tier 2 Consent | Hampshire Metal Coatings Limited | 259 | Copnor Road | Copnor | Portsmouth | Hampshire | PO3 5EE | Hampshire Metal Coatings Ltd | Unit 2 Limberline Industrial Estate | Limberline Spur | Portsmouth |  | PO3 5HJ | 2025-06-16 | 9 | 0.5 | 24 Hours | BUDDS FARM HAVANT WTW | Limberline Spur (SU66041005) | pH | 6 | 10 | pH Units | 22.2 | Plating and metal finishing (Medium Impact) | Hampshire East | Metal Plating (Zinc plating for mild steel hard anodising for aluminium sulphuric for aluminium iridite for aluminium) | Metal Plating | Consent | -
18452 | 2 | Tier 2 Consent | Hampshire Metal Coatings Limited | 259 | Copnor Road | Copnor | Portsmouth | Hampshire | PO3 5EE | Hampshire Metal Coatings Ltd | Unit 2 Limberline Industrial Estate | Limberline Spur | Portsmouth |  | PO3 5HJ | 2025-06-16 | 9 | 0.5 | 24 Hours | BUDDS FARM HAVANT WTW | Limberline Spur (SU66041005) | Phosphorus Total | - | 5 | ug/l | 22.2 | Plating and metal finishing (Medium Impact) | Hampshire East | Metal Plating (Zinc plating for mild steel hard anodising for aluminium sulphuric for aluminium iridite for aluminium) | Metal Plating | Consent | -
18452 | 2 | Tier 2 Consent | Hampshire Metal Coatings Limited | 259 | Copnor Road | Copnor | Portsmouth | Hampshire | PO3 5EE | Hampshire Metal Coatings Ltd | Unit 2 Limberline Industrial Estate | Limberline Spur | Portsmouth |  | PO3 5HJ | 2025-06-16 | 9 | 0.5 | 24 Hours | BUDDS FARM HAVANT WTW | Limberline Spur (SU66041005) | Silver Total | - | 100 | ug/l | 22.2 | Plating and metal finishing (Medium Impact) | Hampshire East | Metal Plating (Zinc plating for mild steel hard anodising for aluminium sulphuric for aluminium iridite for aluminium) | Metal Plating | Consent | -
18452 | 2 | Tier 2 Consent | Hampshire Metal Coatings Limited | 259 | Copnor Road | Copnor | Portsmouth | Hampshire | PO3 5EE | Hampshire Metal Coatings Ltd | Unit 2 Limberline Industrial Estate | Limberline Spur | Portsmouth |  | PO3 5HJ | 2025-06-16 | 9 | 0.5 | 24 Hours | BUDDS FARM HAVANT WTW | Limberline Spur (SU66041005) | Solids Suspended 105 Degrees C | - | 400 | mg/l | 22.2 | Plating and metal finishing (Medium Impact) | Hampshire East | Metal Plating (Zinc plating for mild steel hard anodising for aluminium sulphuric for aluminium iridite for aluminium) | Metal Plating | Consent | -
18452 | 2 | Tier 2 Consent | Hampshire Metal Coatings Limited | 259 | Copnor Road | Copnor | Portsmouth | Hampshire | PO3 5EE | Hampshire Metal Coatings Ltd | Unit 2 Limberline Industrial Estate | Limberline Spur | Portsmouth |  | PO3 5HJ | 2025-06-16 | 9 | 0.5 | 24 Hours | BUDDS FARM HAVANT WTW | Limberline Spur (SU66041005) | Tin Total | - | 1000 | ug/l | 22.2 | Plating and metal finishing (Medium Impact) | Hampshire East | Metal Plating (Zinc plating for mild steel hard anodising for aluminium sulphuric for aluminium iridite for aluminium) | Metal Plating | Consent | -
18452 | 2 | Tier 2 Consent | Hampshire Metal Coatings Limited | 259 | Copnor Road | Copnor | Portsmouth | Hampshire | PO3 5EE | Hampshire Metal Coatings Ltd | Unit 2 Limberline Industrial Estate | Limberline Spur | Portsmouth |  | PO3 5HJ | 2025-06-16 | 9 | 0.5 | 24 Hours | BUDDS FARM HAVANT WTW | Limberline Spur (SU66041005) | Zinc Total mg/l | - | 10 | ug/l | 22.2 | Plating and metal finishing (Medium Impact) | Hampshire East | Metal Plating (Zinc plating for mild steel hard anodising for aluminium sulphuric for aluminium iridite for aluminium) | Metal Plating | Consent | -
18453 | 1 | Low Risk Consent | Enterprise Rent-A-Car UK Limited | Enterprise House | Vicarage Road |  | Egham | Surrey | TW20 9FB | U159 | Enterprise Rent A Car Broadstairs | 144-146 Westwood Rd | Broadstairs |  | CT10 2NR | 2025-06-19 | 2 | 0.2 | At all times | WEATHERLEES HILL B (MGATE &amp; BSTAIRS) WTW | Westwood Road | Chemical Oxygen Demand Shaken as 0 | - | 800 | mg/l | 31.3 | Vehicle and plant washing (Low Impact) | Kent East | Washing of vehicles | Car and Van Rental | Consent | BROADSTAIRS WPS
18453 | 1 | Low Risk Consent | Enterprise Rent-A-Car UK Limited | Enterprise House | Vicarage Road |  | Egham | Surrey | TW20 9FB | U159 | Enterprise Rent A Car Broadstairs | 144-146 Westwood Rd | Broadstairs |  | CT10 2NR | 2025-06-19 | 2 | 0.2 | At all times | WEATHERLEES HILL B (MGATE &amp; BSTAIRS) WTW | Westwood Road | Nitrogen Ammoniacal as N | - | 10 | mg/l | 31.3 | Vehicle and plant washing (Low Impact) | Kent East | Washing of vehicles | Car and Van Rental | Consent | BROADSTAIRS WPS
18453 | 1 | Low Risk Consent | Enterprise Rent-A-Car UK Limited | Enterprise House | Vicarage Road |  | Egham | Surrey | TW20 9FB | U159 | Enterprise Rent A Car Broadstairs | 144-146 Westwood Rd | Broadstairs |  | CT10 2NR | 2025-06-19 | 2 | 0.2 | At all times | WEATHERLEES HILL B (MGATE &amp; BSTAIRS) WTW | Westwood Road | Oil and Grease | - | 200 | mg/l | 31.3 | Vehicle and plant washing (Low Impact) | Kent East | Washing of vehicles | Car and Van Rental | Consent | BROADSTAIRS WPS
18453 | 1 | Low Risk Consent | Enterprise Rent-A-Car UK Limited | Enterprise House | Vicarage Road |  | Egham | Surrey | TW20 9FB | U159 | Enterprise Rent A Car Broadstairs | 144-146 Westwood Rd | Broadstairs |  | CT10 2NR | 2025-06-19 | 2 | 0.2 | At all times | WEATHERLEES HILL B (MGATE &amp; BSTAIRS) WTW | Westwood Road | pH | 6 | 10 | pH Units | 31.3 | Vehicle and plant washing (Low Impact) | Kent East | Washing of vehicles | Car and Van Rental | Consent | BROADSTAIRS WPS
18453 | 1 | Low Risk Consent | Enterprise Rent-A-Car UK Limited | Enterprise House | Vicarage Road |  | Egham | Surrey | TW20 9FB | U159 | Enterprise Rent A Car Broadstairs | 144-146 Westwood Rd | Broadstairs |  | CT10 2NR | 2025-06-19 | 2 | 0.2 | At all times | WEATHERLEES HILL B (MGATE &amp; BSTAIRS) WTW | Westwood Road | Solids Suspended 105 Degrees C | - | 500 | mg/l | 31.3 | Vehicle and plant washing (Low Impact) | Kent East | Washing of vehicles | Car and Van Rental | Consent | BROADSTAIRS WPS
18456 | 1 | Low Risk Consent | Hythe Engineering Limited | 71 The Hundred |  | Romsey |  |  | SO51 8BZ | Hythe Engineering Limited | Units 29-32 | Palmerston Business Park | Palmerston Road | Fareham | PO14 1DJ | 2025-06-19 | 1 | 1 | 24 hours | PEEL COMMON WTW | Palmerston Road | Chemical Oxygen Demand Shaken as 0 | - | 800 | mg/l | 8.2 | Engineering (Low risk) | Hampshire East | Water pressure test of fabricated pipes | Specialist welding and fabrication | Consent | SALTERNS LANE FAREHAM WPS
18456 | 1 | Low Risk Consent | Hythe Engineering Limited | 71 The Hundred |  | Romsey |  |  | SO51 8BZ | Hythe Engineering Limited | Units 29-32 | Palmerston Business Park | Palmerston Road | Fareham | PO14 1DJ | 2025-06-19 | 1 | 1 | 24 hours | PEEL COMMON WTW | Palmerston Road | Nitrogen Ammoniacal as N | - | 10 | mg/l | 8.2 | Engineering (Low risk) | Hampshire East | Water pressure test of fabricated pipes | Specialist welding and fabrication | Consent | SALTERNS LANE FAREHAM WPS
18456 | 1 | Low Risk Consent | Hythe Engineering Limited | 71 The Hundred |  | Romsey |  |  | SO51 8BZ | Hythe Engineering Limited | Units 29-32 | Palmerston Business Park | Palmerston Road | Fareham | PO14 1DJ | 2025-06-19 | 1 | 1 | 24 hours | PEEL COMMON WTW | Palmerston Road | Solids Suspended 105 Degrees C | - | 400 | mg/l | 8.2 | Engineering (Low risk) | Hampshire East | Water pressure test of fabricated pipes | Specialist welding and fabrication | Consent | SALTERNS LANE FAREHAM WPS
18457 | 4 | Tier 2 Consent | Langmead Herbs Limited | Ham Farm | Main Road | Bosham | Chichester | West Sussex | PO18 8EH | Ham Farm | Main Road | Bosham |  |  | PO18 8EH | 2025-07-03 | 10 | 2 | at all times | BOSHAM WTW | Main Road, Bosham | Chemical Oxygen Demand Shaken as 0 | - | 3000 | mg/l | 9.2 | Food processing - General | Sussex West | Cleaning of equipment used in the processing of herbs | Herb packing facility | Consent | -
18457 | 4 | Tier 2 Consent | Langmead Herbs Limited | Ham Farm | Main Road | Bosham | Chichester | West Sussex | PO18 8EH | Ham Farm | Main Road | Bosham |  |  | PO18 8EH | 2025-07-03 | 10 | 2 | at all times | BOSHAM WTW | Main Road, Bosham | Nitrogen Ammoniacal as N | - | 15 | mg/l | 9.2 | Food processing - General | Sussex West | Cleaning of equipment used in the processing of herbs | Herb packing facility | Consent | -
18457 | 4 | Tier 2 Consent | Langmead Herbs Limited | Ham Farm | Main Road | Bosham | Chichester | West Sussex | PO18 8EH | Ham Farm | Main Road | Bosham |  |  | PO18 8EH | 2025-07-03 | 10 | 2 | at all times | BOSHAM WTW | Main Road, Bosham | pH Limit | 6 | 10 |  | 9.2 | Food processing - General | Sussex West | Cleaning of equipment used in the processing of herbs | Herb packing facility | Consent | -
18457 | 4 | Tier 2 Consent | Langmead Herbs Limited | Ham Farm | Main Road | Bosham | Chichester | West Sussex | PO18 8EH | Ham Farm | Main Road | Bosham |  |  | PO18 8EH | 2025-07-03 | 10 | 2 | at all times | BOSHAM WTW | Main Road, Bosham | Solids Suspended 105 Degrees C | - | 1500 | mg/l | 9.2 | Food processing - General | Sussex West | Cleaning of equipment used in the processing of herbs | Herb packing facility | Consent | -
18458 | 1 | Tier 2 Consent | M.J. Allen Metalwork Ltd | Javelin House | Henwood Industrial Estate |  | Ashford |  | TN24 8DE | Unit 8 | Ellingham Way |  |  | Ashford | TN23 6NF | 2025-07-31 | 1 | 0.25 | At all times | ASHFORD WTW | Ellingham Way | Calcium | - | 40 | mg/l | 22.2 | Plating and metal finishing (Medium Impact) | Kent East | Phosphating of metal components | Power coating | Consent | SOUTH STOUR AVENUE SOUTH ASHFORD WPS
18458 | 1 | Tier 2 Consent | M.J. Allen Metalwork Ltd | Javelin House | Henwood Industrial Estate |  | Ashford |  | TN24 8DE | Unit 8 | Ellingham Way |  |  | Ashford | TN23 6NF | 2025-07-31 | 1 | 0.25 | At all times | ASHFORD WTW | Ellingham Way | Chemical Oxygen Demand Shaken as 0 | - | 800 | mg/l | 22.2 | Plating and metal finishing (Medium Impact) | Kent East | Phosphating of metal components | Power coating | Consent | SOUTH STOUR AVENUE SOUTH ASHFORD WPS
18458 | 1 | Tier 2 Consent | M.J. Allen Metalwork Ltd | Javelin House | Henwood Industrial Estate |  | Ashford |  | TN24 8DE | Unit 8 | Ellingham Way |  |  | Ashford | TN23 6NF | 2025-07-31 | 1 | 0.25 | At all times | ASHFORD WTW | Ellingham Way | Chloride | - | 50 | mg/l | 22.2 | Plating and metal finishing (Medium Impact) | Kent East | Phosphating of metal components | Power coating | Consent | SOUTH STOUR AVENUE SOUTH ASHFORD WPS
18458 | 1 | Tier 2 Consent | M.J. Allen Metalwork Ltd | Javelin House | Henwood Industrial Estate |  | Ashford |  | TN24 8DE | Unit 8 | Ellingham Way |  |  | Ashford | TN23 6NF | 2025-07-31 | 1 | 0.25 | At all times | ASHFORD WTW | Ellingham Way | Fluoride as F | - | 40 | mg/l | 22.2 | Plating and metal finishing (Medium Impact) | Kent East | Phosphating of metal components | Power coating | Consent | SOUTH STOUR AVENUE SOUTH ASHFORD WPS
18458 | 1 | Tier 2 Consent | M.J. Allen Metalwork Ltd | Javelin House | Henwood Industrial Estate |  | Ashford |  | TN24 8DE | Unit 8 | Ellingham Way |  |  | Ashford | TN23 6NF | 2025-07-31 | 1 | 0.25 | At all times | ASHFORD WTW | Ellingham Way | Nitrogen Ammoniacal as N | - | 35 | mg/l | 22.2 | Plating and metal finishing (Medium Impact) | Kent East | Phosphating of metal components | Power coating | Consent | SOUTH STOUR AVENUE SOUTH ASHFORD WPS
18458 | 1 | Tier 2 Consent | M.J. Allen Metalwork Ltd | Javelin House | Henwood Industrial Estate |  | Ashford |  | TN24 8DE | Unit 8 | Ellingham Way |  |  | Ashford | TN23 6NF | 2025-07-31 | 1 | 0.25 | At all times | ASHFORD WTW | Ellingham Way | Oil and Grease | - | 200 | mg/l | 22.2 | Plating and metal finishing (Medium Impact) | Kent East | Phosphating of metal components | Power coating | Consent | SOUTH STOUR AVENUE SOUTH ASHFORD WPS
18458 | 1 | Tier 2 Consent | M.J. Allen Metalwork Ltd | Javelin House | Henwood Industrial Estate |  | Ashford |  | TN24 8DE | Unit 8 | Ellingham Way |  |  | Ashford | TN23 6NF | 2025-07-31 | 1 | 0.25 | At all times | ASHFORD WTW | Ellingham Way | pH | 6 | 10 | pH Units | 22.2 | Plating and metal finishing (Medium Impact) | Kent East | Phosphating of metal components | Power coating | Consent | SOUTH STOUR AVENUE SOUTH ASHFORD WPS
18458 | 1 | Tier 2 Consent | M.J. Allen Metalwork Ltd | Javelin House | Henwood Industrial Estate |  | Ashford |  | TN24 8DE | Unit 8 | Ellingham Way |  |  | Ashford | TN23 6NF | 2025-07-31 | 1 | 0.25 | At all times | ASHFORD WTW | Ellingham Way | Phosphorus Total | - | 500 | ug/l | 22.2 | Plating and metal finishing (Medium Impact) | Kent East | Phosphating of metal components | Power coating | Consent | SOUTH STOUR AVENUE SOUTH ASHFORD WPS
18458 | 1 | Tier 2 Consent | M.J. Allen Metalwork Ltd | Javelin House | Henwood Industrial Estate |  | Ashford |  | TN24 8DE | Unit 8 | Ellingham Way |  |  | Ashford | TN23 6NF | 2025-07-31 | 1 | 0.25 | At all times | ASHFORD WTW | Ellingham Way | Solids Suspended 105 Degrees C | - | 400 | mg/l | 22.2 | Plating and metal finishing (Medium Impact) | Kent East | Phosphating of metal components | Power coating | Consent | SOUTH STOUR AVENUE SOUTH ASHFORD WPS
18458 | 1 | Tier 2 Consent | M.J. Allen Metalwork Ltd | Javelin House | Henwood Industrial Estate |  | Ashford |  | TN24 8DE | Unit 8 | Ellingham Way |  |  | Ashford | TN23 6NF | 2025-07-31 | 1 | 0.25 | At all times | ASHFORD WTW | Ellingham Way | Sulphate as S04 | - | 50 | mg/l | 22.2 | Plating and metal finishing (Medium Impact) | Kent East | Phosphating of metal components | Power coating | Consent | SOUTH STOUR AVENUE SOUTH ASHFORD WPS
18462 | 1 | Low Risk Consent | Outpost Thanet Ltd | 38 Kennedy House |  |  | Ramsgate |  | CT11 8PE | Hand Car Wash | Ramsgate Manston | Tesco Store | Manston Road |  | CT12 6NT | 2025-07-15 | 5 | 0.5 | At all times | WEATHERLEES HILL A WTW | Connects to the stores sewer. | Chemical Oxygen Demand Shaken as 0 | - | 800 | mg/l | 31.3 | Vehicle and plant washing (Low Impact) | Kent East | Hand washing of vehicles | Hand car wash and valeting | Consent | MILITARY ROAD RAMSGATE WPS
18462 | 1 | Low Risk Consent | Outpost Thanet Ltd | 38 Kennedy House |  |  | Ramsgate |  | CT11 8PE | Hand Car Wash | Ramsgate Manston | Tesco Store | Manston Road |  | CT12 6NT | 2025-07-15 | 5 | 0.5 | At all times | WEATHERLEES HILL A WTW | Connects to the stores sewer. | Nitrogen Ammoniacal as N | - | 10 | mg/l | 31.3 | Vehicle and plant washing (Low Impact) | Kent East | Hand washing of vehicles | Hand car wash and valeting | Consent | MILITARY ROAD RAMSGATE WPS
18462 | 1 | Low Risk Consent | Outpost Thanet Ltd | 38 Kennedy House |  |  | Ramsgate |  | CT11 8PE | Hand Car Wash | Ramsgate Manston | Tesco Store | Manston Road |  | CT12 6NT | 2025-07-15 | 5 | 0.5 | At all times | WEATHERLEES HILL A WTW | Connects to the stores sewer. | Oil and Grease | - | 200 | mg/l | 31.3 | Vehicle and plant washing (Low Impact) | Kent East | Hand washing of vehicles | Hand car wash and valeting | Consent | MILITARY ROAD RAMSGATE WPS
18462 | 1 | Low Risk Consent | Outpost Thanet Ltd | 38 Kennedy House |  |  | Ramsgate |  | CT11 8PE | Hand Car Wash | Ramsgate Manston | Tesco Store | Manston Road |  | CT12 6NT | 2025-07-15 | 5 | 0.5 | At all times | WEATHERLEES HILL A WTW | Connects to the stores sewer. | pH | 6 | 10 | pH Units | 31.3 | Vehicle and plant washing (Low Impact) | Kent East | Hand washing of vehicles | Hand car wash and valeting | Consent | MILITARY ROAD RAMSGATE WPS
18462 | 1 | Low Risk Consent | Outpost Thanet Ltd | 38 Kennedy House |  |  | Ramsgate |  | CT11 8PE | Hand Car Wash | Ramsgate Manston | Tesco Store | Manston Road |  | CT12 6NT | 2025-07-15 | 5 | 0.5 | At all times | WEATHERLEES HILL A WTW | Connects to the stores sewer. | Solids Suspended 105 Degrees C | - | 500 | mg/l | 31.3 | Vehicle and plant washing (Low Impact) | Kent East | Hand washing of vehicles | Hand car wash and valeting | Consent | MILITARY ROAD RAMSGATE WPS
18462 | 1 | Low Risk Consent | Outpost Thanet Ltd | 38 Kennedy House |  |  | Ramsgate |  | CT11 8PE | Hand Car Wash | Ramsgate Manston | Tesco Store | Manston Road |  | CT12 6NT | 2025-07-15 | 5 | 0.5 | At all times | WEATHERLEES HILL A WTW | Connects to the stores sewer. | Sulphate as S04 | - | 500 | mg/l | 31.3 | Vehicle and plant washing (Low Impact) | Kent East | Hand washing of vehicles | Hand car wash and valeting | Consent | MILITARY ROAD RAMSGATE WPS
18464 | 1 | Tier 2 Consent | Kent County Council - Kent Scientific Services | 8 | Abbey Wood Road | Kings Hill | West Malling |  | ME19 4YT | 8 Abbey Wood Road | Kings Hill | West Malling |  |  | ME19 4YT | 2025-08-12 | 4 | 1 | At all times | HAM HILL WTW | Abbey Wood Road | Chemical Oxygen Demand Shaken as 0 | - | 800 | mg/l | 38.1 | Laboratory and research activities (High Impact) | Kent West | Washing of laboratory equipment and glassware. | Scientific and calibration services | Consent | DIRECT TO WTW
18464 | 1 | Tier 2 Consent | Kent County Council - Kent Scientific Services | 8 | Abbey Wood Road | Kings Hill | West Malling |  | ME19 4YT | 8 Abbey Wood Road | Kings Hill | West Malling |  |  | ME19 4YT | 2025-08-12 | 4 | 1 | At all times | HAM HILL WTW | Abbey Wood Road | Nitrogen Ammoniacal as N | - | 35 | mg/l | 38.1 | Laboratory and research activities (High Impact) | Kent West | Washing of laboratory equipment and glassware. | Scientific and calibration services | Consent | DIRECT TO WTW
18464 | 1 | Tier 2 Consent | Kent County Council - Kent Scientific Services | 8 | Abbey Wood Road | Kings Hill | West Malling |  | ME19 4YT | 8 Abbey Wood Road | Kings Hill | West Malling |  |  | ME19 4YT | 2025-08-12 | 4 | 1 | At all times | HAM HILL WTW | Abbey Wood Road | Oil and Grease | - | 200 | mg/l | 38.1 | Laboratory and research activities (High Impact) | Kent West | Washing of laboratory equipment and glassware. | Scientific and calibration services | Consent | DIRECT TO WTW
18464 | 1 | Tier 2 Consent | Kent County Council - Kent Scientific Services | 8 | Abbey Wood Road | Kings Hill | West Malling |  | ME19 4YT | 8 Abbey Wood Road | Kings Hill | West Malling |  |  | ME19 4YT | 2025-08-12 | 4 | 1 | At all times | HAM HILL WTW | Abbey Wood Road | pH | 6 | 10 | pH Units | 38.1 | Laboratory and research activities (High Impact) | Kent West | Washing of laboratory equipment and glassware. | Scientific and calibration services | Consent | DIRECT TO WTW
18464 | 1 | Tier 2 Consent | Kent County Council - Kent Scientific Services | 8 | Abbey Wood Road | Kings Hill | West Malling |  | ME19 4YT | 8 Abbey Wood Road | Kings Hill | West Malling |  |  | ME19 4YT | 2025-08-12 | 4 | 1 | At all times | HAM HILL WTW | Abbey Wood Road | Solids Suspended 105 Degrees C | - | 400 | mg/l | 38.1 | Laboratory and research activities (High Impact) | Kent West | Washing of laboratory equipment and glassware. | Scientific and calibration services | Consent | DIRECT TO WTW
18464 | 1 | Tier 2 Consent | Kent County Council - Kent Scientific Services | 8 | Abbey Wood Road | Kings Hill | West Malling |  | ME19 4YT | 8 Abbey Wood Road | Kings Hill | West Malling |  |  | ME19 4YT | 2025-08-12 | 4 | 1 | At all times | HAM HILL WTW | Abbey Wood Road | Sulphate as S04 | - | 500 | mg/l | 38.1 | Laboratory and research activities (High Impact) | Kent West | Washing of laboratory equipment and glassware. | Scientific and calibration services | Consent | DIRECT TO WTW
18466 | 1 | Low Risk Consent | Enterprise Rent-A-Car UK Limited | Enterprise House | Vicarage Road |  | Egham | Surrey | TW20 9FB | U1L8 Enterprise Rent A Car Maidstone | Central Enterprise House London Road | Rocky Hill | Maidstone |  | ME16 8PY | 2025-07-22 | 2 | 0.2 | At all times | AYLESFORD WTW | London Road | Chemical Oxygen Demand Shaken as 0 | - | 800 | mg/l | 31.3 | Vehicle and plant washing (Low Impact) | Kent West | Washing of vehicles | Car and van rental | Consent | CASTLE ROAD ALLINGTON WPS
18466 | 1 | Low Risk Consent | Enterprise Rent-A-Car UK Limited | Enterprise House | Vicarage Road |  | Egham | Surrey | TW20 9FB | U1L8 Enterprise Rent A Car Maidstone | Central Enterprise House London Road | Rocky Hill | Maidstone |  | ME16 8PY | 2025-07-22 | 2 | 0.2 | At all times | AYLESFORD WTW | London Road | Nitrogen Ammoniacal as N | - | 10 | mg/l | 31.3 | Vehicle and plant washing (Low Impact) | Kent West | Washing of vehicles | Car and van rental | Consent | CASTLE ROAD ALLINGTON WPS
18466 | 1 | Low Risk Consent | Enterprise Rent-A-Car UK Limited | Enterprise House | Vicarage Road |  | Egham | Surrey | TW20 9FB | U1L8 Enterprise Rent A Car Maidstone | Central Enterprise House London Road | Rocky Hill | Maidstone |  | ME16 8PY | 2025-07-22 | 2 | 0.2 | At all times | AYLESFORD WTW | London Road | Oil and Grease | - | 200 | mg/l | 31.3 | Vehicle and plant washing (Low Impact) | Kent West | Washing of vehicles | Car and van rental | Consent | CASTLE ROAD ALLINGTON WPS
18466 | 1 | Low Risk Consent | Enterprise Rent-A-Car UK Limited | Enterprise House | Vicarage Road |  | Egham | Surrey | TW20 9FB | U1L8 Enterprise Rent A Car Maidstone | Central Enterprise House London Road | Rocky Hill | Maidstone |  | ME16 8PY | 2025-07-22 | 2 | 0.2 | At all times | AYLESFORD WTW | London Road | pH | 6 | 10 | pH Units | 31.3 | Vehicle and plant washing (Low Impact) | Kent West | Washing of vehicles | Car and van rental | Consent | CASTLE ROAD ALLINGTON WPS
18466 | 1 | Low Risk Consent | Enterprise Rent-A-Car UK Limited | Enterprise House | Vicarage Road |  | Egham | Surrey | TW20 9FB | U1L8 Enterprise Rent A Car Maidstone | Central Enterprise House London Road | Rocky Hill | Maidstone |  | ME16 8PY | 2025-07-22 | 2 | 0.2 | At all times | AYLESFORD WTW | London Road | Solids Suspended 105 Degrees C | - | 500 | mg/l | 31.3 | Vehicle and plant washing (Low Impact) | Kent West | Washing of vehicles | Car and van rental | Consent | CASTLE ROAD ALLINGTON WPS
18466 | 1 | Low Risk Consent | Enterprise Rent-A-Car UK Limited | Enterprise House | Vicarage Road |  | Egham | Surrey | TW20 9FB | U1L8 Enterprise Rent A Car Maidstone | Central Enterprise House London Road | Rocky Hill | Maidstone |  | ME16 8PY | 2025-07-22 | 2 | 0.2 | At all times | AYLESFORD WTW | London Road | Sulphate as S04 | - | 500 | mg/l | 31.3 | Vehicle and plant washing (Low Impact) | Kent West | Washing of vehicles | Car and van rental | Consent | CASTLE ROAD ALLINGTON WPS
18467 | 1 | Low Risk Consent | Posh Wash Laundrette Services Ltd | 352 | Cheriton Road | Folkestone |  |  | CT19 4DS | 352 Cheriton Road | Folkestone |  |  |  | CT19 4DS | 2025-07-23 | 5 | 1 | At all times | BROOMFIELD BANK WTW | Cheriton Road | Chemical Oxygen Demand Shaken as 0 | - | 800 | mg/l | 15.2 | Laundering (Small-scale/Coin-Op) | Kent East | Operation of a launderette | Laundry | Consent | FOLKESTONE JUNCTION WPS
18467 | 1 | Low Risk Consent | Posh Wash Laundrette Services Ltd | 352 | Cheriton Road | Folkestone |  |  | CT19 4DS | 352 Cheriton Road | Folkestone |  |  |  | CT19 4DS | 2025-07-23 | 5 | 1 | At all times | BROOMFIELD BANK WTW | Cheriton Road | Nitrogen Ammoniacal as N | - | 15 | mg/l | 15.2 | Laundering (Small-scale/Coin-Op) | Kent East | Operation of a launderette | Laundry | Consent | FOLKESTONE JUNCTION WPS
18467 | 1 | Low Risk Consent | Posh Wash Laundrette Services Ltd | 352 | Cheriton Road | Folkestone |  |  | CT19 4DS | 352 Cheriton Road | Folkestone |  |  |  | CT19 4DS | 2025-07-23 | 5 | 1 | At all times | BROOMFIELD BANK WTW | Cheriton Road | Oil and Grease | - | 200 | mg/l | 15.2 | Laundering (Small-scale/Coin-Op) | Kent East | Operation of a launderette | Laundry | Consent | FOLKESTONE JUNCTION WPS
18467 | 1 | Low Risk Consent | Posh Wash Laundrette Services Ltd | 352 | Cheriton Road | Folkestone |  |  | CT19 4DS | 352 Cheriton Road | Folkestone |  |  |  | CT19 4DS | 2025-07-23 | 5 | 1 | At all times | BROOMFIELD BANK WTW | Cheriton Road | pH | 6 | 10 | pH Units | 15.2 | Laundering (Small-scale/Coin-Op) | Kent East | Operation of a launderette | Laundry | Consent | FOLKESTONE JUNCTION WPS
18467 | 1 | Low Risk Consent | Posh Wash Laundrette Services Ltd | 352 | Cheriton Road | Folkestone |  |  | CT19 4DS | 352 Cheriton Road | Folkestone |  |  |  | CT19 4DS | 2025-07-23 | 5 | 1 | At all times | BROOMFIELD BANK WTW | Cheriton Road | Phosphorus Total | - | 15 | ug/l | 15.2 | Laundering (Small-scale/Coin-Op) | Kent East | Operation of a launderette | Laundry | Consent | FOLKESTONE JUNCTION WPS
18467 | 1 | Low Risk Consent | Posh Wash Laundrette Services Ltd | 352 | Cheriton Road | Folkestone |  |  | CT19 4DS | 352 Cheriton Road | Folkestone |  |  |  | CT19 4DS | 2025-07-23 | 5 | 1 | At all times | BROOMFIELD BANK WTW | Cheriton Road | Solids Suspended 105 Degrees C | - | 400 | mg/l | 15.2 | Laundering (Small-scale/Coin-Op) | Kent East | Operation of a launderette | Laundry | Consent | FOLKESTONE JUNCTION WPS
18467 | 1 | Low Risk Consent | Posh Wash Laundrette Services Ltd | 352 | Cheriton Road | Folkestone |  |  | CT19 4DS | 352 Cheriton Road | Folkestone |  |  |  | CT19 4DS | 2025-07-23 | 5 | 1 | At all times | BROOMFIELD BANK WTW | Cheriton Road | Sulphate as S04 | - | 500 | mg/l | 15.2 | Laundering (Small-scale/Coin-Op) | Kent East | Operation of a launderette | Laundry | Consent | FOLKESTONE JUNCTION WPS
18470 | 1 | Low Risk Consent | Huws Gray Limited | Head Office Industrial Estate | Llangefni |  | Wales |  | LL77 9JA | Huws Gray Herne Bay | Sea Street | Herne Bay |  |  | CT6 8JZ | 2025-07-25 | 2 | 0.25 | At all times | MAY STREET HERNE BAY WTW | Sea Street | Chemical Oxygen Demand Shaken as 0 | - | 800 | mg/l | 31.3 | Vehicle and plant washing (Low Impact) | Kent East | Vehicle and plant washing | Builders and timber merchant including hire of plant and equipment | Consent | KINGS HALL HERNE BAY WPS
18470 | 1 | Low Risk Consent | Huws Gray Limited | Head Office Industrial Estate | Llangefni |  | Wales |  | LL77 9JA | Huws Gray Herne Bay | Sea Street | Herne Bay |  |  | CT6 8JZ | 2025-07-25 | 2 | 0.25 | At all times | MAY STREET HERNE BAY WTW | Sea Street | Nitrogen Ammoniacal as N | - | 10 | mg/l | 31.3 | Vehicle and plant washing (Low Impact) | Kent East | Vehicle and plant washing | Builders and timber merchant including hire of plant and equipment | Consent | KINGS HALL HERNE BAY WPS
18470 | 1 | Low Risk Consent | Huws Gray Limited | Head Office Industrial Estate | Llangefni |  | Wales |  | LL77 9JA | Huws Gray Herne Bay | Sea Street | Herne Bay |  |  | CT6 8JZ | 2025-07-25 | 2 | 0.25 | At all times | MAY STREET HERNE BAY WTW | Sea Street | Oil and Grease | - | 200 | mg/l | 31.3 | Vehicle and plant washing (Low Impact) | Kent East | Vehicle and plant washing | Builders and timber merchant including hire of plant and equipment | Consent | KINGS HALL HERNE BAY WPS
18470 | 1 | Low Risk Consent | Huws Gray Limited | Head Office Industrial Estate | Llangefni |  | Wales |  | LL77 9JA | Huws Gray Herne Bay | Sea Street | Herne Bay |  |  | CT6 8JZ | 2025-07-25 | 2 | 0.25 | At all times | MAY STREET HERNE BAY WTW | Sea Street | pH | 6 | 10 | pH Units | 31.3 | Vehicle and plant washing (Low Impact) | Kent East | Vehicle and plant washing | Builders and timber merchant including hire of plant and equipment | Consent | KINGS HALL HERNE BAY WPS
18470 | 1 | Low Risk Consent | Huws Gray Limited | Head Office Industrial Estate | Llangefni |  | Wales |  | LL77 9JA | Huws Gray Herne Bay | Sea Street | Herne Bay |  |  | CT6 8JZ | 2025-07-25 | 2 | 0.25 | At all times | MAY STREET HERNE BAY WTW | Sea Street | Solids Suspended 105 Degrees C | - | 500 | mg/l | 31.3 | Vehicle and plant washing (Low Impact) | Kent East | Vehicle and plant washing | Builders and timber merchant including hire of plant and equipment | Consent | KINGS HALL HERNE BAY WPS
18470 | 1 | Low Risk Consent | Huws Gray Limited | Head Office Industrial Estate | Llangefni |  | Wales |  | LL77 9JA | Huws Gray Herne Bay | Sea Street | Herne Bay |  |  | CT6 8JZ | 2025-07-25 | 2 | 0.25 | At all times | MAY STREET HERNE BAY WTW | Sea Street | Sulphate as S04 | - | 500 | mg/l | 31.3 | Vehicle and plant washing (Low Impact) | Kent East | Vehicle and plant washing | Builders and timber merchant including hire of plant and equipment | Consent | KINGS HALL HERNE BAY WPS
18475 | 1 | Low Risk Consent | Highway Stops Retail Limited | Unit 11 Metro Trading Centre | Second Way |  | Wembley |  | HA9 0YJ | Anson Service Station | 219 Brockenhurst Road | Gosport | Hants |  | PO12 3AZ | 2025-07-30 | 5 | 1 | 24 hours | PEEL COMMON WTW | Brockenhurst road between m.h.6601 and 6701 | Chemical Oxygen Demand Shaken as 0 | - | 800 | mg/l | 31.2 | Vehicle and plant washing (Low Impact) | Hampshire East | Vehicle Wash | Jet washing of vehciles | Consent | CAMBRIDGE ROAD GOSPORT WPS
18475 | 1 | Low Risk Consent | Highway Stops Retail Limited | Unit 11 Metro Trading Centre | Second Way |  | Wembley |  | HA9 0YJ | Anson Service Station | 219 Brockenhurst Road | Gosport | Hants |  | PO12 3AZ | 2025-07-30 | 5 | 1 | 24 hours | PEEL COMMON WTW | Brockenhurst road between m.h.6601 and 6701 | Nitrogen Ammoniacal as N | - | 10 | mg/l | 31.2 | Vehicle and plant washing (Low Impact) | Hampshire East | Vehicle Wash | Jet washing of vehciles | Consent | CAMBRIDGE ROAD GOSPORT WPS
18475 | 1 | Low Risk Consent | Highway Stops Retail Limited | Unit 11 Metro Trading Centre | Second Way |  | Wembley |  | HA9 0YJ | Anson Service Station | 219 Brockenhurst Road | Gosport | Hants |  | PO12 3AZ | 2025-07-30 | 5 | 1 | 24 hours | PEEL COMMON WTW | Brockenhurst road between m.h.6601 and 6701 | pH | 6 | 10 | pH Units | 31.2 | Vehicle and plant washing (Low Impact) | Hampshire East | Vehicle Wash | Jet washing of vehciles | Consent | CAMBRIDGE ROAD GOSPORT WPS
18475 | 1 | Low Risk Consent | Highway Stops Retail Limited | Unit 11 Metro Trading Centre | Second Way |  | Wembley |  | HA9 0YJ | Anson Service Station | 219 Brockenhurst Road | Gosport | Hants |  | PO12 3AZ | 2025-07-30 | 5 | 1 | 24 hours | PEEL COMMON WTW | Brockenhurst road between m.h.6601 and 6701 | Solids Suspended 105 Degrees C | - | 400 | mg/l | 31.2 | Vehicle and plant washing (Low Impact) | Hampshire East | Vehicle Wash | Jet washing of vehciles | Consent | CAMBRIDGE ROAD GOSPORT WPS
18476 | 1 | Low Risk Consent | Kurt J. Lekser Company Limited | Austin House | Sidney Little Road | Churchfields Industrial Estate | St. Leonards-On-Sea |  | TN38 9PU | Austin House | Sidney Little Road | Churchfield Industrial Estate | St Leonards on Sea |  | TN38 9PU | 2025-08-04 | 1 | 0.5 | At any time | BEXHILL & HASTINGS WTW | Sidney Little Road | Chemical Oxygen Demand Shaken as 0 | - | 800 | mg/l | 8.2 | Engineering (Low risk) | Sussex East | Mild (neutralised) Acid process for descaling welds. Washing/cleaning of small parts on a detergent | Manufacture of vacuum chambers from stainless Steel | Consent | BULVERHYTHE WPS
18476 | 1 | Low Risk Consent | Kurt J. Lekser Company Limited | Austin House | Sidney Little Road | Churchfields Industrial Estate | St. Leonards-On-Sea |  | TN38 9PU | Austin House | Sidney Little Road | Churchfield Industrial Estate | St Leonards on Sea |  | TN38 9PU | 2025-08-04 | 1 | 0.5 | At any time | BEXHILL & HASTINGS WTW | Sidney Little Road | Oil and Grease | - | 200 | mg/l | 8.2 | Engineering (Low risk) | Sussex East | Mild (neutralised) Acid process for descaling welds. Washing/cleaning of small parts on a detergent | Manufacture of vacuum chambers from stainless Steel | Consent | BULVERHYTHE WPS
18476 | 1 | Low Risk Consent | Kurt J. Lekser Company Limited | Austin House | Sidney Little Road | Churchfields Industrial Estate | St. Leonards-On-Sea |  | TN38 9PU | Austin House | Sidney Little Road | Churchfield Industrial Estate | St Leonards on Sea |  | TN38 9PU | 2025-08-04 | 1 | 0.5 | At any time | BEXHILL & HASTINGS WTW | Sidney Little Road | pH | 6 | 10 | pH Units | 8.2 | Engineering (Low risk) | Sussex East | Mild (neutralised) Acid process for descaling welds. Washing/cleaning of small parts on a detergent | Manufacture of vacuum chambers from stainless Steel | Consent | BULVERHYTHE WPS
18476 | 1 | Low Risk Consent | Kurt J. Lekser Company Limited | Austin House | Sidney Little Road | Churchfields Industrial Estate | St. Leonards-On-Sea |  | TN38 9PU | Austin House | Sidney Little Road | Churchfield Industrial Estate | St Leonards on Sea |  | TN38 9PU | 2025-08-04 | 1 | 0.5 | At any time | BEXHILL & HASTINGS WTW | Sidney Little Road | Solids Suspended 105 Degrees C | - | 400 | mg/l | 8.2 | Engineering (Low risk) | Sussex East | Mild (neutralised) Acid process for descaling welds. Washing/cleaning of small parts on a detergent | Manufacture of vacuum chambers from stainless Steel | Consent | BULVERHYTHE WPS
18478 | - | Tier 2 Consent | Severn Trent Services Operations UK Limited | Severn Trent Centre | 2 St John's Street |  | Coventry |  | CV1 2LZ | R A S C Lines | Shorncliffe | RASC Lines |  | Folkesto | CT20 3EZ | 2025-08-27 | 11.5 | 0.31 | At all times | BROOMFIELD BANK WTW | North Road | Chemical Oxygen Demand Shaken as 0 | - | 800 | mg/l | 31.3 | Vehicle and plant washing (Low Impact) | Kent East | Automatic roll-over cleaning of vehicles | Non trader as national defence service | Discontinuation | FOLKESTONE JUNCTION WPS
18478 | - | Tier 2 Consent | Severn Trent Services Operations UK Limited | Severn Trent Centre | 2 St John's Street |  | Coventry |  | CV1 2LZ | R A S C Lines | Shorncliffe | RASC Lines |  | Folkesto | CT20 3EZ | 2025-08-27 | 11.5 | 0.31 | At all times | BROOMFIELD BANK WTW | North Road | Nitrogen Ammoniacal as N | - | 10 | mg/l | 31.3 | Vehicle and plant washing (Low Impact) | Kent East | Automatic roll-over cleaning of vehicles | Non trader as national defence service | Discontinuation | FOLKESTONE JUNCTION WPS
18478 | - | Tier 2 Consent | Severn Trent Services Operations UK Limited | Severn Trent Centre | 2 St John's Street |  | Coventry |  | CV1 2LZ | R A S C Lines | Shorncliffe | RASC Lines |  | Folkesto | CT20 3EZ | 2025-08-27 | 11.5 | 0.31 | At all times | BROOMFIELD BANK WTW | North Road | Oil and Grease | - | 200 | mg/l | 31.3 | Vehicle and plant washing (Low Impact) | Kent East | Automatic roll-over cleaning of vehicles | Non trader as national defence service | Discontinuation | FOLKESTONE JUNCTION WPS
18478 | - | Tier 2 Consent | Severn Trent Services Operations UK Limited | Severn Trent Centre | 2 St John's Street |  | Coventry |  | CV1 2LZ | R A S C Lines | Shorncliffe | RASC Lines |  | Folkesto | CT20 3EZ | 2025-08-27 | 11.5 | 0.31 | At all times | BROOMFIELD BANK WTW | North Road | pH | 6 | 10 | pH Units | 31.3 | Vehicle and plant washing (Low Impact) | Kent East | Automatic roll-over cleaning of vehicles | Non trader as national defence service | Discontinuation | FOLKESTONE JUNCTION WPS
18478 | - | Tier 2 Consent | Severn Trent Services Operations UK Limited | Severn Trent Centre | 2 St John's Street |  | Coventry |  | CV1 2LZ | R A S C Lines | Shorncliffe | RASC Lines |  | Folkesto | CT20 3EZ | 2025-08-27 | 11.5 | 0.31 | At all times | BROOMFIELD BANK WTW | North Road | Solids Suspended 105 Degrees C | - | 500 | mg/l | 31.3 | Vehicle and plant washing (Low Impact) | Kent East | Automatic roll-over cleaning of vehicles | Non trader as national defence service | Discontinuation | FOLKESTONE JUNCTION WPS
18478 | - | Tier 2 Consent | Severn Trent Services Operations UK Limited | Severn Trent Centre | 2 St John's Street |  | Coventry |  | CV1 2LZ | R A S C Lines | Shorncliffe | RASC Lines |  | Folkesto | CT20 3EZ | 2025-08-27 | 11.5 | 0.31 | At all times | BROOMFIELD BANK WTW | North Road | Sulphate as S04 | - | 500 | mg/l | 31.3 | Vehicle and plant washing (Low Impact) | Kent East | Automatic roll-over cleaning of vehicles | Non trader as national defence service | Discontinuation | FOLKESTONE JUNCTION WPS
18480 | 1 | Low Risk Consent | PROMEGA UK LIMITED | University of Southampton Science Park | 2 Benham Road | Chilworth | Southampton |  | SO16 7QJ | University of Southampton Science Park | 2 Benham Road | Chilworth | Southampton |  | SO16 7QJ | 2025-07-31 | 1 | 1 | At all times | MILLBROOK WTW | Car park off Benham Road (///irony.demand.renamed) | Chemical Oxygen Demand Shaken as 0 | 0 | 800 | mg/l | 38.2 | Laboratory and research activities (Low Impact) | Hampshire West | Washing of laboratory equipment and glassware and diluted out-of-date chemical solutions. | Life Science Supplier | Consent | MANOR ROAD CHILWORTH WPS
18480 | 1 | Low Risk Consent | PROMEGA UK LIMITED | University of Southampton Science Park | 2 Benham Road | Chilworth | Southampton |  | SO16 7QJ | University of Southampton Science Park | 2 Benham Road | Chilworth | Southampton |  | SO16 7QJ | 2025-07-31 | 1 | 1 | At all times | MILLBROOK WTW | Car park off Benham Road (///irony.demand.renamed) | Nitrogen Ammoniacal as N | 0 | 10 | mg/l | 38.2 | Laboratory and research activities (Low Impact) | Hampshire West | Washing of laboratory equipment and glassware and diluted out-of-date chemical solutions. | Life Science Supplier | Consent | MANOR ROAD CHILWORTH WPS
18480 | 1 | Low Risk Consent | PROMEGA UK LIMITED | University of Southampton Science Park | 2 Benham Road | Chilworth | Southampton |  | SO16 7QJ | University of Southampton Science Park | 2 Benham Road | Chilworth | Southampton |  | SO16 7QJ | 2025-07-31 | 1 | 1 | At all times | MILLBROOK WTW | Car park off Benham Road (///irony.demand.renamed) | pH | 6 | 10 | pH Units | 38.2 | Laboratory and research activities (Low Impact) | Hampshire West | Washing of laboratory equipment and glassware and diluted out-of-date chemical solutions. | Life Science Supplier | Consent | MANOR ROAD CHILWORTH WPS
18480 | 1 | Low Risk Consent | PROMEGA UK LIMITED | University of Southampton Science Park | 2 Benham Road | Chilworth | Southampton |  | SO16 7QJ | University of Southampton Science Park | 2 Benham Road | Chilworth | Southampton |  | SO16 7QJ | 2025-07-31 | 1 | 1 | At all times | MILLBROOK WTW | Car park off Benham Road (///irony.demand.renamed) | Solids Suspended 105 Degrees C | 0 | 400 | mg/l | 38.2 | Laboratory and research activities (Low Impact) | Hampshire West | Washing of laboratory equipment and glassware and diluted out-of-date chemical solutions. | Life Science Supplier | Consent | MANOR ROAD CHILWORTH WPS
18481 | 1 | Low Risk Consent | MD Car Wash LTD | Apex House 2nd Floor |  | Grand Arcade | London |  | N12 0EH | Hand Car Wash | Tesco Store | Caird Avenue | New Milton |  | BH25 6BP | 2025-09-03 | 1 | 0.5 | At all times | MILFORD ROAD PENNINGTON WTW | Off Caird Ave | Chemical Oxygen Demand Shaken as 0 | 0 | 800 | mg/l | 31.2 | Vehicle and plant washing (Low Impact) | Hampshire West | washing and valeting of vehicles | Hand car wash and valeting | Consent | PETERS LANE NEW MILTON WPS
18481 | 1 | Low Risk Consent | MD Car Wash LTD | Apex House 2nd Floor |  | Grand Arcade | London |  | N12 0EH | Hand Car Wash | Tesco Store | Caird Avenue | New Milton |  | BH25 6BP | 2025-09-03 | 1 | 0.5 | At all times | MILFORD ROAD PENNINGTON WTW | Off Caird Ave | Nitrogen Ammoniacal as N | 0 | 10 | mg/l | 31.2 | Vehicle and plant washing (Low Impact) | Hampshire West | washing and valeting of vehicles | Hand car wash and valeting | Consent | PETERS LANE NEW MILTON WPS
18481 | 1 | Low Risk Consent | MD Car Wash LTD | Apex House 2nd Floor |  | Grand Arcade | London |  | N12 0EH | Hand Car Wash | Tesco Store | Caird Avenue | New Milton |  | BH25 6BP | 2025-09-03 | 1 | 0.5 | At all times | MILFORD ROAD PENNINGTON WTW | Off Caird Ave | Oil and Grease | 0 | 200 | mg/l | 31.2 | Vehicle and plant washing (Low Impact) | Hampshire West | washing and valeting of vehicles | Hand car wash and valeting | Consent | PETERS LANE NEW MILTON WPS
18481 | 1 | Low Risk Consent | MD Car Wash LTD | Apex House 2nd Floor |  | Grand Arcade | London |  | N12 0EH | Hand Car Wash | Tesco Store | Caird Avenue | New Milton |  | BH25 6BP | 2025-09-03 | 1 | 0.5 | At all times | MILFORD ROAD PENNINGTON WTW | Off Caird Ave | pH | 6 | 10 | pH Units | 31.2 | Vehicle and plant washing (Low Impact) | Hampshire West | washing and valeting of vehicles | Hand car wash and valeting | Consent | PETERS LANE NEW MILTON WPS
18481 | 1 | Low Risk Consent | MD Car Wash LTD | Apex House 2nd Floor |  | Grand Arcade | London |  | N12 0EH | Hand Car Wash | Tesco Store | Caird Avenue | New Milton |  | BH25 6BP | 2025-09-03 | 1 | 0.5 | At all times | MILFORD ROAD PENNINGTON WTW | Off Caird Ave | Solids Suspended 105 Degrees C | 0 | 500 | mg/l | 31.2 | Vehicle and plant washing (Low Impact) | Hampshire West | washing and valeting of vehicles | Hand car wash and valeting | Consent | PETERS LANE NEW MILTON WPS
18481 | 1 | Low Risk Consent | MD Car Wash LTD | Apex House 2nd Floor |  | Grand Arcade | London |  | N12 0EH | Hand Car Wash | Tesco Store | Caird Avenue | New Milton |  | BH25 6BP | 2025-09-03 | 1 | 0.5 | At all times | MILFORD ROAD PENNINGTON WTW | Off Caird Ave | Sulphate as S04 | 0 | 500 | mg/l | 31.2 | Vehicle and plant washing (Low Impact) | Hampshire West | washing and valeting of vehicles | Hand car wash and valeting | Consent | PETERS LANE NEW MILTON WPS
18483 | 1 | Low Risk Consent | K V Manufacturing Limited | Unit 1 Site J | Albert Drive |  | Burgess Hill | West Sussex | RH15 9TN | Unit 1 | 15 Albert Drive |  | BURGESS HILL | SW | RH15 9TN | 2025-08-08 | 2 | 2 | at all times | GODDARDS GREEN WTW | Albert Drive | Chemical Oxygen Demand Shaken as 0 | - | 1000 | mg/l | 15.2 | Laundering (Small-scale/Coin-Op) | Sussex West | Laundering of new clothes | Commercial Laundry: Commercial Laundry process | Consent | -
18483 | 1 | Low Risk Consent | K V Manufacturing Limited | Unit 1 Site J | Albert Drive |  | Burgess Hill | West Sussex | RH15 9TN | Unit 1 | 15 Albert Drive |  | BURGESS HILL | SW | RH15 9TN | 2025-08-08 | 2 | 2 | at all times | GODDARDS GREEN WTW | Albert Drive | pH Limit | 6 | 10 |  | 15.2 | Laundering (Small-scale/Coin-Op) | Sussex West | Laundering of new clothes | Commercial Laundry: Commercial Laundry process | Consent | -
18483 | 1 | Low Risk Consent | K V Manufacturing Limited | Unit 1 Site J | Albert Drive |  | Burgess Hill | West Sussex | RH15 9TN | Unit 1 | 15 Albert Drive |  | BURGESS HILL | SW | RH15 9TN | 2025-08-08 | 2 | 2 | at all times | GODDARDS GREEN WTW | Albert Drive | Solids Suspended 105 Degrees C | - | 500 | mg/l | 15.2 | Laundering (Small-scale/Coin-Op) | Sussex West | Laundering of new clothes | Commercial Laundry: Commercial Laundry process | Consent | -
18485 | 3 | Tier 2 Consent | Kier Construction Limited | 2nd Floor | Optimum House | Clippers Quay | Salford |  | M50 3XP | Springfield School | Central Road | Drayton | Portsmouth | Hants | PO6 1QY | 2025-09-08 | 110 | 10 | 24 hours | BUDDS FARM HAVANT WTW | (Grove Road (sheet.cool.beam) | Chemical Oxygen Demand Shaken as 0 | - | 800 | mg/l | 37.3 | Temporary land reclamation/remediation schemes | Hampshire East | Excavation Dewatering (abstraction of accumulated ground and surface water from excavations) | Construction of new buildings on the site of New Springfield School. | Consent | MAISON DIEU ROAD DOVER WPS
18485 | 3 | Tier 2 Consent | Kier Construction Limited | 2nd Floor | Optimum House | Clippers Quay | Salford |  | M50 3XP | Springfield School | Central Road | Drayton | Portsmouth | Hants | PO6 1QY | 2025-09-08 | 110 | 10 | 24 hours | BUDDS FARM HAVANT WTW | (Grove Road (sheet.cool.beam) | Nitrogen Ammoniacal as N | - | 20 | mg/l | 37.3 | Temporary land reclamation/remediation schemes | Hampshire East | Excavation Dewatering (abstraction of accumulated ground and surface water from excavations) | Construction of new buildings on the site of New Springfield School. | Consent | MAISON DIEU ROAD DOVER WPS
18485 | 3 | Tier 2 Consent | Kier Construction Limited | 2nd Floor | Optimum House | Clippers Quay | Salford |  | M50 3XP | Springfield School | Central Road | Drayton | Portsmouth | Hants | PO6 1QY | 2025-09-08 | 110 | 10 | 24 hours | BUDDS FARM HAVANT WTW | (Grove Road (sheet.cool.beam) | Oil and Grease | - | 200 | mg/l | 37.3 | Temporary land reclamation/remediation schemes | Hampshire East | Excavation Dewatering (abstraction of accumulated ground and surface water from excavations) | Construction of new buildings on the site of New Springfield School. | Consent | MAISON DIEU ROAD DOVER WPS
18485 | 3 | Tier 2 Consent | Kier Construction Limited | 2nd Floor | Optimum House | Clippers Quay | Salford |  | M50 3XP | Springfield School | Central Road | Drayton | Portsmouth | Hants | PO6 1QY | 2025-09-08 | 110 | 10 | 24 hours | BUDDS FARM HAVANT WTW | (Grove Road (sheet.cool.beam) | Solids Suspended 105 Degrees C | - | 400 | mg/l | 37.3 | Temporary land reclamation/remediation schemes | Hampshire East | Excavation Dewatering (abstraction of accumulated ground and surface water from excavations) | Construction of new buildings on the site of New Springfield School. | Consent | MAISON DIEU ROAD DOVER WPS
18487 | 1 | Low Risk Consent | Jones Bros Ruthin (Civil Engineering) Co. Limited | Ty Glyn | Canol Y Dre, Ruthin |  | Clwyd |  | LL15 1QW | Havant Thicket Reservoir | Swanmore Road | Havant | Hampshire |  | PO9 4ET | 2025-08-14 | 2 | 0.5 | 24 hours | BUDDS FARM HAVANT WTW | Swanmore Road (XY coordinates: 470785, 109345; NGR: SU 70785 09345) | Chemical Oxygen Demand Shaken as 0 | - | 800 | mg/l | 8.2 | Engineering (Low risk) | Hampshire East | • An on-site laboratory used for soil analysis • A boot wash station used by site personnel | On-site laboratory effluent. Boot wash station. | Consent | HAVANT ROAD HORNDEAN WPS
18487 | 1 | Low Risk Consent | Jones Bros Ruthin (Civil Engineering) Co. Limited | Ty Glyn | Canol Y Dre, Ruthin |  | Clwyd |  | LL15 1QW | Havant Thicket Reservoir | Swanmore Road | Havant | Hampshire |  | PO9 4ET | 2025-08-14 | 2 | 0.5 | 24 hours | BUDDS FARM HAVANT WTW | Swanmore Road (XY coordinates: 470785, 109345; NGR: SU 70785 09345) | Nitrogen Ammoniacal as N | - | 10 | mg/l | 8.2 | Engineering (Low risk) | Hampshire East | • An on-site laboratory used for soil analysis • A boot wash station used by site personnel | On-site laboratory effluent. Boot wash station. | Consent | HAVANT ROAD HORNDEAN WPS
18487 | 1 | Low Risk Consent | Jones Bros Ruthin (Civil Engineering) Co. Limited | Ty Glyn | Canol Y Dre, Ruthin |  | Clwyd |  | LL15 1QW | Havant Thicket Reservoir | Swanmore Road | Havant | Hampshire |  | PO9 4ET | 2025-08-14 | 2 | 0.5 | 24 hours | BUDDS FARM HAVANT WTW | Swanmore Road (XY coordinates: 470785, 109345; NGR: SU 70785 09345) | Oil and Grease | - | 50 | mg/l | 8.2 | Engineering (Low risk) | Hampshire East | • An on-site laboratory used for soil analysis • A boot wash station used by site personnel | On-site laboratory effluent. Boot wash station. | Consent | HAVANT ROAD HORNDEAN WPS
18487 | 1 | Low Risk Consent | Jones Bros Ruthin (Civil Engineering) Co. Limited | Ty Glyn | Canol Y Dre, Ruthin |  | Clwyd |  | LL15 1QW | Havant Thicket Reservoir | Swanmore Road | Havant | Hampshire |  | PO9 4ET | 2025-08-14 | 2 | 0.5 | 24 hours | BUDDS FARM HAVANT WTW | Swanmore Road (XY coordinates: 470785, 109345; NGR: SU 70785 09345) | pH | 6 | 10 | pH Units | 8.2 | Engineering (Low risk) | Hampshire East | • An on-site laboratory used for soil analysis • A boot wash station used by site personnel | On-site laboratory effluent. Boot wash station. | Consent | HAVANT ROAD HORNDEAN WPS
18487 | 1 | Low Risk Consent | Jones Bros Ruthin (Civil Engineering) Co. Limited | Ty Glyn | Canol Y Dre, Ruthin |  | Clwyd |  | LL15 1QW | Havant Thicket Reservoir | Swanmore Road | Havant | Hampshire |  | PO9 4ET | 2025-08-14 | 2 | 0.5 | 24 hours | BUDDS FARM HAVANT WTW | Swanmore Road (XY coordinates: 470785, 109345; NGR: SU 70785 09345) | Solids Suspended 105 Degrees C | - | 400 | mg/l | 8.2 | Engineering (Low risk) | Hampshire East | • An on-site laboratory used for soil analysis • A boot wash station used by site personnel | On-site laboratory effluent. Boot wash station. | Consent | HAVANT ROAD HORNDEAN WPS
18488 | 2 | Tier 2 Consent | Motor Fuel Limited | 10 Bricket Road | St Albans |  | Hertfordshire | Hertfordshire | AL1 3JX | Paddock Wood Service Station | 147 Maidstone Road | Paddock Wood | Tonbridge | Kent | TN12 6DT | 2025-09-30 | 6 | 1.1 | at any time | PADDOCK WOOD WTW | 150mm foul sewer in Maidstone Rd. What3words: grazed.giving.thudding | Chemical Oxygen Demand Shaken as 0 | - | 800 | mg/l | 31.2 | Vehicle and plant washing (Low Impact) | Sussex East | Vehicle washing - 1xAuto Car Wash | Fuel station and vehicle valeting | Consent | STATION ROAD PADDOCK WOOD WPS
18488 | 2 | Tier 2 Consent | Motor Fuel Limited | 10 Bricket Road | St Albans |  | Hertfordshire | Hertfordshire | AL1 3JX | Paddock Wood Service Station | 147 Maidstone Road | Paddock Wood | Tonbridge | Kent | TN12 6DT | 2025-09-30 | 6 | 1.1 | at any time | PADDOCK WOOD WTW | 150mm foul sewer in Maidstone Rd. What3words: grazed.giving.thudding | Nitrogen Ammoniacal as N | - | 10 | mg/l | 31.2 | Vehicle and plant washing (Low Impact) | Sussex East | Vehicle washing - 1xAuto Car Wash | Fuel station and vehicle valeting | Consent | STATION ROAD PADDOCK WOOD WPS
18488 | 2 | Tier 2 Consent | Motor Fuel Limited | 10 Bricket Road | St Albans |  | Hertfordshire | Hertfordshire | AL1 3JX | Paddock Wood Service Station | 147 Maidstone Road | Paddock Wood | Tonbridge | Kent | TN12 6DT | 2025-09-30 | 6 | 1.1 | at any time | PADDOCK WOOD WTW | 150mm foul sewer in Maidstone Rd. What3words: grazed.giving.thudding | Oil and Grease | - | 200 | mg/l | 31.2 | Vehicle and plant washing (Low Impact) | Sussex East | Vehicle washing - 1xAuto Car Wash | Fuel station and vehicle valeting | Consent | STATION ROAD PADDOCK WOOD WPS
18488 | 2 | Tier 2 Consent | Motor Fuel Limited | 10 Bricket Road | St Albans |  | Hertfordshire | Hertfordshire | AL1 3JX | Paddock Wood Service Station | 147 Maidstone Road | Paddock Wood | Tonbridge | Kent | TN12 6DT | 2025-09-30 | 6 | 1.1 | at any time | PADDOCK WOOD WTW | 150mm foul sewer in Maidstone Rd. What3words: grazed.giving.thudding | pH | 6 | 10 | pH Units | 31.2 | Vehicle and plant washing (Low Impact) | Sussex East | Vehicle washing - 1xAuto Car Wash | Fuel station and vehicle valeting | Consent | STATION ROAD PADDOCK WOOD WPS
18488 | 2 | Tier 2 Consent | Motor Fuel Limited | 10 Bricket Road | St Albans |  | Hertfordshire | Hertfordshire | AL1 3JX | Paddock Wood Service Station | 147 Maidstone Road | Paddock Wood | Tonbridge | Kent | TN12 6DT | 2025-09-30 | 6 | 1.1 | at any time | PADDOCK WOOD WTW | 150mm foul sewer in Maidstone Rd. What3words: grazed.giving.thudding | Phosphorus Total | - | 15 | ug/l | 31.2 | Vehicle and plant washing (Low Impact) | Sussex East | Vehicle washing - 1xAuto Car Wash | Fuel station and vehicle valeting | Consent | STATION ROAD PADDOCK WOOD WPS
18488 | 2 | Tier 2 Consent | Motor Fuel Limited | 10 Bricket Road | St Albans |  | Hertfordshire | Hertfordshire | AL1 3JX | Paddock Wood Service Station | 147 Maidstone Road | Paddock Wood | Tonbridge | Kent | TN12 6DT | 2025-09-30 | 6 | 1.1 | at any time | PADDOCK WOOD WTW | 150mm foul sewer in Maidstone Rd. What3words: grazed.giving.thudding | Solids Suspended 105 Degrees C | - | 500 | mg/l | 31.2 | Vehicle and plant washing (Low Impact) | Sussex East | Vehicle washing - 1xAuto Car Wash | Fuel station and vehicle valeting | Consent | STATION ROAD PADDOCK WOOD WPS
18488 | 2 | Tier 2 Consent | Motor Fuel Limited | 10 Bricket Road | St Albans |  | Hertfordshire | Hertfordshire | AL1 3JX | Paddock Wood Service Station | 147 Maidstone Road | Paddock Wood | Tonbridge | Kent | TN12 6DT | 2025-09-30 | 6 | 1.1 | at any time | PADDOCK WOOD WTW | 150mm foul sewer in Maidstone Rd. What3words: grazed.giving.thudding | Sulphate as S04 | - | 500 | mg/l | 31.2 | Vehicle and plant washing (Low Impact) | Sussex East | Vehicle washing - 1xAuto Car Wash | Fuel station and vehicle valeting | Consent | STATION ROAD PADDOCK WOOD WPS
18489 | 1 | Low Risk Consent | Ainscough Crane Hire Ltd | Bradley Hall | Bradley Lane | Standish | Wigan |  | WN6 0XQ | Maidstone Depot | Old Mill Lane | Aylesford | Maidstone | Kent | ME20 7DT | 2025-08-26 | 3 | 0.17 | At all times | AYLESFORD WTW | Old Mill Lane | Chemical Oxygen Demand Shaken as 0 | - | 800 | mg/l | 31.3 | Vehicle and plant washing (Low Impact) | Kent West | Washing of mobile cranes | Crane Hire | Consent | AYLESFORD BRIDGE AYLESFORD WPS
18489 | 1 | Low Risk Consent | Ainscough Crane Hire Ltd | Bradley Hall | Bradley Lane | Standish | Wigan |  | WN6 0XQ | Maidstone Depot | Old Mill Lane | Aylesford | Maidstone | Kent | ME20 7DT | 2025-08-26 | 3 | 0.17 | At all times | AYLESFORD WTW | Old Mill Lane | Nitrogen Ammoniacal as N | - | 10 | mg/l | 31.3 | Vehicle and plant washing (Low Impact) | Kent West | Washing of mobile cranes | Crane Hire | Consent | AYLESFORD BRIDGE AYLESFORD WPS
18489 | 1 | Low Risk Consent | Ainscough Crane Hire Ltd | Bradley Hall | Bradley Lane | Standish | Wigan |  | WN6 0XQ | Maidstone Depot | Old Mill Lane | Aylesford | Maidstone | Kent | ME20 7DT | 2025-08-26 | 3 | 0.17 | At all times | AYLESFORD WTW | Old Mill Lane | Oil and Grease | - | 200 | mg/l | 31.3 | Vehicle and plant washing (Low Impact) | Kent West | Washing of mobile cranes | Crane Hire | Consent | AYLESFORD BRIDGE AYLESFORD WPS
18489 | 1 | Low Risk Consent | Ainscough Crane Hire Ltd | Bradley Hall | Bradley Lane | Standish | Wigan |  | WN6 0XQ | Maidstone Depot | Old Mill Lane | Aylesford | Maidstone | Kent | ME20 7DT | 2025-08-26 | 3 | 0.17 | At all times | AYLESFORD WTW | Old Mill Lane | pH | 6 | 10 | pH Units | 31.3 | Vehicle and plant washing (Low Impact) | Kent West | Washing of mobile cranes | Crane Hire | Consent | AYLESFORD BRIDGE AYLESFORD WPS
18489 | 1 | Low Risk Consent | Ainscough Crane Hire Ltd | Bradley Hall | Bradley Lane | Standish | Wigan |  | WN6 0XQ | Maidstone Depot | Old Mill Lane | Aylesford | Maidstone | Kent | ME20 7DT | 2025-08-26 | 3 | 0.17 | At all times | AYLESFORD WTW | Old Mill Lane | Solids Suspended 105 Degrees C | - | 500 | mg/l | 31.3 | Vehicle and plant washing (Low Impact) | Kent West | Washing of mobile cranes | Crane Hire | Consent | AYLESFORD BRIDGE AYLESFORD WPS
18489 | 1 | Low Risk Consent | Ainscough Crane Hire Ltd | Bradley Hall | Bradley Lane | Standish | Wigan |  | WN6 0XQ | Maidstone Depot | Old Mill Lane | Aylesford | Maidstone | Kent | ME20 7DT | 2025-08-26 | 3 | 0.17 | At all times | AYLESFORD WTW | Old Mill Lane | Sulphate as S04 | - | 500 | mg/l | 31.3 | Vehicle and plant washing (Low Impact) | Kent West | Washing of mobile cranes | Crane Hire | Consent | AYLESFORD BRIDGE AYLESFORD WPS
18490 | 1 | Tier 2 Consent | Motor Fuel Limited | 10 Bricket Road | St Albans |  | Hertfordshire | Hertfordshire | AL1 3JX | Sidley Service Station | Holliers Hill | Sidley | Bexhill-on-Sea | East SUs | TN40 2DD | 2025-09-15 | 14 | 1.1 | At any time | BEXHILL & HASTINGS WTW | 300mm Southern Water foul sewer joining London Road | Chemical Oxygen Demand Shaken as 0 | - | 800 | mg/l | 31.2 | Vehicle and plant washing (Low Impact) | Sussex East | Vehicle Washing - 1x Auto car wash | Fuel Station and Vehicle Valeting | Consent | GALLEY HILL BEXHILL WPS
18490 | 1 | Tier 2 Consent | Motor Fuel Limited | 10 Bricket Road | St Albans |  | Hertfordshire | Hertfordshire | AL1 3JX | Sidley Service Station | Holliers Hill | Sidley | Bexhill-on-Sea | East SUs | TN40 2DD | 2025-09-15 | 14 | 1.1 | At any time | BEXHILL & HASTINGS WTW | 300mm Southern Water foul sewer joining London Road | Nitrogen Ammoniacal as N | - | 10 | mg/l | 31.2 | Vehicle and plant washing (Low Impact) | Sussex East | Vehicle Washing - 1x Auto car wash | Fuel Station and Vehicle Valeting | Consent | GALLEY HILL BEXHILL WPS
18490 | 1 | Tier 2 Consent | Motor Fuel Limited | 10 Bricket Road | St Albans |  | Hertfordshire | Hertfordshire | AL1 3JX | Sidley Service Station | Holliers Hill | Sidley | Bexhill-on-Sea | East SUs | TN40 2DD | 2025-09-15 | 14 | 1.1 | At any time | BEXHILL & HASTINGS WTW | 300mm Southern Water foul sewer joining London Road | Oil and Grease | - | 200 | mg/l | 31.2 | Vehicle and plant washing (Low Impact) | Sussex East | Vehicle Washing - 1x Auto car wash | Fuel Station and Vehicle Valeting | Consent | GALLEY HILL BEXHILL WPS
18490 | 1 | Tier 2 Consent | Motor Fuel Limited | 10 Bricket Road | St Albans |  | Hertfordshire | Hertfordshire | AL1 3JX | Sidley Service Station | Holliers Hill | Sidley | Bexhill-on-Sea | East SUs | TN40 2DD | 2025-09-15 | 14 | 1.1 | At any time | BEXHILL & HASTINGS WTW | 300mm Southern Water foul sewer joining London Road | pH | 6 | 10 | pH Units | 31.2 | Vehicle and plant washing (Low Impact) | Sussex East | Vehicle Washing - 1x Auto car wash | Fuel Station and Vehicle Valeting | Consent | GALLEY HILL BEXHILL WPS
18490 | 1 | Tier 2 Consent | Motor Fuel Limited | 10 Bricket Road | St Albans |  | Hertfordshire | Hertfordshire | AL1 3JX | Sidley Service Station | Holliers Hill | Sidley | Bexhill-on-Sea | East SUs | TN40 2DD | 2025-09-15 | 14 | 1.1 | At any time | BEXHILL & HASTINGS WTW | 300mm Southern Water foul sewer joining London Road | Phosphorus Total | - | 15 | ug/l | 31.2 | Vehicle and plant washing (Low Impact) | Sussex East | Vehicle Washing - 1x Auto car wash | Fuel Station and Vehicle Valeting | Consent | GALLEY HILL BEXHILL WPS
18490 | 1 | Tier 2 Consent | Motor Fuel Limited | 10 Bricket Road | St Albans |  | Hertfordshire | Hertfordshire | AL1 3JX | Sidley Service Station | Holliers Hill | Sidley | Bexhill-on-Sea | East SUs | TN40 2DD | 2025-09-15 | 14 | 1.1 | At any time | BEXHILL & HASTINGS WTW | 300mm Southern Water foul sewer joining London Road | Solids Suspended 105 Degrees C | - | 500 | mg/l | 31.2 | Vehicle and plant washing (Low Impact) | Sussex East | Vehicle Washing - 1x Auto car wash | Fuel Station and Vehicle Valeting | Consent | GALLEY HILL BEXHILL WPS
18490 | 1 | Tier 2 Consent | Motor Fuel Limited | 10 Bricket Road | St Albans |  | Hertfordshire | Hertfordshire | AL1 3JX | Sidley Service Station | Holliers Hill | Sidley | Bexhill-on-Sea | East SUs | TN40 2DD | 2025-09-15 | 14 | 1.1 | At any time | BEXHILL & HASTINGS WTW | 300mm Southern Water foul sewer joining London Road | Sulphate as S04 | - | 500 | mg/l | 31.2 | Vehicle and plant washing (Low Impact) | Sussex East | Vehicle Washing - 1x Auto car wash | Fuel Station and Vehicle Valeting | Consent | GALLEY HILL BEXHILL WPS
18491 | 1 | Low Risk Consent | Enterprise Rent A Car UK Limited | Enterprise House | Vicarage Road |  | Egham |  | TW20 9FB | U119 | 26-28 Lottbridge Drove | Eastbourne |  |  | BN23 6NT | 2025-09-08 | 2 | 0.2 | at any time | EASTBOURNE WTW | Lottbridge Drove | Chemical Oxygen Demand Shaken as 0 | - | 800 | mg/l | 31.2 | Vehicle and plant washing (Low Impact) | Sussex East | Vehicle washing only | Car and Van Rental | Consent | LOTTBRIDGE DROVE EASTBOURNE WPS
18491 | 1 | Low Risk Consent | Enterprise Rent A Car UK Limited | Enterprise House | Vicarage Road |  | Egham |  | TW20 9FB | U119 | 26-28 Lottbridge Drove | Eastbourne |  |  | BN23 6NT | 2025-09-08 | 2 | 0.2 | at any time | EASTBOURNE WTW | Lottbridge Drove | Nitrogen Ammoniacal as N | - | 10 | mg/l | 31.2 | Vehicle and plant washing (Low Impact) | Sussex East | Vehicle washing only | Car and Van Rental | Consent | LOTTBRIDGE DROVE EASTBOURNE WPS
18491 | 1 | Low Risk Consent | Enterprise Rent A Car UK Limited | Enterprise House | Vicarage Road |  | Egham |  | TW20 9FB | U119 | 26-28 Lottbridge Drove | Eastbourne |  |  | BN23 6NT | 2025-09-08 | 2 | 0.2 | at any time | EASTBOURNE WTW | Lottbridge Drove | Oil and Grease | - | 200 | mg/l | 31.2 | Vehicle and plant washing (Low Impact) | Sussex East | Vehicle washing only | Car and Van Rental | Consent | LOTTBRIDGE DROVE EASTBOURNE WPS
18491 | 1 | Low Risk Consent | Enterprise Rent A Car UK Limited | Enterprise House | Vicarage Road |  | Egham |  | TW20 9FB | U119 | 26-28 Lottbridge Drove | Eastbourne |  |  | BN23 6NT | 2025-09-08 | 2 | 0.2 | at any time | EASTBOURNE WTW | Lottbridge Drove | pH | 6 | 10 | pH Units | 31.2 | Vehicle and plant washing (Low Impact) | Sussex East | Vehicle washing only | Car and Van Rental | Consent | LOTTBRIDGE DROVE EASTBOURNE WPS
18491 | 1 | Low Risk Consent | Enterprise Rent A Car UK Limited | Enterprise House | Vicarage Road |  | Egham |  | TW20 9FB | U119 | 26-28 Lottbridge Drove | Eastbourne |  |  | BN23 6NT | 2025-09-08 | 2 | 0.2 | at any time | EASTBOURNE WTW | Lottbridge Drove | Phosphorus Total | - | 15 | ug/l | 31.2 | Vehicle and plant washing (Low Impact) | Sussex East | Vehicle washing only | Car and Van Rental | Consent | LOTTBRIDGE DROVE EASTBOURNE WPS
18491 | 1 | Low Risk Consent | Enterprise Rent A Car UK Limited | Enterprise House | Vicarage Road |  | Egham |  | TW20 9FB | U119 | 26-28 Lottbridge Drove | Eastbourne |  |  | BN23 6NT | 2025-09-08 | 2 | 0.2 | at any time | EASTBOURNE WTW | Lottbridge Drove | Solids Suspended 105 Degrees C | - | 500 | mg/l | 31.2 | Vehicle and plant washing (Low Impact) | Sussex East | Vehicle washing only | Car and Van Rental | Consent | LOTTBRIDGE DROVE EASTBOURNE WPS
18491 | 1 | Low Risk Consent | Enterprise Rent A Car UK Limited | Enterprise House | Vicarage Road |  | Egham |  | TW20 9FB | U119 | 26-28 Lottbridge Drove | Eastbourne |  |  | BN23 6NT | 2025-09-08 | 2 | 0.2 | at any time | EASTBOURNE WTW | Lottbridge Drove | Sulphate as S04 | - | 500 | mg/l | 31.2 | Vehicle and plant washing (Low Impact) | Sussex East | Vehicle washing only | Car and Van Rental | Consent | LOTTBRIDGE DROVE EASTBOURNE WPS
18492 | 1 | Tier 2 Consent | Motor Fuel Limited | 10 Bricket Road | St Albans |  | Hertfordshire | Hertfordshire | AL1 3JX | Rhode House Service Station | London Road | Sittingbourne | Kent |  | ME10 1QB | 2025-08-27 | 5 | 1 | At all times | SITTINGBOURNE WTW | Staplehurst Road. | Chemical Oxygen Demand Shaken as 0 | - | 800 | mg/l | 31.3 | Vehicle and plant washing (Low Impact) | Kent West | Washing of vehicles | Fuel station and vehicle valeting | Consent | DIRECT TO WTW
18492 | 1 | Tier 2 Consent | Motor Fuel Limited | 10 Bricket Road | St Albans |  | Hertfordshire | Hertfordshire | AL1 3JX | Rhode House Service Station | London Road | Sittingbourne | Kent |  | ME10 1QB | 2025-08-27 | 5 | 1 | At all times | SITTINGBOURNE WTW | Staplehurst Road. | Nitrogen Ammoniacal as N | - | 10 | mg/l | 31.3 | Vehicle and plant washing (Low Impact) | Kent West | Washing of vehicles | Fuel station and vehicle valeting | Consent | DIRECT TO WTW
18492 | 1 | Tier 2 Consent | Motor Fuel Limited | 10 Bricket Road | St Albans |  | Hertfordshire | Hertfordshire | AL1 3JX | Rhode House Service Station | London Road | Sittingbourne | Kent |  | ME10 1QB | 2025-08-27 | 5 | 1 | At all times | SITTINGBOURNE WTW | Staplehurst Road. | Oil and Grease | - | 200 | mg/l | 31.3 | Vehicle and plant washing (Low Impact) | Kent West | Washing of vehicles | Fuel station and vehicle valeting | Consent | DIRECT TO WTW
18492 | 1 | Tier 2 Consent | Motor Fuel Limited | 10 Bricket Road | St Albans |  | Hertfordshire | Hertfordshire | AL1 3JX | Rhode House Service Station | London Road | Sittingbourne | Kent |  | ME10 1QB | 2025-08-27 | 5 | 1 | At all times | SITTINGBOURNE WTW | Staplehurst Road. | pH | 6 | 10 | pH Units | 31.3 | Vehicle and plant washing (Low Impact) | Kent West | Washing of vehicles | Fuel station and vehicle valeting | Consent | DIRECT TO WTW
18492 | 1 | Tier 2 Consent | Motor Fuel Limited | 10 Bricket Road | St Albans |  | Hertfordshire | Hertfordshire | AL1 3JX | Rhode House Service Station | London Road | Sittingbourne | Kent |  | ME10 1QB | 2025-08-27 | 5 | 1 | At all times | SITTINGBOURNE WTW | Staplehurst Road. | Solids Suspended 105 Degrees C | - | 500 | mg/l | 31.3 | Vehicle and plant washing (Low Impact) | Kent West | Washing of vehicles | Fuel station and vehicle valeting | Consent | DIRECT TO WTW
18492 | 1 | Tier 2 Consent | Motor Fuel Limited | 10 Bricket Road | St Albans |  | Hertfordshire | Hertfordshire | AL1 3JX | Rhode House Service Station | London Road | Sittingbourne | Kent |  | ME10 1QB | 2025-08-27 | 5 | 1 | At all times | SITTINGBOURNE WTW | Staplehurst Road. | Sulphate as S04 | - | 500 | mg/l | 31.3 | Vehicle and plant washing (Low Impact) | Kent West | Washing of vehicles | Fuel station and vehicle valeting | Consent | DIRECT TO WTW
18495 | 1 | Low Risk Consent | Power Electrics (Bristol) Limited |  | St Ivel Way | Warmley | Bristol |  | BS30 8TY | Unit 20-22 | Birches Industrial Estate | Imberhorne Lane | East Grinstead |  | RH19 1XZ | 2025-09-04 | 2 | 1 | at all times | FELBRIDGE WTW | Willard Way | Chemical Oxygen Demand Shaken as 0 | - | 800 | mg/l | 31.2 | Vehicle and plant washing (Low Impact) | Sussex West | Servicing and cleaning of plant and equipment | Generator hire, storage, and servicing. | Consent | -
18495 | 1 | Low Risk Consent | Power Electrics (Bristol) Limited |  | St Ivel Way | Warmley | Bristol |  | BS30 8TY | Unit 20-22 | Birches Industrial Estate | Imberhorne Lane | East Grinstead |  | RH19 1XZ | 2025-09-04 | 2 | 1 | at all times | FELBRIDGE WTW | Willard Way | Nitrogen Ammoniacal as N | - | 10 | mg/l | 31.2 | Vehicle and plant washing (Low Impact) | Sussex West | Servicing and cleaning of plant and equipment | Generator hire, storage, and servicing. | Consent | -
18495 | 1 | Low Risk Consent | Power Electrics (Bristol) Limited |  | St Ivel Way | Warmley | Bristol |  | BS30 8TY | Unit 20-22 | Birches Industrial Estate | Imberhorne Lane | East Grinstead |  | RH19 1XZ | 2025-09-04 | 2 | 1 | at all times | FELBRIDGE WTW | Willard Way | Oil and Grease | - | 50 | mg/l | 31.2 | Vehicle and plant washing (Low Impact) | Sussex West | Servicing and cleaning of plant and equipment | Generator hire, storage, and servicing. | Consent | -
18495 | 1 | Low Risk Consent | Power Electrics (Bristol) Limited |  | St Ivel Way | Warmley | Bristol |  | BS30 8TY | Unit 20-22 | Birches Industrial Estate | Imberhorne Lane | East Grinstead |  | RH19 1XZ | 2025-09-04 | 2 | 1 | at all times | FELBRIDGE WTW | Willard Way | pH Limit | 6 | 10 |  | 31.2 | Vehicle and plant washing (Low Impact) | Sussex West | Servicing and cleaning of plant and equipment | Generator hire, storage, and servicing. | Consent | -
18495 | 1 | Low Risk Consent | Power Electrics (Bristol) Limited |  | St Ivel Way | Warmley | Bristol |  | BS30 8TY | Unit 20-22 | Birches Industrial Estate | Imberhorne Lane | East Grinstead |  | RH19 1XZ | 2025-09-04 | 2 | 1 | at all times | FELBRIDGE WTW | Willard Way | Solids Suspended 105 Degrees C | - | 400 | mg/l | 31.2 | Vehicle and plant washing (Low Impact) | Sussex West | Servicing and cleaning of plant and equipment | Generator hire, storage, and servicing. | Consent | -
18496 | 1 | Low Risk Consent | Stagecoach (South) Limited | One Stockport Exchange | 20 Railway Road |  | Stockport |  | SK1 3SW | Station Road | Henfield | West Sussex |  |  | BN5 9UP | 2025-09-10 | 1 | 1 | at all times | HENFIELD WTW | Station Road | Chemical Oxygen Demand Shaken as 0 | - | 800 | mg/l | 31.2 | Vehicle and plant washing (Low Impact) | Sussex West | washing and valeting of vehicles | Operation and maintenance of buses, including exterior bus wash. | Consent | -
18496 | 1 | Low Risk Consent | Stagecoach (South) Limited | One Stockport Exchange | 20 Railway Road |  | Stockport |  | SK1 3SW | Station Road | Henfield | West Sussex |  |  | BN5 9UP | 2025-09-10 | 1 | 1 | at all times | HENFIELD WTW | Station Road | Nitrogen Ammoniacal as N | - | 15 | mg/l | 31.2 | Vehicle and plant washing (Low Impact) | Sussex West | washing and valeting of vehicles | Operation and maintenance of buses, including exterior bus wash. | Consent | -
18496 | 1 | Low Risk Consent | Stagecoach (South) Limited | One Stockport Exchange | 20 Railway Road |  | Stockport |  | SK1 3SW | Station Road | Henfield | West Sussex |  |  | BN5 9UP | 2025-09-10 | 1 | 1 | at all times | HENFIELD WTW | Station Road | Oil and Grease | - | 50 | mg/l | 31.2 | Vehicle and plant washing (Low Impact) | Sussex West | washing and valeting of vehicles | Operation and maintenance of buses, including exterior bus wash. | Consent | -
18496 | 1 | Low Risk Consent | Stagecoach (South) Limited | One Stockport Exchange | 20 Railway Road |  | Stockport |  | SK1 3SW | Station Road | Henfield | West Sussex |  |  | BN5 9UP | 2025-09-10 | 1 | 1 | at all times | HENFIELD WTW | Station Road | pH Limit | 6 | 10 |  | 31.2 | Vehicle and plant washing (Low Impact) | Sussex West | washing and valeting of vehicles | Operation and maintenance of buses, including exterior bus wash. | Consent | -
18496 | 1 | Low Risk Consent | Stagecoach (South) Limited | One Stockport Exchange | 20 Railway Road |  | Stockport |  | SK1 3SW | Station Road | Henfield | West Sussex |  |  | BN5 9UP | 2025-09-10 | 1 | 1 | at all times | HENFIELD WTW | Station Road | Phosphate Total as P. | - | 15 | mg/l | 31.2 | Vehicle and plant washing (Low Impact) | Sussex West | washing and valeting of vehicles | Operation and maintenance of buses, including exterior bus wash. | Consent | -
18496 | 1 | Low Risk Consent | Stagecoach (South) Limited | One Stockport Exchange | 20 Railway Road |  | Stockport |  | SK1 3SW | Station Road | Henfield | West Sussex |  |  | BN5 9UP | 2025-09-10 | 1 | 1 | at all times | HENFIELD WTW | Station Road | Solids Suspended 105 Degrees C | - | 400 | mg/l | 31.2 | Vehicle and plant washing (Low Impact) | Sussex West | washing and valeting of vehicles | Operation and maintenance of buses, including exterior bus wash. | Consent | -
18497 | 1 | Low Risk Consent | Enterprise Rent-A-Car UK Limited | Enterprise House | Vicarage Road |  | Egham | Surrey | TW20 9FB | U117 Tunbridge Wells Enterprise rent a car | Units 4 And 5, Lamberts Park, | Lamberts Rd | Tunbridge Wells |  | TN2 3YA | 2025-09-08 | 2 | 0.2 | at any time | TUNBRIDGE WELLS NORTH WTW | Lamberts Road | Chemical Oxygen Demand Shaken as 0 | - | 800 | mg/l | 31.2 | Vehicle and plant washing (Low Impact) | Sussex East | Vehicle washing only | Car and Van Rental | Consent | TUNBRIDGE WELLS NORTH GRAVITY
18497 | 1 | Low Risk Consent | Enterprise Rent-A-Car UK Limited | Enterprise House | Vicarage Road |  | Egham | Surrey | TW20 9FB | U117 Tunbridge Wells Enterprise rent a car | Units 4 And 5, Lamberts Park, | Lamberts Rd | Tunbridge Wells |  | TN2 3YA | 2025-09-08 | 2 | 0.2 | at any time | TUNBRIDGE WELLS NORTH WTW | Lamberts Road | Nitrogen Ammoniacal as N | - | 10 | mg/l | 31.2 | Vehicle and plant washing (Low Impact) | Sussex East | Vehicle washing only | Car and Van Rental | Consent | TUNBRIDGE WELLS NORTH GRAVITY
18497 | 1 | Low Risk Consent | Enterprise Rent-A-Car UK Limited | Enterprise House | Vicarage Road |  | Egham | Surrey | TW20 9FB | U117 Tunbridge Wells Enterprise rent a car | Units 4 And 5, Lamberts Park, | Lamberts Rd | Tunbridge Wells |  | TN2 3YA | 2025-09-08 | 2 | 0.2 | at any time | TUNBRIDGE WELLS NORTH WTW | Lamberts Road | Oil and Grease | - | 200 | mg/l | 31.2 | Vehicle and plant washing (Low Impact) | Sussex East | Vehicle washing only | Car and Van Rental | Consent | TUNBRIDGE WELLS NORTH GRAVITY
18497 | 1 | Low Risk Consent | Enterprise Rent-A-Car UK Limited | Enterprise House | Vicarage Road |  | Egham | Surrey | TW20 9FB | U117 Tunbridge Wells Enterprise rent a car | Units 4 And 5, Lamberts Park, | Lamberts Rd | Tunbridge Wells |  | TN2 3YA | 2025-09-08 | 2 | 0.2 | at any time | TUNBRIDGE WELLS NORTH WTW | Lamberts Road | pH | 6 | 10 | pH Units | 31.2 | Vehicle and plant washing (Low Impact) | Sussex East | Vehicle washing only | Car and Van Rental | Consent | TUNBRIDGE WELLS NORTH GRAVITY
18497 | 1 | Low Risk Consent | Enterprise Rent-A-Car UK Limited | Enterprise House | Vicarage Road |  | Egham | Surrey | TW20 9FB | U117 Tunbridge Wells Enterprise rent a car | Units 4 And 5, Lamberts Park, | Lamberts Rd | Tunbridge Wells |  | TN2 3YA | 2025-09-08 | 2 | 0.2 | at any time | TUNBRIDGE WELLS NORTH WTW | Lamberts Road | Phosphorus Total | - | 15 | ug/l | 31.2 | Vehicle and plant washing (Low Impact) | Sussex East | Vehicle washing only | Car and Van Rental | Consent | TUNBRIDGE WELLS NORTH GRAVITY
18497 | 1 | Low Risk Consent | Enterprise Rent-A-Car UK Limited | Enterprise House | Vicarage Road |  | Egham | Surrey | TW20 9FB | U117 Tunbridge Wells Enterprise rent a car | Units 4 And 5, Lamberts Park, | Lamberts Rd | Tunbridge Wells |  | TN2 3YA | 2025-09-08 | 2 | 0.2 | at any time | TUNBRIDGE WELLS NORTH WTW | Lamberts Road | Solids Suspended 105 Degrees C | - | 500 | mg/l | 31.2 | Vehicle and plant washing (Low Impact) | Sussex East | Vehicle washing only | Car and Van Rental | Consent | TUNBRIDGE WELLS NORTH GRAVITY
18497 | 1 | Low Risk Consent | Enterprise Rent-A-Car UK Limited | Enterprise House | Vicarage Road |  | Egham | Surrey | TW20 9FB | U117 Tunbridge Wells Enterprise rent a car | Units 4 And 5, Lamberts Park, | Lamberts Rd | Tunbridge Wells |  | TN2 3YA | 2025-09-08 | 2 | 0.2 | at any time | TUNBRIDGE WELLS NORTH WTW | Lamberts Road | Sulphate as S04 | - | 500 | mg/l | 31.2 | Vehicle and plant washing (Low Impact) | Sussex East | Vehicle washing only | Car and Van Rental | Consent | TUNBRIDGE WELLS NORTH GRAVITY
18499 | 1 | Low Risk Consent | Ancala Water Services (Estates) Limited | Unit 1B, Redbrook Business Park | Wilthorpe Road |  | BARNSLEY |  | S75 1JN | HMS Nelson | Anchor Gate | Portsmouth | Hampshire |  | PO1 3JX | 2025-09-08 | 0.8 | 0.23 | 24 hours | BUDDS FARM HAVANT WTW | Queen Street (///panels.year.basin) | Chemical Oxygen Demand Shaken as 0 | - | 800 | mg/l | 31.2 | Vehicle and plant washing (Low Impact) | Hampshire East | Freshwater is used with a mixture of cleaning chemicals to clean personnel vehicles. There will also be suspended solids and possible trace hydrocarbons that are washed off the vehicles. | Vehicle washing machine, for personnel within HMNBP to wash private vehicles. | Consent | HENDERSON ROAD EASTNEY WPS
18499 | 1 | Low Risk Consent | Ancala Water Services (Estates) Limited | Unit 1B, Redbrook Business Park | Wilthorpe Road |  | BARNSLEY |  | S75 1JN | HMS Nelson | Anchor Gate | Portsmouth | Hampshire |  | PO1 3JX | 2025-09-08 | 0.8 | 0.23 | 24 hours | BUDDS FARM HAVANT WTW | Queen Street (///panels.year.basin) | Nitrogen Ammoniacal as N | - | 10 | mg/l | 31.2 | Vehicle and plant washing (Low Impact) | Hampshire East | Freshwater is used with a mixture of cleaning chemicals to clean personnel vehicles. There will also be suspended solids and possible trace hydrocarbons that are washed off the vehicles. | Vehicle washing machine, for personnel within HMNBP to wash private vehicles. | Consent | HENDERSON ROAD EASTNEY WPS
18499 | 1 | Low Risk Consent | Ancala Water Services (Estates) Limited | Unit 1B, Redbrook Business Park | Wilthorpe Road |  | BARNSLEY |  | S75 1JN | HMS Nelson | Anchor Gate | Portsmouth | Hampshire |  | PO1 3JX | 2025-09-08 | 0.8 | 0.23 | 24 hours | BUDDS FARM HAVANT WTW | Queen Street (///panels.year.basin) | pH | 6 | 10 | pH Units | 31.2 | Vehicle and plant washing (Low Impact) | Hampshire East | Freshwater is used with a mixture of cleaning chemicals to clean personnel vehicles. There will also be suspended solids and possible trace hydrocarbons that are washed off the vehicles. | Vehicle washing machine, for personnel within HMNBP to wash private vehicles. | Consent | HENDERSON ROAD EASTNEY WPS
18499 | 1 | Low Risk Consent | Ancala Water Services (Estates) Limited | Unit 1B, Redbrook Business Park | Wilthorpe Road |  | BARNSLEY |  | S75 1JN | HMS Nelson | Anchor Gate | Portsmouth | Hampshire |  | PO1 3JX | 2025-09-08 | 0.8 | 0.23 | 24 hours | BUDDS FARM HAVANT WTW | Queen Street (///panels.year.basin) | Solids Suspended 105 Degrees C | - | 400 | mg/l | 31.2 | Vehicle and plant washing (Low Impact) | Hampshire East | Freshwater is used with a mixture of cleaning chemicals to clean personnel vehicles. There will also be suspended solids and possible trace hydrocarbons that are washed off the vehicles. | Vehicle washing machine, for personnel within HMNBP to wash private vehicles. | Consent | HENDERSON ROAD EASTNEY WPS
18501 | 1 | Low Risk Consent | Enterprise Rent-A-Car UK Limited | Enterprise House | Vicarage Road |  | Egham | Surrey | TW20 9FB | U152 Enterprise rent a car Brighton | 60 Beaconsfield Rd | Brighton and Hove | Brighton |  | BN1 4QJ | 2025-09-15 | 2 | 0.2 | At any time | PEACEHAVEN WTW | ever.retire.begins | Chemical Oxygen Demand Shaken as 0 | - | 800 | mg/l | 31.2 | Vehicle and plant washing (Low Impact) | Sussex East | Vehicle washing only | Car and Van Rental | Consent | MARINE DRIVE BRIGHTON WPS
18501 | 1 | Low Risk Consent | Enterprise Rent-A-Car UK Limited | Enterprise House | Vicarage Road |  | Egham | Surrey | TW20 9FB | U152 Enterprise rent a car Brighton | 60 Beaconsfield Rd | Brighton and Hove | Brighton |  | BN1 4QJ | 2025-09-15 | 2 | 0.2 | At any time | PEACEHAVEN WTW | ever.retire.begins | Nitrogen Ammoniacal as N | - | 10 | mg/l | 31.2 | Vehicle and plant washing (Low Impact) | Sussex East | Vehicle washing only | Car and Van Rental | Consent | MARINE DRIVE BRIGHTON WPS
18501 | 1 | Low Risk Consent | Enterprise Rent-A-Car UK Limited | Enterprise House | Vicarage Road |  | Egham | Surrey | TW20 9FB | U152 Enterprise rent a car Brighton | 60 Beaconsfield Rd | Brighton and Hove | Brighton |  | BN1 4QJ | 2025-09-15 | 2 | 0.2 | At any time | PEACEHAVEN WTW | ever.retire.begins | Oil and Grease | - | 200 | mg/l | 31.2 | Vehicle and plant washing (Low Impact) | Sussex East | Vehicle washing only | Car and Van Rental | Consent | MARINE DRIVE BRIGHTON WPS
18501 | 1 | Low Risk Consent | Enterprise Rent-A-Car UK Limited | Enterprise House | Vicarage Road |  | Egham | Surrey | TW20 9FB | U152 Enterprise rent a car Brighton | 60 Beaconsfield Rd | Brighton and Hove | Brighton |  | BN1 4QJ | 2025-09-15 | 2 | 0.2 | At any time | PEACEHAVEN WTW | ever.retire.begins | pH | 6 | 10 | pH Units | 31.2 | Vehicle and plant washing (Low Impact) | Sussex East | Vehicle washing only | Car and Van Rental | Consent | MARINE DRIVE BRIGHTON WPS
18501 | 1 | Low Risk Consent | Enterprise Rent-A-Car UK Limited | Enterprise House | Vicarage Road |  | Egham | Surrey | TW20 9FB | U152 Enterprise rent a car Brighton | 60 Beaconsfield Rd | Brighton and Hove | Brighton |  | BN1 4QJ | 2025-09-15 | 2 | 0.2 | At any time | PEACEHAVEN WTW | ever.retire.begins | Phosphorus Total | - | 15 | ug/l | 31.2 | Vehicle and plant washing (Low Impact) | Sussex East | Vehicle washing only | Car and Van Rental | Consent | MARINE DRIVE BRIGHTON WPS
18501 | 1 | Low Risk Consent | Enterprise Rent-A-Car UK Limited | Enterprise House | Vicarage Road |  | Egham | Surrey | TW20 9FB | U152 Enterprise rent a car Brighton | 60 Beaconsfield Rd | Brighton and Hove | Brighton |  | BN1 4QJ | 2025-09-15 | 2 | 0.2 | At any time | PEACEHAVEN WTW | ever.retire.begins | Solids Suspended 105 Degrees C | - | 500 | mg/l | 31.2 | Vehicle and plant washing (Low Impact) | Sussex East | Vehicle washing only | Car and Van Rental | Consent | MARINE DRIVE BRIGHTON WPS
18501 | 1 | Low Risk Consent | Enterprise Rent-A-Car UK Limited | Enterprise House | Vicarage Road |  | Egham | Surrey | TW20 9FB | U152 Enterprise rent a car Brighton | 60 Beaconsfield Rd | Brighton and Hove | Brighton |  | BN1 4QJ | 2025-09-15 | 2 | 0.2 | At any time | PEACEHAVEN WTW | ever.retire.begins | Sulphate as S04 | - | 500 | mg/l | 31.2 | Vehicle and plant washing (Low Impact) | Sussex East | Vehicle washing only | Car and Van Rental | Consent | MARINE DRIVE BRIGHTON WPS
18502 | 2 | Tier 2 Consent | Kent Enviropower Ltd | 3 Sidings Court | White Rose Way |  | Doncaster |  | DN4 5NU | Laverstoke Road | 20/20 Business Park | Allington | Maidstone | Kent | ME16 0LE | 2025-10-31 | 50 | 36 | At all times | AYLESFORD WTW | Manhole TQ74580001 | Chemical Oxygen Demand Shaken as 0 | - | 800 | mg/l | 40.1 | Rainwater and surface water run-off (Medium Impact). Fire fighting foam training | Kent West | Surface water run-off contaminated with incinerator bottom ash from hardstanding area. | Non Hazardous waste incineration. | Consent | DIRECT TO WTW
18502 | 2 | Tier 2 Consent | Kent Enviropower Ltd | 3 Sidings Court | White Rose Way |  | Doncaster |  | DN4 5NU | Laverstoke Road | 20/20 Business Park | Allington | Maidstone | Kent | ME16 0LE | 2025-10-31 | 50 | 36 | At all times | AYLESFORD WTW | Manhole TQ74580001 | Copper Total | - | 1 | ug/l | 40.1 | Rainwater and surface water run-off (Medium Impact). Fire fighting foam training | Kent West | Surface water run-off contaminated with incinerator bottom ash from hardstanding area. | Non Hazardous waste incineration. | Consent | DIRECT TO WTW
18502 | 2 | Tier 2 Consent | Kent Enviropower Ltd | 3 Sidings Court | White Rose Way |  | Doncaster |  | DN4 5NU | Laverstoke Road | 20/20 Business Park | Allington | Maidstone | Kent | ME16 0LE | 2025-10-31 | 50 | 36 | At all times | AYLESFORD WTW | Manhole TQ74580001 | Lead Total | - | 1 | ug/l | 40.1 | Rainwater and surface water run-off (Medium Impact). Fire fighting foam training | Kent West | Surface water run-off contaminated with incinerator bottom ash from hardstanding area. | Non Hazardous waste incineration. | Consent | DIRECT TO WTW
18502 | 2 | Tier 2 Consent | Kent Enviropower Ltd | 3 Sidings Court | White Rose Way |  | Doncaster |  | DN4 5NU | Laverstoke Road | 20/20 Business Park | Allington | Maidstone | Kent | ME16 0LE | 2025-10-31 | 50 | 36 | At all times | AYLESFORD WTW | Manhole TQ74580001 | Nitrogen Ammoniacal as N | - | 35 | mg/l | 40.1 | Rainwater and surface water run-off (Medium Impact). Fire fighting foam training | Kent West | Surface water run-off contaminated with incinerator bottom ash from hardstanding area. | Non Hazardous waste incineration. | Consent | DIRECT TO WTW
18502 | 2 | Tier 2 Consent | Kent Enviropower Ltd | 3 Sidings Court | White Rose Way |  | Doncaster |  | DN4 5NU | Laverstoke Road | 20/20 Business Park | Allington | Maidstone | Kent | ME16 0LE | 2025-10-31 | 50 | 36 | At all times | AYLESFORD WTW | Manhole TQ74580001 | pH | 6 | 10 | pH Units | 40.1 | Rainwater and surface water run-off (Medium Impact). Fire fighting foam training | Kent West | Surface water run-off contaminated with incinerator bottom ash from hardstanding area. | Non Hazardous waste incineration. | Consent | DIRECT TO WTW
18502 | 2 | Tier 2 Consent | Kent Enviropower Ltd | 3 Sidings Court | White Rose Way |  | Doncaster |  | DN4 5NU | Laverstoke Road | 20/20 Business Park | Allington | Maidstone | Kent | ME16 0LE | 2025-10-31 | 50 | 36 | At all times | AYLESFORD WTW | Manhole TQ74580001 | Solids Suspended 105 Degrees C | - | 400 | mg/l | 40.1 | Rainwater and surface water run-off (Medium Impact). Fire fighting foam training | Kent West | Surface water run-off contaminated with incinerator bottom ash from hardstanding area. | Non Hazardous waste incineration. | Consent | DIRECT TO WTW
18502 | 2 | Tier 2 Consent | Kent Enviropower Ltd | 3 Sidings Court | White Rose Way |  | Doncaster |  | DN4 5NU | Laverstoke Road | 20/20 Business Park | Allington | Maidstone | Kent | ME16 0LE | 2025-10-31 | 50 | 36 | At all times | AYLESFORD WTW | Manhole TQ74580001 | Sulphate as S04 | - | 500 | mg/l | 40.1 | Rainwater and surface water run-off (Medium Impact). Fire fighting foam training | Kent West | Surface water run-off contaminated with incinerator bottom ash from hardstanding area. | Non Hazardous waste incineration. | Consent | DIRECT TO WTW
18502 | 2 | Tier 2 Consent | Kent Enviropower Ltd | 3 Sidings Court | White Rose Way |  | Doncaster |  | DN4 5NU | Laverstoke Road | 20/20 Business Park | Allington | Maidstone | Kent | ME16 0LE | 2025-10-31 | 50 | 36 | At all times | AYLESFORD WTW | Manhole TQ74580001 | Zinc Total mg/l | - | 1 | ug/l | 40.1 | Rainwater and surface water run-off (Medium Impact). Fire fighting foam training | Kent West | Surface water run-off contaminated with incinerator bottom ash from hardstanding area. | Non Hazardous waste incineration. | Consent | DIRECT TO WTW
18504 | 1 | Low Risk Consent | Storage On Site Ltd | Imperial House | 24 Botley Road | Hedge End | Southampton |  |  | Unit E1 | Marchwood Industrial Estate | Marchwood | Southampton | Hampshir | SO40 4BX | 2025-10-13 | 1 | 1 | At all times | SLOWHILL COPSE MARCHWOOD WTW | Normandy Way | Chemical Oxygen Demand Shaken as 0 | 0 | 800 | mg/l | 31.2 | Vehicle and plant washing (Low Impact) | Hampshire West | Washing storage containers | Container and Cabin Hire | Consent | MAGAZINE LANE MARCHWOOD WPS
18504 | 1 | Low Risk Consent | Storage On Site Ltd | Imperial House | 24 Botley Road | Hedge End | Southampton |  |  | Unit E1 | Marchwood Industrial Estate | Marchwood | Southampton | Hampshir | SO40 4BX | 2025-10-13 | 1 | 1 | At all times | SLOWHILL COPSE MARCHWOOD WTW | Normandy Way | Nitrogen Ammoniacal as N | 0 | 10 | mg/l | 31.2 | Vehicle and plant washing (Low Impact) | Hampshire West | Washing storage containers | Container and Cabin Hire | Consent | MAGAZINE LANE MARCHWOOD WPS
18504 | 1 | Low Risk Consent | Storage On Site Ltd | Imperial House | 24 Botley Road | Hedge End | Southampton |  |  | Unit E1 | Marchwood Industrial Estate | Marchwood | Southampton | Hampshir | SO40 4BX | 2025-10-13 | 1 | 1 | At all times | SLOWHILL COPSE MARCHWOOD WTW | Normandy Way | pH | 6 | 10 | pH Units | 31.2 | Vehicle and plant washing (Low Impact) | Hampshire West | Washing storage containers | Container and Cabin Hire | Consent | MAGAZINE LANE MARCHWOOD WPS
18504 | 1 | Low Risk Consent | Storage On Site Ltd | Imperial House | 24 Botley Road | Hedge End | Southampton |  |  | Unit E1 | Marchwood Industrial Estate | Marchwood | Southampton | Hampshir | SO40 4BX | 2025-10-13 | 1 | 1 | At all times | SLOWHILL COPSE MARCHWOOD WTW | Normandy Way | Solids Suspended 105 Degrees C | 0 | 500 | mg/l | 31.2 | Vehicle and plant washing (Low Impact) | Hampshire West | Washing storage containers | Container and Cabin Hire | Consent | MAGAZINE LANE MARCHWOOD WPS
18505 | 1 | Low Risk Consent | OAK GROVE USED CARS LTD | Flat 7, Herbert Chapman Court | Avenell Road |  | London |  | N5 1BP | 389A London Road | St. Leonards-On-Sea | East Sussex |  |  | TN37 6PA | 2025-09-29 | 0.45 | 0.25 | At any time | BEXHILL & HASTINGS WTW | Beaufort Road via public sewer Manhole TQ 80100601 | Chemical Oxygen Demand Shaken as 0 | - | 800 | mg/l | 31.2 | Vehicle and plant washing (Low Impact) | Sussex East | Trade effluent arises from manually washing used vehicles in preparation for sale. Wash water would be contained in purpose built bay and treated via three stages. | Used Motor Vehicle Sales | Consent | COOMBS HASTINGS WPS
18505 | 1 | Low Risk Consent | OAK GROVE USED CARS LTD | Flat 7, Herbert Chapman Court | Avenell Road |  | London |  | N5 1BP | 389A London Road | St. Leonards-On-Sea | East Sussex |  |  | TN37 6PA | 2025-09-29 | 0.45 | 0.25 | At any time | BEXHILL & HASTINGS WTW | Beaufort Road via public sewer Manhole TQ 80100601 | Nitrogen Ammoniacal as N | - | 10 | mg/l | 31.2 | Vehicle and plant washing (Low Impact) | Sussex East | Trade effluent arises from manually washing used vehicles in preparation for sale. Wash water would be contained in purpose built bay and treated via three stages. | Used Motor Vehicle Sales | Consent | COOMBS HASTINGS WPS
18505 | 1 | Low Risk Consent | OAK GROVE USED CARS LTD | Flat 7, Herbert Chapman Court | Avenell Road |  | London |  | N5 1BP | 389A London Road | St. Leonards-On-Sea | East Sussex |  |  | TN37 6PA | 2025-09-29 | 0.45 | 0.25 | At any time | BEXHILL & HASTINGS WTW | Beaufort Road via public sewer Manhole TQ 80100601 | Oil and Grease | - | 200 | mg/l | 31.2 | Vehicle and plant washing (Low Impact) | Sussex East | Trade effluent arises from manually washing used vehicles in preparation for sale. Wash water would be contained in purpose built bay and treated via three stages. | Used Motor Vehicle Sales | Consent | COOMBS HASTINGS WPS
18505 | 1 | Low Risk Consent | OAK GROVE USED CARS LTD | Flat 7, Herbert Chapman Court | Avenell Road |  | London |  | N5 1BP | 389A London Road | St. Leonards-On-Sea | East Sussex |  |  | TN37 6PA | 2025-09-29 | 0.45 | 0.25 | At any time | BEXHILL & HASTINGS WTW | Beaufort Road via public sewer Manhole TQ 80100601 | pH | 6 | 10 | pH Units | 31.2 | Vehicle and plant washing (Low Impact) | Sussex East | Trade effluent arises from manually washing used vehicles in preparation for sale. Wash water would be contained in purpose built bay and treated via three stages. | Used Motor Vehicle Sales | Consent | COOMBS HASTINGS WPS
18505 | 1 | Low Risk Consent | OAK GROVE USED CARS LTD | Flat 7, Herbert Chapman Court | Avenell Road |  | London |  | N5 1BP | 389A London Road | St. Leonards-On-Sea | East Sussex |  |  | TN37 6PA | 2025-09-29 | 0.45 | 0.25 | At any time | BEXHILL & HASTINGS WTW | Beaufort Road via public sewer Manhole TQ 80100601 | Phosphorus Total | - | 15 | ug/l | 31.2 | Vehicle and plant washing (Low Impact) | Sussex East | Trade effluent arises from manually washing used vehicles in preparation for sale. Wash water would be contained in purpose built bay and treated via three stages. | Used Motor Vehicle Sales | Consent | COOMBS HASTINGS WPS
18505 | 1 | Low Risk Consent | OAK GROVE USED CARS LTD | Flat 7, Herbert Chapman Court | Avenell Road |  | London |  | N5 1BP | 389A London Road | St. Leonards-On-Sea | East Sussex |  |  | TN37 6PA | 2025-09-29 | 0.45 | 0.25 | At any time | BEXHILL & HASTINGS WTW | Beaufort Road via public sewer Manhole TQ 80100601 | Solids Suspended 105 Degrees C | - | 500 | mg/l | 31.2 | Vehicle and plant washing (Low Impact) | Sussex East | Trade effluent arises from manually washing used vehicles in preparation for sale. Wash water would be contained in purpose built bay and treated via three stages. | Used Motor Vehicle Sales | Consent | COOMBS HASTINGS WPS
18505 | 1 | Low Risk Consent | OAK GROVE USED CARS LTD | Flat 7, Herbert Chapman Court | Avenell Road |  | London |  | N5 1BP | 389A London Road | St. Leonards-On-Sea | East Sussex |  |  | TN37 6PA | 2025-09-29 | 0.45 | 0.25 | At any time | BEXHILL & HASTINGS WTW | Beaufort Road via public sewer Manhole TQ 80100601 | Sulphate as S04 | - | 500 | mg/l | 31.2 | Vehicle and plant washing (Low Impact) | Sussex East | Trade effluent arises from manually washing used vehicles in preparation for sale. Wash water would be contained in purpose built bay and treated via three stages. | Used Motor Vehicle Sales | Consent | COOMBS HASTINGS WPS
18506 | 1 | Low Risk Consent | Belal Unis | 73 Omega House | Omega Street |  | Portsmouth |  | PO5 4LQ | 140 Southampton Road | Portsmouth |  |  |  | PO6 4RX | 2025-09-29 | 5 | 1 | 24 hours | BUDDS FARM HAVANT WTW | Southampton Road | Chemical Oxygen Demand Shaken as 0 | - | 800 | mg/l | 31.3 | Vehicle and plant washing (Low Impact) | Hampshire East | Vehicle Wash | Hand Car Wash (Valeting) | Consent | -
18506 | 1 | Low Risk Consent | Belal Unis | 73 Omega House | Omega Street |  | Portsmouth |  | PO5 4LQ | 140 Southampton Road | Portsmouth |  |  |  | PO6 4RX | 2025-09-29 | 5 | 1 | 24 hours | BUDDS FARM HAVANT WTW | Southampton Road | Nitrogen Ammoniacal as N | - | 10 | mg/l | 31.3 | Vehicle and plant washing (Low Impact) | Hampshire East | Vehicle Wash | Hand Car Wash (Valeting) | Consent | -
18506 | 1 | Low Risk Consent | Belal Unis | 73 Omega House | Omega Street |  | Portsmouth |  | PO5 4LQ | 140 Southampton Road | Portsmouth |  |  |  | PO6 4RX | 2025-09-29 | 5 | 1 | 24 hours | BUDDS FARM HAVANT WTW | Southampton Road | pH | 6 | 10 | pH Units | 31.3 | Vehicle and plant washing (Low Impact) | Hampshire East | Vehicle Wash | Hand Car Wash (Valeting) | Consent | -
18506 | 1 | Low Risk Consent | Belal Unis | 73 Omega House | Omega Street |  | Portsmouth |  | PO5 4LQ | 140 Southampton Road | Portsmouth |  |  |  | PO6 4RX | 2025-09-29 | 5 | 1 | 24 hours | BUDDS FARM HAVANT WTW | Southampton Road | Solids Suspended 105 Degrees C | - | 400 | mg/l | 31.3 | Vehicle and plant washing (Low Impact) | Hampshire East | Vehicle Wash | Hand Car Wash (Valeting) | Consent | -
18509 | 1 | Tier 2 Consent | Ringway Infrastructure Services Ltd | Albion House | Springfield Road |  | Horsham | West Sussex | RH12 2RW | Godstone Highways Depot | Oxsted Road | Godstone | Surrey |  | RH9 8BP | 2025-11-17 | 0.5 | 1 | At any time in dry weather only | GODSTONE WTW | Oxted Road, Head of public foul sewer, manhole TQ35523002 | Arsenic Total | - | 100 | ug/l | 31.2 | Vehicle and plant washing (Low Impact) | Sussex East | Vehicle washdown and contaminated rainwater from washdown area | Highway Maintenance | Consent | DIRECT TO WTW
18509 | 1 | Tier 2 Consent | Ringway Infrastructure Services Ltd | Albion House | Springfield Road |  | Horsham | West Sussex | RH12 2RW | Godstone Highways Depot | Oxsted Road | Godstone | Surrey |  | RH9 8BP | 2025-11-17 | 0.5 | 1 | At any time in dry weather only | GODSTONE WTW | Oxted Road, Head of public foul sewer, manhole TQ35523002 | Chemical Oxygen Demand Shaken as 0 | - | 862 | mg/l | 31.2 | Vehicle and plant washing (Low Impact) | Sussex East | Vehicle washdown and contaminated rainwater from washdown area | Highway Maintenance | Consent | DIRECT TO WTW
18509 | 1 | Tier 2 Consent | Ringway Infrastructure Services Ltd | Albion House | Springfield Road |  | Horsham | West Sussex | RH12 2RW | Godstone Highways Depot | Oxsted Road | Godstone | Surrey |  | RH9 8BP | 2025-11-17 | 0.5 | 1 | At any time in dry weather only | GODSTONE WTW | Oxted Road, Head of public foul sewer, manhole TQ35523002 | Chloride | - | 204.57 | mg/l | 31.2 | Vehicle and plant washing (Low Impact) | Sussex East | Vehicle washdown and contaminated rainwater from washdown area | Highway Maintenance | Consent | DIRECT TO WTW
18509 | 1 | Tier 2 Consent | Ringway Infrastructure Services Ltd | Albion House | Springfield Road |  | Horsham | West Sussex | RH12 2RW | Godstone Highways Depot | Oxsted Road | Godstone | Surrey |  | RH9 8BP | 2025-11-17 | 0.5 | 1 | At any time in dry weather only | GODSTONE WTW | Oxted Road, Head of public foul sewer, manhole TQ35523002 | Chromium Total mg/l | - | 0.0011 | ug/l | 31.2 | Vehicle and plant washing (Low Impact) | Sussex East | Vehicle washdown and contaminated rainwater from washdown area | Highway Maintenance | Consent | DIRECT TO WTW
18509 | 1 | Tier 2 Consent | Ringway Infrastructure Services Ltd | Albion House | Springfield Road |  | Horsham | West Sussex | RH12 2RW | Godstone Highways Depot | Oxsted Road | Godstone | Surrey |  | RH9 8BP | 2025-11-17 | 0.5 | 1 | At any time in dry weather only | GODSTONE WTW | Oxted Road, Head of public foul sewer, manhole TQ35523002 | Copper Total | - | 0.018 | ug/l | 31.2 | Vehicle and plant washing (Low Impact) | Sussex East | Vehicle washdown and contaminated rainwater from washdown area | Highway Maintenance | Consent | DIRECT TO WTW
18509 | 1 | Tier 2 Consent | Ringway Infrastructure Services Ltd | Albion House | Springfield Road |  | Horsham | West Sussex | RH12 2RW | Godstone Highways Depot | Oxsted Road | Godstone | Surrey |  | RH9 8BP | 2025-11-17 | 0.5 | 1 | At any time in dry weather only | GODSTONE WTW | Oxted Road, Head of public foul sewer, manhole TQ35523002 | Cyanide Total as Cn | - | 0.005 | ug/l | 31.2 | Vehicle and plant washing (Low Impact) | Sussex East | Vehicle washdown and contaminated rainwater from washdown area | Highway Maintenance | Consent | DIRECT TO WTW
18509 | 1 | Tier 2 Consent | Ringway Infrastructure Services Ltd | Albion House | Springfield Road |  | Horsham | West Sussex | RH12 2RW | Godstone Highways Depot | Oxsted Road | Godstone | Surrey |  | RH9 8BP | 2025-11-17 | 0.5 | 1 | At any time in dry weather only | GODSTONE WTW | Oxted Road, Head of public foul sewer, manhole TQ35523002 | Fluoranthene (µg/l) | - | 0.065 | ug/l | 31.2 | Vehicle and plant washing (Low Impact) | Sussex East | Vehicle washdown and contaminated rainwater from washdown area | Highway Maintenance | Consent | DIRECT TO WTW
18509 | 1 | Tier 2 Consent | Ringway Infrastructure Services Ltd | Albion House | Springfield Road |  | Horsham | West Sussex | RH12 2RW | Godstone Highways Depot | Oxsted Road | Godstone | Surrey |  | RH9 8BP | 2025-11-17 | 0.5 | 1 | At any time in dry weather only | GODSTONE WTW | Oxted Road, Head of public foul sewer, manhole TQ35523002 | Hydrocarbons Polyaromatic Total | - | 122 | ug/l | 31.2 | Vehicle and plant washing (Low Impact) | Sussex East | Vehicle washdown and contaminated rainwater from washdown area | Highway Maintenance | Consent | DIRECT TO WTW
18509 | 1 | Tier 2 Consent | Ringway Infrastructure Services Ltd | Albion House | Springfield Road |  | Horsham | West Sussex | RH12 2RW | Godstone Highways Depot | Oxsted Road | Godstone | Surrey |  | RH9 8BP | 2025-11-17 | 0.5 | 1 | At any time in dry weather only | GODSTONE WTW | Oxted Road, Head of public foul sewer, manhole TQ35523002 | Iron Total | - | 0.2635 | ug/l | 31.2 | Vehicle and plant washing (Low Impact) | Sussex East | Vehicle washdown and contaminated rainwater from washdown area | Highway Maintenance | Consent | DIRECT TO WTW
18509 | 1 | Tier 2 Consent | Ringway Infrastructure Services Ltd | Albion House | Springfield Road |  | Horsham | West Sussex | RH12 2RW | Godstone Highways Depot | Oxsted Road | Godstone | Surrey |  | RH9 8BP | 2025-11-17 | 0.5 | 1 | At any time in dry weather only | GODSTONE WTW | Oxted Road, Head of public foul sewer, manhole TQ35523002 | Nickel Total | - | 0.0043 | ug/l | 31.2 | Vehicle and plant washing (Low Impact) | Sussex East | Vehicle washdown and contaminated rainwater from washdown area | Highway Maintenance | Consent | DIRECT TO WTW
18509 | 1 | Tier 2 Consent | Ringway Infrastructure Services Ltd | Albion House | Springfield Road |  | Horsham | West Sussex | RH12 2RW | Godstone Highways Depot | Oxsted Road | Godstone | Surrey |  | RH9 8BP | 2025-11-17 | 0.5 | 1 | At any time in dry weather only | GODSTONE WTW | Oxted Road, Head of public foul sewer, manhole TQ35523002 | Nitrogen Ammoniacal as N | - | 35 | mg/l | 31.2 | Vehicle and plant washing (Low Impact) | Sussex East | Vehicle washdown and contaminated rainwater from washdown area | Highway Maintenance | Consent | DIRECT TO WTW
18509 | 1 | Tier 2 Consent | Ringway Infrastructure Services Ltd | Albion House | Springfield Road |  | Horsham | West Sussex | RH12 2RW | Godstone Highways Depot | Oxsted Road | Godstone | Surrey |  | RH9 8BP | 2025-11-17 | 0.5 | 1 | At any time in dry weather only | GODSTONE WTW | Oxted Road, Head of public foul sewer, manhole TQ35523002 | Oil and Grease | - | 50 | mg/l | 31.2 | Vehicle and plant washing (Low Impact) | Sussex East | Vehicle washdown and contaminated rainwater from washdown area | Highway Maintenance | Consent | DIRECT TO WTW
18509 | 1 | Tier 2 Consent | Ringway Infrastructure Services Ltd | Albion House | Springfield Road |  | Horsham | West Sussex | RH12 2RW | Godstone Highways Depot | Oxsted Road | Godstone | Surrey |  | RH9 8BP | 2025-11-17 | 0.5 | 1 | At any time in dry weather only | GODSTONE WTW | Oxted Road, Head of public foul sewer, manhole TQ35523002 | pH | 6 | 10 | pH Units | 31.2 | Vehicle and plant washing (Low Impact) | Sussex East | Vehicle washdown and contaminated rainwater from washdown area | Highway Maintenance | Consent | DIRECT TO WTW
18509 | 1 | Tier 2 Consent | Ringway Infrastructure Services Ltd | Albion House | Springfield Road |  | Horsham | West Sussex | RH12 2RW | Godstone Highways Depot | Oxsted Road | Godstone | Surrey |  | RH9 8BP | 2025-11-17 | 0.5 | 1 | At any time in dry weather only | GODSTONE WTW | Oxted Road, Head of public foul sewer, manhole TQ35523002 | Phosphorus Total | - | 8 | ug/l | 31.2 | Vehicle and plant washing (Low Impact) | Sussex East | Vehicle washdown and contaminated rainwater from washdown area | Highway Maintenance | Consent | DIRECT TO WTW
18509 | 1 | Tier 2 Consent | Ringway Infrastructure Services Ltd | Albion House | Springfield Road |  | Horsham | West Sussex | RH12 2RW | Godstone Highways Depot | Oxsted Road | Godstone | Surrey |  | RH9 8BP | 2025-11-17 | 0.5 | 1 | At any time in dry weather only | GODSTONE WTW | Oxted Road, Head of public foul sewer, manhole TQ35523002 | Solids Suspended 105 Degrees C | - | 250 | mg/l | 31.2 | Vehicle and plant washing (Low Impact) | Sussex East | Vehicle washdown and contaminated rainwater from washdown area | Highway Maintenance | Consent | DIRECT TO WTW
18509 | 1 | Tier 2 Consent | Ringway Infrastructure Services Ltd | Albion House | Springfield Road |  | Horsham | West Sussex | RH12 2RW | Godstone Highways Depot | Oxsted Road | Godstone | Surrey |  | RH9 8BP | 2025-11-17 | 0.5 | 1 | At any time in dry weather only | GODSTONE WTW | Oxted Road, Head of public foul sewer, manhole TQ35523002 | Sulphate as S04 | - | 177 | mg/l | 31.2 | Vehicle and plant washing (Low Impact) | Sussex East | Vehicle washdown and contaminated rainwater from washdown area | Highway Maintenance | Consent | DIRECT TO WTW
18509 | 1 | Tier 2 Consent | Ringway Infrastructure Services Ltd | Albion House | Springfield Road |  | Horsham | West Sussex | RH12 2RW | Godstone Highways Depot | Oxsted Road | Godstone | Surrey |  | RH9 8BP | 2025-11-17 | 0.5 | 1 | At any time in dry weather only | GODSTONE WTW | Oxted Road, Head of public foul sewer, manhole TQ35523002 | Sulphide as S | - | 1 | mg/l | 31.2 | Vehicle and plant washing (Low Impact) | Sussex East | Vehicle washdown and contaminated rainwater from washdown area | Highway Maintenance | Consent | DIRECT TO WTW
18509 | 1 | Tier 2 Consent | Ringway Infrastructure Services Ltd | Albion House | Springfield Road |  | Horsham | West Sussex | RH12 2RW | Godstone Highways Depot | Oxsted Road | Godstone | Surrey |  | RH9 8BP | 2025-11-17 | 0.5 | 1 | At any time in dry weather only | GODSTONE WTW | Oxted Road, Head of public foul sewer, manhole TQ35523002 | Zinc Total mg/l | - | 0.115 | ug/l | 31.2 | Vehicle and plant washing (Low Impact) | Sussex East | Vehicle washdown and contaminated rainwater from washdown area | Highway Maintenance | Consent | DIRECT TO WTW
18513 | 1 | Tier 2 Consent | Sainsbury's Supermarkets Limited |  | 33 Charterhouse Street |  | London |  | EC1M 6HA | Park Farm Retail Park | Park Farm Road | Folkestone | Kent |  | CT19 5GA | 2025-12-02 | 7 | 1 | At all times | BROOMFIELD BANK WTW | Park Farm Road | Chemical Oxygen Demand Shaken as 0 | - | 800 | mg/l | 31.3 | Vehicle and plant washing (Low Impact) | Kent East | Jet washing of vehicles | Vehicle Washing | Consent | FOLKESTONE JUNCTION WPS
18513 | 1 | Tier 2 Consent | Sainsbury's Supermarkets Limited |  | 33 Charterhouse Street |  | London |  | EC1M 6HA | Park Farm Retail Park | Park Farm Road | Folkestone | Kent |  | CT19 5GA | 2025-12-02 | 7 | 1 | At all times | BROOMFIELD BANK WTW | Park Farm Road | Nitrogen Ammoniacal as N | - | 10 | mg/l | 31.3 | Vehicle and plant washing (Low Impact) | Kent East | Jet washing of vehicles | Vehicle Washing | Consent | FOLKESTONE JUNCTION WPS
18513 | 1 | Tier 2 Consent | Sainsbury's Supermarkets Limited |  | 33 Charterhouse Street |  | London |  | EC1M 6HA | Park Farm Retail Park | Park Farm Road | Folkestone | Kent |  | CT19 5GA | 2025-12-02 | 7 | 1 | At all times | BROOMFIELD BANK WTW | Park Farm Road | Oil and Grease | - | 200 | mg/l | 31.3 | Vehicle and plant washing (Low Impact) | Kent East | Jet washing of vehicles | Vehicle Washing | Consent | FOLKESTONE JUNCTION WPS
18513 | 1 | Tier 2 Consent | Sainsbury's Supermarkets Limited |  | 33 Charterhouse Street |  | London |  | EC1M 6HA | Park Farm Retail Park | Park Farm Road | Folkestone | Kent |  | CT19 5GA | 2025-12-02 | 7 | 1 | At all times | BROOMFIELD BANK WTW | Park Farm Road | pH | 6 | 10 | pH Units | 31.3 | Vehicle and plant washing (Low Impact) | Kent East | Jet washing of vehicles | Vehicle Washing | Consent | FOLKESTONE JUNCTION WPS
18513 | 1 | Tier 2 Consent | Sainsbury's Supermarkets Limited |  | 33 Charterhouse Street |  | London |  | EC1M 6HA | Park Farm Retail Park | Park Farm Road | Folkestone | Kent |  | CT19 5GA | 2025-12-02 | 7 | 1 | At all times | BROOMFIELD BANK WTW | Park Farm Road | Solids Suspended 105 Degrees C | - | 500 | mg/l | 31.3 | Vehicle and plant washing (Low Impact) | Kent East | Jet washing of vehicles | Vehicle Washing | Consent | FOLKESTONE JUNCTION WPS
18513 | 1 | Tier 2 Consent | Sainsbury's Supermarkets Limited |  | 33 Charterhouse Street |  | London |  | EC1M 6HA | Park Farm Retail Park | Park Farm Road | Folkestone | Kent |  | CT19 5GA | 2025-12-02 | 7 | 1 | At all times | BROOMFIELD BANK WTW | Park Farm Road | Sulphate as S04 | - | 500 | mg/l | 31.3 | Vehicle and plant washing (Low Impact) | Kent East | Jet washing of vehicles | Vehicle Washing | Consent | FOLKESTONE JUNCTION WPS
18514 | 1 | Tier 2 Consent | Motor Fuel Limited | 10 Bricket Road | St Albans |  | Hertfordshire | Hertfordshire | AL1 3JX | Offham Service Station | London Road | Addington | West Malling | Kent | ME19 5AL | 2025-12-02 | 6 | 1 | At all times | HAM HILL WTW | London Road (Manhole TQ64580001) | Chemical Oxygen Demand Shaken as 0 | - | 800 | mg/l | 31.3 | Vehicle and plant washing (Low Impact) | Kent West | Washing of vehicles | Fuel Station and vehicle valeting | Consent | DIRECT TO WTW
18514 | 1 | Tier 2 Consent | Motor Fuel Limited | 10 Bricket Road | St Albans |  | Hertfordshire | Hertfordshire | AL1 3JX | Offham Service Station | London Road | Addington | West Malling | Kent | ME19 5AL | 2025-12-02 | 6 | 1 | At all times | HAM HILL WTW | London Road (Manhole TQ64580001) | Nitrogen Ammoniacal as N | - | 10 | mg/l | 31.3 | Vehicle and plant washing (Low Impact) | Kent West | Washing of vehicles | Fuel Station and vehicle valeting | Consent | DIRECT TO WTW
18514 | 1 | Tier 2 Consent | Motor Fuel Limited | 10 Bricket Road | St Albans |  | Hertfordshire | Hertfordshire | AL1 3JX | Offham Service Station | London Road | Addington | West Malling | Kent | ME19 5AL | 2025-12-02 | 6 | 1 | At all times | HAM HILL WTW | London Road (Manhole TQ64580001) | Oil and Grease | - | 200 | mg/l | 31.3 | Vehicle and plant washing (Low Impact) | Kent West | Washing of vehicles | Fuel Station and vehicle valeting | Consent | DIRECT TO WTW
18514 | 1 | Tier 2 Consent | Motor Fuel Limited | 10 Bricket Road | St Albans |  | Hertfordshire | Hertfordshire | AL1 3JX | Offham Service Station | London Road | Addington | West Malling | Kent | ME19 5AL | 2025-12-02 | 6 | 1 | At all times | HAM HILL WTW | London Road (Manhole TQ64580001) | pH | 6 | 10 | pH Units | 31.3 | Vehicle and plant washing (Low Impact) | Kent West | Washing of vehicles | Fuel Station and vehicle valeting | Consent | DIRECT TO WTW
18514 | 1 | Tier 2 Consent | Motor Fuel Limited | 10 Bricket Road | St Albans |  | Hertfordshire | Hertfordshire | AL1 3JX | Offham Service Station | London Road | Addington | West Malling | Kent | ME19 5AL | 2025-12-02 | 6 | 1 | At all times | HAM HILL WTW | London Road (Manhole TQ64580001) | Solids Suspended 105 Degrees C | - | 500 | mg/l | 31.3 | Vehicle and plant washing (Low Impact) | Kent West | Washing of vehicles | Fuel Station and vehicle valeting | Consent | DIRECT TO WTW
18514 | 1 | Tier 2 Consent | Motor Fuel Limited | 10 Bricket Road | St Albans |  | Hertfordshire | Hertfordshire | AL1 3JX | Offham Service Station | London Road | Addington | West Malling | Kent | ME19 5AL | 2025-12-02 | 6 | 1 | At all times | HAM HILL WTW | London Road (Manhole TQ64580001) | Sulphate as S04 | - | 500 | mg/l | 31.3 | Vehicle and plant washing (Low Impact) | Kent West | Washing of vehicles | Fuel Station and vehicle valeting | Consent | DIRECT TO WTW
18515 | 1 | Low Risk Consent | Lewes Hand Car Wash Ltd | 12 | Highams Hill |  | Crawley |  | RH11 8BS | Lewes | Tesco Store | Brooks Road | Lewes |  | BN7 2BY | 2025-09-11 | 5 | 0.5 | at any time | NEWHAVEN MAIN WTW | Brooks Road | Chemical Oxygen Demand Shaken as 0 | - | 800 | mg/l | 31.2 | Vehicle and plant washing (Low Impact) | Sussex East | Trade effluent will arise from the washing / rinsing of vehicles on the wash pad in the wash bay area. | Hand car wash and valeting | Consent | DAVEYS LANE LEWES WPS
18515 | 1 | Low Risk Consent | Lewes Hand Car Wash Ltd | 12 | Highams Hill |  | Crawley |  | RH11 8BS | Lewes | Tesco Store | Brooks Road | Lewes |  | BN7 2BY | 2025-09-11 | 5 | 0.5 | at any time | NEWHAVEN MAIN WTW | Brooks Road | Nitrogen Ammoniacal as N | - | 10 | mg/l | 31.2 | Vehicle and plant washing (Low Impact) | Sussex East | Trade effluent will arise from the washing / rinsing of vehicles on the wash pad in the wash bay area. | Hand car wash and valeting | Consent | DAVEYS LANE LEWES WPS
18515 | 1 | Low Risk Consent | Lewes Hand Car Wash Ltd | 12 | Highams Hill |  | Crawley |  | RH11 8BS | Lewes | Tesco Store | Brooks Road | Lewes |  | BN7 2BY | 2025-09-11 | 5 | 0.5 | at any time | NEWHAVEN MAIN WTW | Brooks Road | Oil and Grease | - | 200 | mg/l | 31.2 | Vehicle and plant washing (Low Impact) | Sussex East | Trade effluent will arise from the washing / rinsing of vehicles on the wash pad in the wash bay area. | Hand car wash and valeting | Consent | DAVEYS LANE LEWES WPS
18515 | 1 | Low Risk Consent | Lewes Hand Car Wash Ltd | 12 | Highams Hill |  | Crawley |  | RH11 8BS | Lewes | Tesco Store | Brooks Road | Lewes |  | BN7 2BY | 2025-09-11 | 5 | 0.5 | at any time | NEWHAVEN MAIN WTW | Brooks Road | pH | 6 | 10 | pH Units | 31.2 | Vehicle and plant washing (Low Impact) | Sussex East | Trade effluent will arise from the washing / rinsing of vehicles on the wash pad in the wash bay area. | Hand car wash and valeting | Consent | DAVEYS LANE LEWES WPS
18515 | 1 | Low Risk Consent | Lewes Hand Car Wash Ltd | 12 | Highams Hill |  | Crawley |  | RH11 8BS | Lewes | Tesco Store | Brooks Road | Lewes |  | BN7 2BY | 2025-09-11 | 5 | 0.5 | at any time | NEWHAVEN MAIN WTW | Brooks Road | Phosphorus Total | - | 15 | ug/l | 31.2 | Vehicle and plant washing (Low Impact) | Sussex East | Trade effluent will arise from the washing / rinsing of vehicles on the wash pad in the wash bay area. | Hand car wash and valeting | Consent | DAVEYS LANE LEWES WPS
18515 | 1 | Low Risk Consent | Lewes Hand Car Wash Ltd | 12 | Highams Hill |  | Crawley |  | RH11 8BS | Lewes | Tesco Store | Brooks Road | Lewes |  | BN7 2BY | 2025-09-11 | 5 | 0.5 | at any time | NEWHAVEN MAIN WTW | Brooks Road | Solids Suspended 105 Degrees C | - | 500 | mg/l | 31.2 | Vehicle and plant washing (Low Impact) | Sussex East | Trade effluent will arise from the washing / rinsing of vehicles on the wash pad in the wash bay area. | Hand car wash and valeting | Consent | DAVEYS LANE LEWES WPS
18515 | 1 | Low Risk Consent | Lewes Hand Car Wash Ltd | 12 | Highams Hill |  | Crawley |  | RH11 8BS | Lewes | Tesco Store | Brooks Road | Lewes |  | BN7 2BY | 2025-09-11 | 5 | 0.5 | at any time | NEWHAVEN MAIN WTW | Brooks Road | Sulphate as S04 | - | 500 | mg/l | 31.2 | Vehicle and plant washing (Low Impact) | Sussex East | Trade effluent will arise from the washing / rinsing of vehicles on the wash pad in the wash bay area. | Hand car wash and valeting | Consent | DAVEYS LANE LEWES WPS
18517 | 4 | Tier 2 Consent | Tesco Stores Limited | Tesco House | Shire Park | Kestrel Way | Welwyn Garden City |  | AL7 1GA | Tesco | Unit 2 | Newsprint Avenue | Aylesford | Kent | Me20 7XH | 2025-12-18 | 100 | 0.5 | At all times | DITTON WTW | FOUL rising main (‘The Sewer') situated in Bellingham Way and connecting into Ditton Wastewater Treatment Works (TQ7158090A) | Chemical Oxygen Demand Shaken as 0 | - | 800 | mg/l | 36.2 | Refuse Containers (Industrial) | Kent West | Washing of trays | Retail distribution | Consent | DIRECT TO WTW
18517 | 4 | Tier 2 Consent | Tesco Stores Limited | Tesco House | Shire Park | Kestrel Way | Welwyn Garden City |  | AL7 1GA | Tesco | Unit 2 | Newsprint Avenue | Aylesford | Kent | Me20 7XH | 2025-12-18 | 100 | 0.5 | At all times | DITTON WTW | FOUL rising main (‘The Sewer') situated in Bellingham Way and connecting into Ditton Wastewater Treatment Works (TQ7158090A) | Nitrogen Ammoniacal as N | - | 10 | mg/l | 36.2 | Refuse Containers (Industrial) | Kent West | Washing of trays | Retail distribution | Consent | DIRECT TO WTW
18517 | 4 | Tier 2 Consent | Tesco Stores Limited | Tesco House | Shire Park | Kestrel Way | Welwyn Garden City |  | AL7 1GA | Tesco | Unit 2 | Newsprint Avenue | Aylesford | Kent | Me20 7XH | 2025-12-18 | 100 | 0.5 | At all times | DITTON WTW | FOUL rising main (‘The Sewer') situated in Bellingham Way and connecting into Ditton Wastewater Treatment Works (TQ7158090A) | pH | 6 | 10 | pH Units | 36.2 | Refuse Containers (Industrial) | Kent West | Washing of trays | Retail distribution | Consent | DIRECT TO WTW
18517 | 4 | Tier 2 Consent | Tesco Stores Limited | Tesco House | Shire Park | Kestrel Way | Welwyn Garden City |  | AL7 1GA | Tesco | Unit 2 | Newsprint Avenue | Aylesford | Kent | Me20 7XH | 2025-12-18 | 100 | 0.5 | At all times | DITTON WTW | FOUL rising main (‘The Sewer') situated in Bellingham Way and connecting into Ditton Wastewater Treatment Works (TQ7158090A) | Solids Suspended 105 Degrees C | - | 400 | mg/l | 36.2 | Refuse Containers (Industrial) | Kent West | Washing of trays | Retail distribution | Consent | DIRECT TO WTW
18518 | 1 | Low Risk Consent | G E Heard & Sons Ltd |  | Marshlands Road |  | Portsmouth |  | PO6 1SS | Marshlands Road | Portsmouth |  |  |  | PO6 1SS | 2025-10-29 | 2 | 1 | 24 hours | BUDDS FARM HAVANT WTW | Fitzherbert Road (SU67059101) | Chemical Oxygen Demand Shaken as 0 | - | 800 | mg/l | 31.3 | Vehicle and plant washing (Low Impact) | Hampshire East | washwater associated with the cleaning of drums and containers | Reconditioning of steel and plastic drums as well as IBC containers | Consent | MAINLAND DRAYTON WPS
18518 | 1 | Low Risk Consent | G E Heard & Sons Ltd |  | Marshlands Road |  | Portsmouth |  | PO6 1SS | Marshlands Road | Portsmouth |  |  |  | PO6 1SS | 2025-10-29 | 2 | 1 | 24 hours | BUDDS FARM HAVANT WTW | Fitzherbert Road (SU67059101) | Nitrogen Ammoniacal as N | - | 10 | mg/l | 31.3 | Vehicle and plant washing (Low Impact) | Hampshire East | washwater associated with the cleaning of drums and containers | Reconditioning of steel and plastic drums as well as IBC containers | Consent | MAINLAND DRAYTON WPS
18518 | 1 | Low Risk Consent | G E Heard & Sons Ltd |  | Marshlands Road |  | Portsmouth |  | PO6 1SS | Marshlands Road | Portsmouth |  |  |  | PO6 1SS | 2025-10-29 | 2 | 1 | 24 hours | BUDDS FARM HAVANT WTW | Fitzherbert Road (SU67059101) | Oil and Grease | - | 200 | mg/l | 31.3 | Vehicle and plant washing (Low Impact) | Hampshire East | washwater associated with the cleaning of drums and containers | Reconditioning of steel and plastic drums as well as IBC containers | Consent | MAINLAND DRAYTON WPS
18518 | 1 | Low Risk Consent | G E Heard & Sons Ltd |  | Marshlands Road |  | Portsmouth |  | PO6 1SS | Marshlands Road | Portsmouth |  |  |  | PO6 1SS | 2025-10-29 | 2 | 1 | 24 hours | BUDDS FARM HAVANT WTW | Fitzherbert Road (SU67059101) | Solids Suspended 105 Degrees C | - | 400 | mg/l | 31.3 | Vehicle and plant washing (Low Impact) | Hampshire East | washwater associated with the cleaning of drums and containers | Reconditioning of steel and plastic drums as well as IBC containers | Consent | MAINLAND DRAYTON WPS
18519 | 2 | Tier 2 Consent | Ancala Water Services (Estates) Limited | Unit 1B, Redbrook Business Park | Wilthorpe Road |  | BARNSLEY |  | S75 1JN | Portsmouth Naval Base | Portsmouth | Hampshire |  |  | PO1 3NJ | 2025-11-24 | 160 | 1.3 | 24 hours | BUDDS FARM HAVANT WTW | Queens Street Sewer W3W - decreased.moods.foam (SU6300023D) | Aluminium Total | - | 10 | ug/l | 8.1 | Engineering (High risk) | Hampshire East | Water Blasting. A vacuum recovery system continuously draws water via a 4-inch recovery hose from the UHP blasting process as it is used on the surface. The recovered water is then pushed through a filtration system. | MOD | Consent | HENDERSON ROAD EASTNEY WPS
18519 | 2 | Tier 2 Consent | Ancala Water Services (Estates) Limited | Unit 1B, Redbrook Business Park | Wilthorpe Road |  | BARNSLEY |  | S75 1JN | Portsmouth Naval Base | Portsmouth | Hampshire |  |  | PO1 3NJ | 2025-11-24 | 160 | 1.3 | 24 hours | BUDDS FARM HAVANT WTW | Queens Street Sewer W3W - decreased.moods.foam (SU6300023D) | Chemical Oxygen Demand Shaken as 0 | - | 800 | mg/l | 8.1 | Engineering (High risk) | Hampshire East | Water Blasting. A vacuum recovery system continuously draws water via a 4-inch recovery hose from the UHP blasting process as it is used on the surface. The recovered water is then pushed through a filtration system. | MOD | Consent | HENDERSON ROAD EASTNEY WPS
18519 | 2 | Tier 2 Consent | Ancala Water Services (Estates) Limited | Unit 1B, Redbrook Business Park | Wilthorpe Road |  | BARNSLEY |  | S75 1JN | Portsmouth Naval Base | Portsmouth | Hampshire |  |  | PO1 3NJ | 2025-11-24 | 160 | 1.3 | 24 hours | BUDDS FARM HAVANT WTW | Queens Street Sewer W3W - decreased.moods.foam (SU6300023D) | Copper Total | - | 1 | ug/l | 8.1 | Engineering (High risk) | Hampshire East | Water Blasting. A vacuum recovery system continuously draws water via a 4-inch recovery hose from the UHP blasting process as it is used on the surface. The recovered water is then pushed through a filtration system. | MOD | Consent | HENDERSON ROAD EASTNEY WPS
18519 | 2 | Tier 2 Consent | Ancala Water Services (Estates) Limited | Unit 1B, Redbrook Business Park | Wilthorpe Road |  | BARNSLEY |  | S75 1JN | Portsmouth Naval Base | Portsmouth | Hampshire |  |  | PO1 3NJ | 2025-11-24 | 160 | 1.3 | 24 hours | BUDDS FARM HAVANT WTW | Queens Street Sewer W3W - decreased.moods.foam (SU6300023D) | Iron Total | - | 5 | ug/l | 8.1 | Engineering (High risk) | Hampshire East | Water Blasting. A vacuum recovery system continuously draws water via a 4-inch recovery hose from the UHP blasting process as it is used on the surface. The recovered water is then pushed through a filtration system. | MOD | Consent | HENDERSON ROAD EASTNEY WPS
18519 | 2 | Tier 2 Consent | Ancala Water Services (Estates) Limited | Unit 1B, Redbrook Business Park | Wilthorpe Road |  | BARNSLEY |  | S75 1JN | Portsmouth Naval Base | Portsmouth | Hampshire |  |  | PO1 3NJ | 2025-11-24 | 160 | 1.3 | 24 hours | BUDDS FARM HAVANT WTW | Queens Street Sewer W3W - decreased.moods.foam (SU6300023D) | Nitrogen Ammoniacal as N | - | 10 | mg/l | 8.1 | Engineering (High risk) | Hampshire East | Water Blasting. A vacuum recovery system continuously draws water via a 4-inch recovery hose from the UHP blasting process as it is used on the surface. The recovered water is then pushed through a filtration system. | MOD | Consent | HENDERSON ROAD EASTNEY WPS
18519 | 2 | Tier 2 Consent | Ancala Water Services (Estates) Limited | Unit 1B, Redbrook Business Park | Wilthorpe Road |  | BARNSLEY |  | S75 1JN | Portsmouth Naval Base | Portsmouth | Hampshire |  |  | PO1 3NJ | 2025-11-24 | 160 | 1.3 | 24 hours | BUDDS FARM HAVANT WTW | Queens Street Sewer W3W - decreased.moods.foam (SU6300023D) | Solids Suspended 105 Degrees C | - | 400 | mg/l | 8.1 | Engineering (High risk) | Hampshire East | Water Blasting. A vacuum recovery system continuously draws water via a 4-inch recovery hose from the UHP blasting process as it is used on the surface. The recovered water is then pushed through a filtration system. | MOD | Consent | HENDERSON ROAD EASTNEY WPS
18519 | 2 | Tier 2 Consent | Ancala Water Services (Estates) Limited | Unit 1B, Redbrook Business Park | Wilthorpe Road |  | BARNSLEY |  | S75 1JN | Portsmouth Naval Base | Portsmouth | Hampshire |  |  | PO1 3NJ | 2025-11-24 | 160 | 1.3 | 24 hours | BUDDS FARM HAVANT WTW | Queens Street Sewer W3W - decreased.moods.foam (SU6300023D) | Total Petroleum Hydrocarbons | - | 5000 | ug/l | 8.1 | Engineering (High risk) | Hampshire East | Water Blasting. A vacuum recovery system continuously draws water via a 4-inch recovery hose from the UHP blasting process as it is used on the surface. The recovered water is then pushed through a filtration system. | MOD | Consent | HENDERSON ROAD EASTNEY WPS
18519 | 2 | Tier 2 Consent | Ancala Water Services (Estates) Limited | Unit 1B, Redbrook Business Park | Wilthorpe Road |  | BARNSLEY |  | S75 1JN | Portsmouth Naval Base | Portsmouth | Hampshire |  |  | PO1 3NJ | 2025-11-24 | 160 | 1.3 | 24 hours | BUDDS FARM HAVANT WTW | Queens Street Sewer W3W - decreased.moods.foam (SU6300023D) | Xylene Total | - | 0.5 | ug/l | 8.1 | Engineering (High risk) | Hampshire East | Water Blasting. A vacuum recovery system continuously draws water via a 4-inch recovery hose from the UHP blasting process as it is used on the surface. The recovered water is then pushed through a filtration system. | MOD | Consent | HENDERSON ROAD EASTNEY WPS
18525 | 1 | Tier 1 Consent | The Go-Ahead Group Limited | 3rd Floor 41-51 | Grey Street |  | Newcastle Upon Tyne |  | NE1 6EE | STATION SHEDS & OFFICE | TERMINUS ROAD |  | LITTLEHAMPTON | SW | BN17 5BS | 2024-03-14 | 10 | 1 | at all times | FORD WTW | Terminus Road | Chemical Oxygen Demand Shaken as 0 | - | 800 | mg/l | 31.1 | Vehicle and plant washing (Medium Impact) | Sussex West | External washing of trains | Train cleaning (interior and exterior) activities, including external washing and toilet discharge. | Consent | -
18525 | 1 | Tier 1 Consent | The Go-Ahead Group Limited | 3rd Floor 41-51 | Grey Street |  | Newcastle Upon Tyne |  | NE1 6EE | STATION SHEDS & OFFICE | TERMINUS ROAD |  | LITTLEHAMPTON | SW | BN17 5BS | 2024-03-14 | 10 | 1 | at all times | FORD WTW | Terminus Road | Nitrogen Ammoniacal as N | - | 15 | mg/l | 31.1 | Vehicle and plant washing (Medium Impact) | Sussex West | External washing of trains | Train cleaning (interior and exterior) activities, including external washing and toilet discharge. | Consent | -
18525 | 1 | Tier 1 Consent | The Go-Ahead Group Limited | 3rd Floor 41-51 | Grey Street |  | Newcastle Upon Tyne |  | NE1 6EE | STATION SHEDS & OFFICE | TERMINUS ROAD |  | LITTLEHAMPTON | SW | BN17 5BS | 2024-03-14 | 10 | 1 | at all times | FORD WTW | Terminus Road | pH Limit | 6 | 10 |  | 31.1 | Vehicle and plant washing (Medium Impact) | Sussex West | External washing of trains | Train cleaning (interior and exterior) activities, including external washing and toilet discharge. | Consent | -
18525 | 1 | Tier 1 Consent | The Go-Ahead Group Limited | 3rd Floor 41-51 | Grey Street |  | Newcastle Upon Tyne |  | NE1 6EE | STATION SHEDS & OFFICE | TERMINUS ROAD |  | LITTLEHAMPTON | SW | BN17 5BS | 2024-03-14 | 10 | 1 | at all times | FORD WTW | Terminus Road | Solids Suspended 105 Degrees C | - | 400 | mg/l | 31.1 | Vehicle and plant washing (Medium Impact) | Sussex West | External washing of trains | Train cleaning (interior and exterior) activities, including external washing and toilet discharge. | Consent | -
18527 | 1 | Low Risk Consent | GB Terminals Ltd | Meridian House | Alexandra Dock North |  | Grimsby |  | DN31 3UA | Pathfinder House | Eastern Docks |  | Southampton |  | SO14 3AE | 2025-12-03 | 1 | 0.5 | At all times | MILLBROOK WTW | Canute Road (SU4210690D) | Chemical Oxygen Demand Shaken as 0 | 0 | 800 | mg/l | 31.2 | Vehicle and plant washing (Low Impact) | Hampshire West | valet and vehicle washing | New and used vehicle preparation | Consent | ALBERT ROAD CHAPEL DEPOT WPS
18527 | 1 | Low Risk Consent | GB Terminals Ltd | Meridian House | Alexandra Dock North |  | Grimsby |  | DN31 3UA | Pathfinder House | Eastern Docks |  | Southampton |  | SO14 3AE | 2025-12-03 | 1 | 0.5 | At all times | MILLBROOK WTW | Canute Road (SU4210690D) | Nitrogen Ammoniacal as N | 0 | 10 | mg/l | 31.2 | Vehicle and plant washing (Low Impact) | Hampshire West | valet and vehicle washing | New and used vehicle preparation | Consent | ALBERT ROAD CHAPEL DEPOT WPS
18527 | 1 | Low Risk Consent | GB Terminals Ltd | Meridian House | Alexandra Dock North |  | Grimsby |  | DN31 3UA | Pathfinder House | Eastern Docks |  | Southampton |  | SO14 3AE | 2025-12-03 | 1 | 0.5 | At all times | MILLBROOK WTW | Canute Road (SU4210690D) | Oil and Grease | 0 | 200 | mg/l | 31.2 | Vehicle and plant washing (Low Impact) | Hampshire West | valet and vehicle washing | New and used vehicle preparation | Consent | ALBERT ROAD CHAPEL DEPOT WPS
18527 | 1 | Low Risk Consent | GB Terminals Ltd | Meridian House | Alexandra Dock North |  | Grimsby |  | DN31 3UA | Pathfinder House | Eastern Docks |  | Southampton |  | SO14 3AE | 2025-12-03 | 1 | 0.5 | At all times | MILLBROOK WTW | Canute Road (SU4210690D) | pH | 6 | 10 | pH Units | 31.2 | Vehicle and plant washing (Low Impact) | Hampshire West | valet and vehicle washing | New and used vehicle preparation | Consent | ALBERT ROAD CHAPEL DEPOT WPS
18527 | 1 | Low Risk Consent | GB Terminals Ltd | Meridian House | Alexandra Dock North |  | Grimsby |  | DN31 3UA | Pathfinder House | Eastern Docks |  | Southampton |  | SO14 3AE | 2025-12-03 | 1 | 0.5 | At all times | MILLBROOK WTW | Canute Road (SU4210690D) | Solids Suspended 105 Degrees C | 0 | 500 | mg/l | 31.2 | Vehicle and plant washing (Low Impact) | Hampshire West | valet and vehicle washing | New and used vehicle preparation | Consent | ALBERT ROAD CHAPEL DEPOT WPS
18527 | 1 | Low Risk Consent | GB Terminals Ltd | Meridian House | Alexandra Dock North |  | Grimsby |  | DN31 3UA | Pathfinder House | Eastern Docks |  | Southampton |  | SO14 3AE | 2025-12-03 | 1 | 0.5 | At all times | MILLBROOK WTW | Canute Road (SU4210690D) | Sulphate as S04 | 0 | 500 | mg/l | 31.2 | Vehicle and plant washing (Low Impact) | Hampshire West | valet and vehicle washing | New and used vehicle preparation | Consent | ALBERT ROAD CHAPEL DEPOT WPS
18529 | 2 | Tier 2 Consent | Rolls-Royce Motor Cars Limited | Summit One | Summit Avenue |  | Farnborough | Hampshire | GU14 0FB | The Drive | Westhampnett | Chichester |  |  | PO18 0SH | 2026-01-19 | 15 | 2 | at all times | TANGMERE WTW | Stane Street | Chemical Oxygen Demand Shaken as 0 | - | 800 | mg/l | 8.2 | Engineering (Low risk) | Sussex West | Washing of vehicles, demineralised water from water treatment softener plants, heating system flushing, compressor condensate, ultrasonic cleaning, boiler blowdown | Motor Vehicle Manufacturer | Consent | MAUDLIN WPS
18529 | 2 | Tier 2 Consent | Rolls-Royce Motor Cars Limited | Summit One | Summit Avenue |  | Farnborough | Hampshire | GU14 0FB | The Drive | Westhampnett | Chichester |  |  | PO18 0SH | 2026-01-19 | 15 | 2 | at all times | TANGMERE WTW | Stane Street | Nitrogen Ammoniacal as N | - | 15 | mg/l | 8.2 | Engineering (Low risk) | Sussex West | Washing of vehicles, demineralised water from water treatment softener plants, heating system flushing, compressor condensate, ultrasonic cleaning, boiler blowdown | Motor Vehicle Manufacturer | Consent | MAUDLIN WPS
18529 | 2 | Tier 2 Consent | Rolls-Royce Motor Cars Limited | Summit One | Summit Avenue |  | Farnborough | Hampshire | GU14 0FB | The Drive | Westhampnett | Chichester |  |  | PO18 0SH | 2026-01-19 | 15 | 2 | at all times | TANGMERE WTW | Stane Street | pH Limit | 6 | 10 |  | 8.2 | Engineering (Low risk) | Sussex West | Washing of vehicles, demineralised water from water treatment softener plants, heating system flushing, compressor condensate, ultrasonic cleaning, boiler blowdown | Motor Vehicle Manufacturer | Consent | MAUDLIN WPS
18529 | 2 | Tier 2 Consent | Rolls-Royce Motor Cars Limited | Summit One | Summit Avenue |  | Farnborough | Hampshire | GU14 0FB | The Drive | Westhampnett | Chichester |  |  | PO18 0SH | 2026-01-19 | 15 | 2 | at all times | TANGMERE WTW | Stane Street | Phosphorus Total | - | 10 | ug/l | 8.2 | Engineering (Low risk) | Sussex West | Washing of vehicles, demineralised water from water treatment softener plants, heating system flushing, compressor condensate, ultrasonic cleaning, boiler blowdown | Motor Vehicle Manufacturer | Consent | MAUDLIN WPS
18529 | 2 | Tier 2 Consent | Rolls-Royce Motor Cars Limited | Summit One | Summit Avenue |  | Farnborough | Hampshire | GU14 0FB | The Drive | Westhampnett | Chichester |  |  | PO18 0SH | 2026-01-19 | 15 | 2 | at all times | TANGMERE WTW | Stane Street | Solids Suspended 105 Degrees C | - | 400 | mg/l | 8.2 | Engineering (Low risk) | Sussex West | Washing of vehicles, demineralised water from water treatment softener plants, heating system flushing, compressor condensate, ultrasonic cleaning, boiler blowdown | Motor Vehicle Manufacturer | Consent | MAUDLIN WPS
18530 | 1 | Low Risk Consent | Enterprise Rent-A-Car UK Limited | Enterprise House | Vicarage Road |  | Egham | Surrey | TW20 9FB | 7 Brett Drive |  | Hastings | Kent |  | TN40 2JP | 2025-12-17 | 2 | 0.2 | at any time | BEXHILL & HASTINGS WTW | College Road via manhole TQ75079903 | Chemical Oxygen Demand Shaken as 0 | - | 800 | mg/l | 31.2 | Vehicle and plant washing (Low Impact) | Sussex East | Vehicle washing only | Car and Van Rental | Consent | GALLEY HILL BEXHILL WPS
18530 | 1 | Low Risk Consent | Enterprise Rent-A-Car UK Limited | Enterprise House | Vicarage Road |  | Egham | Surrey | TW20 9FB | 7 Brett Drive |  | Hastings | Kent |  | TN40 2JP | 2025-12-17 | 2 | 0.2 | at any time | BEXHILL & HASTINGS WTW | College Road via manhole TQ75079903 | Nitrogen Ammoniacal as N | - | 10 | mg/l | 31.2 | Vehicle and plant washing (Low Impact) | Sussex East | Vehicle washing only | Car and Van Rental | Consent | GALLEY HILL BEXHILL WPS
18530 | 1 | Low Risk Consent | Enterprise Rent-A-Car UK Limited | Enterprise House | Vicarage Road |  | Egham | Surrey | TW20 9FB | 7 Brett Drive |  | Hastings | Kent |  | TN40 2JP | 2025-12-17 | 2 | 0.2 | at any time | BEXHILL & HASTINGS WTW | College Road via manhole TQ75079903 | Oil and Grease | - | 200 | mg/l | 31.2 | Vehicle and plant washing (Low Impact) | Sussex East | Vehicle washing only | Car and Van Rental | Consent | GALLEY HILL BEXHILL WPS
18530 | 1 | Low Risk Consent | Enterprise Rent-A-Car UK Limited | Enterprise House | Vicarage Road |  | Egham | Surrey | TW20 9FB | 7 Brett Drive |  | Hastings | Kent |  | TN40 2JP | 2025-12-17 | 2 | 0.2 | at any time | BEXHILL & HASTINGS WTW | College Road via manhole TQ75079903 | pH | 6 | 10 | pH Units | 31.2 | Vehicle and plant washing (Low Impact) | Sussex East | Vehicle washing only | Car and Van Rental | Consent | GALLEY HILL BEXHILL WPS
18530 | 1 | Low Risk Consent | Enterprise Rent-A-Car UK Limited | Enterprise House | Vicarage Road |  | Egham | Surrey | TW20 9FB | 7 Brett Drive |  | Hastings | Kent |  | TN40 2JP | 2025-12-17 | 2 | 0.2 | at any time | BEXHILL & HASTINGS WTW | College Road via manhole TQ75079903 | Phosphorus Total | - | 15 | ug/l | 31.2 | Vehicle and plant washing (Low Impact) | Sussex East | Vehicle washing only | Car and Van Rental | Consent | GALLEY HILL BEXHILL WPS
18530 | 1 | Low Risk Consent | Enterprise Rent-A-Car UK Limited | Enterprise House | Vicarage Road |  | Egham | Surrey | TW20 9FB | 7 Brett Drive |  | Hastings | Kent |  | TN40 2JP | 2025-12-17 | 2 | 0.2 | at any time | BEXHILL & HASTINGS WTW | College Road via manhole TQ75079903 | Solids Suspended 105 Degrees C | - | 500 | mg/l | 31.2 | Vehicle and plant washing (Low Impact) | Sussex East | Vehicle washing only | Car and Van Rental | Consent | GALLEY HILL BEXHILL WPS
18530 | 1 | Low Risk Consent | Enterprise Rent-A-Car UK Limited | Enterprise House | Vicarage Road |  | Egham | Surrey | TW20 9FB | 7 Brett Drive |  | Hastings | Kent |  | TN40 2JP | 2025-12-17 | 2 | 0.2 | at any time | BEXHILL & HASTINGS WTW | College Road via manhole TQ75079903 | Sulphate as S04 | - | 500 | mg/l | 31.2 | Vehicle and plant washing (Low Impact) | Sussex East | Vehicle washing only | Car and Van Rental | Consent | GALLEY HILL BEXHILL WPS
18533 | 1 | Tier 2 Consent | Rusdene Services Limited | 3c Twyford Court | High Street | Dunmow |  |  | CM6 1AE | Waterlooville Service Station | Electra Avenue | Waterlooville | Hampshire |  | PO7 7XW | 2025-12-03 | 20 | 1 | 24 hours | BUDDS FARM HAVANT WTW | Hambledon Road | Chemical Oxygen Demand Shaken as 0 | - | 800 | mg/l | 31.1 | Vehicle and plant washing (Medium Impact) | Hampshire East | roll over car wash and jet wash | Petrol forecourt with roll over car wash and jet wash | Consent | BRAMBLES FARM WATERLOOVILLE WPS
18533 | 1 | Tier 2 Consent | Rusdene Services Limited | 3c Twyford Court | High Street | Dunmow |  |  | CM6 1AE | Waterlooville Service Station | Electra Avenue | Waterlooville | Hampshire |  | PO7 7XW | 2025-12-03 | 20 | 1 | 24 hours | BUDDS FARM HAVANT WTW | Hambledon Road | Nitrogen Ammoniacal as N | - | 10 | mg/l | 31.1 | Vehicle and plant washing (Medium Impact) | Hampshire East | roll over car wash and jet wash | Petrol forecourt with roll over car wash and jet wash | Consent | BRAMBLES FARM WATERLOOVILLE WPS
18533 | 1 | Tier 2 Consent | Rusdene Services Limited | 3c Twyford Court | High Street | Dunmow |  |  | CM6 1AE | Waterlooville Service Station | Electra Avenue | Waterlooville | Hampshire |  | PO7 7XW | 2025-12-03 | 20 | 1 | 24 hours | BUDDS FARM HAVANT WTW | Hambledon Road | Oil and Grease | - | 100 | mg/l | 31.1 | Vehicle and plant washing (Medium Impact) | Hampshire East | roll over car wash and jet wash | Petrol forecourt with roll over car wash and jet wash | Consent | BRAMBLES FARM WATERLOOVILLE WPS
18533 | 1 | Tier 2 Consent | Rusdene Services Limited | 3c Twyford Court | High Street | Dunmow |  |  | CM6 1AE | Waterlooville Service Station | Electra Avenue | Waterlooville | Hampshire |  | PO7 7XW | 2025-12-03 | 20 | 1 | 24 hours | BUDDS FARM HAVANT WTW | Hambledon Road | pH | 6 | 10 | pH Units | 31.1 | Vehicle and plant washing (Medium Impact) | Hampshire East | roll over car wash and jet wash | Petrol forecourt with roll over car wash and jet wash | Consent | BRAMBLES FARM WATERLOOVILLE WPS
18533 | 1 | Tier 2 Consent | Rusdene Services Limited | 3c Twyford Court | High Street | Dunmow |  |  | CM6 1AE | Waterlooville Service Station | Electra Avenue | Waterlooville | Hampshire |  | PO7 7XW | 2025-12-03 | 20 | 1 | 24 hours | BUDDS FARM HAVANT WTW | Hambledon Road | Solids Suspended 105 Degrees C | - | 400 | mg/l | 31.1 | Vehicle and plant washing (Medium Impact) | Hampshire East | roll over car wash and jet wash | Petrol forecourt with roll over car wash and jet wash | Consent | BRAMBLES FARM WATERLOOVILLE WPS
18533 | 1 | Tier 2 Consent | Rusdene Services Limited | 3c Twyford Court | High Street | Dunmow |  |  | CM6 1AE | Waterlooville Service Station | Electra Avenue | Waterlooville | Hampshire |  | PO7 7XW | 2025-12-03 | 20 | 1 | 24 hours | BUDDS FARM HAVANT WTW | Hambledon Road | Sulphate as S04 | - | 100 | mg/l | 31.1 | Vehicle and plant washing (Medium Impact) | Hampshire East | roll over car wash and jet wash | Petrol forecourt with roll over car wash and jet wash | Consent | BRAMBLES FARM WATERLOOVILLE WPS
18534 | 1 | Low Risk Consent | D&A Car Wash LTD | 60 | Tideswell Road |  | Eastbourne |  | BN21 3RG | Hand Car Wash | Tesco Store Site | Lottbridge Drove | Eastbourne |  | BN23 6QD | 2025-12-15 | 5 | 0.5 | At any time. | EASTBOURNE WTW | Lottbridge Drove | Chemical Oxygen Demand Shaken as 0 | - | 800 | mg/l | 31.2 | Vehicle and plant washing (Low Impact) | Sussex East | Trade effluent will arise from the washing / rinsing of vehicles on the wash pad in the wash bay area. | Hand Car Wash and Valeting | Consent | LOTTBRIDGE DROVE EASTBOURNE WPS
18534 | 1 | Low Risk Consent | D&A Car Wash LTD | 60 | Tideswell Road |  | Eastbourne |  | BN21 3RG | Hand Car Wash | Tesco Store Site | Lottbridge Drove | Eastbourne |  | BN23 6QD | 2025-12-15 | 5 | 0.5 | At any time. | EASTBOURNE WTW | Lottbridge Drove | Nitrogen Ammoniacal as N | - | 10 | mg/l | 31.2 | Vehicle and plant washing (Low Impact) | Sussex East | Trade effluent will arise from the washing / rinsing of vehicles on the wash pad in the wash bay area. | Hand Car Wash and Valeting | Consent | LOTTBRIDGE DROVE EASTBOURNE WPS
18534 | 1 | Low Risk Consent | D&A Car Wash LTD | 60 | Tideswell Road |  | Eastbourne |  | BN21 3RG | Hand Car Wash | Tesco Store Site | Lottbridge Drove | Eastbourne |  | BN23 6QD | 2025-12-15 | 5 | 0.5 | At any time. | EASTBOURNE WTW | Lottbridge Drove | Oil and Grease | - | 200 | mg/l | 31.2 | Vehicle and plant washing (Low Impact) | Sussex East | Trade effluent will arise from the washing / rinsing of vehicles on the wash pad in the wash bay area. | Hand Car Wash and Valeting | Consent | LOTTBRIDGE DROVE EASTBOURNE WPS
18534 | 1 | Low Risk Consent | D&A Car Wash LTD | 60 | Tideswell Road |  | Eastbourne |  | BN21 3RG | Hand Car Wash | Tesco Store Site | Lottbridge Drove | Eastbourne |  | BN23 6QD | 2025-12-15 | 5 | 0.5 | At any time. | EASTBOURNE WTW | Lottbridge Drove | pH | 6 | 10 | pH Units | 31.2 | Vehicle and plant washing (Low Impact) | Sussex East | Trade effluent will arise from the washing / rinsing of vehicles on the wash pad in the wash bay area. | Hand Car Wash and Valeting | Consent | LOTTBRIDGE DROVE EASTBOURNE WPS
18534 | 1 | Low Risk Consent | D&A Car Wash LTD | 60 | Tideswell Road |  | Eastbourne |  | BN21 3RG | Hand Car Wash | Tesco Store Site | Lottbridge Drove | Eastbourne |  | BN23 6QD | 2025-12-15 | 5 | 0.5 | At any time. | EASTBOURNE WTW | Lottbridge Drove | Phosphorus Total | - | 15 | ug/l | 31.2 | Vehicle and plant washing (Low Impact) | Sussex East | Trade effluent will arise from the washing / rinsing of vehicles on the wash pad in the wash bay area. | Hand Car Wash and Valeting | Consent | LOTTBRIDGE DROVE EASTBOURNE WPS
18534 | 1 | Low Risk Consent | D&A Car Wash LTD | 60 | Tideswell Road |  | Eastbourne |  | BN21 3RG | Hand Car Wash | Tesco Store Site | Lottbridge Drove | Eastbourne |  | BN23 6QD | 2025-12-15 | 5 | 0.5 | At any time. | EASTBOURNE WTW | Lottbridge Drove | Solids Suspended 105 Degrees C | - | 500 | mg/l | 31.2 | Vehicle and plant washing (Low Impact) | Sussex East | Trade effluent will arise from the washing / rinsing of vehicles on the wash pad in the wash bay area. | Hand Car Wash and Valeting | Consent | LOTTBRIDGE DROVE EASTBOURNE WPS
18534 | 1 | Low Risk Consent | D&A Car Wash LTD | 60 | Tideswell Road |  | Eastbourne |  | BN21 3RG | Hand Car Wash | Tesco Store Site | Lottbridge Drove | Eastbourne |  | BN23 6QD | 2025-12-15 | 5 | 0.5 | At any time. | EASTBOURNE WTW | Lottbridge Drove | Sulphate as S04 | - | 500 | mg/l | 31.2 | Vehicle and plant washing (Low Impact) | Sussex East | Trade effluent will arise from the washing / rinsing of vehicles on the wash pad in the wash bay area. | Hand Car Wash and Valeting | Consent | LOTTBRIDGE DROVE EASTBOURNE WPS
18536 | 1 | Tier 2 Consent | Lewmar Limited | Lewmar Limited | Southmoor Lane |  | Havant | Hampshire | PO9 1JJ | South Factory | Southmoor Lane | Havant | Hampshire |  | P09 1JJ | 2025-12-15 | 1 | 1 | 24 hours | BUDDS FARM HAVANT WTW | Southmour Lane (//GLOVE.BUBBLE.MANLINESS) | Aluminium Total | - | 10 | ug/l | 22.3 | Plating and metal finishing (Low Impact) | Hampshire East | The pre-treatment of Aluminium parts for powder coating | Engineering and Manufacture of Marine Equipment | Consent | DIRECT TO WTW
18536 | 1 | Tier 2 Consent | Lewmar Limited | Lewmar Limited | Southmoor Lane |  | Havant | Hampshire | PO9 1JJ | South Factory | Southmoor Lane | Havant | Hampshire |  | P09 1JJ | 2025-12-15 | 1 | 1 | 24 hours | BUDDS FARM HAVANT WTW | Southmour Lane (//GLOVE.BUBBLE.MANLINESS) | Chemical Oxygen Demand Shaken as 0 | - | 800 | mg/l | 22.3 | Plating and metal finishing (Low Impact) | Hampshire East | The pre-treatment of Aluminium parts for powder coating | Engineering and Manufacture of Marine Equipment | Consent | DIRECT TO WTW
18536 | 1 | Tier 2 Consent | Lewmar Limited | Lewmar Limited | Southmoor Lane |  | Havant | Hampshire | PO9 1JJ | South Factory | Southmoor Lane | Havant | Hampshire |  | P09 1JJ | 2025-12-15 | 1 | 1 | 24 hours | BUDDS FARM HAVANT WTW | Southmour Lane (//GLOVE.BUBBLE.MANLINESS) | Chloride | - | 500 | mg/l | 22.3 | Plating and metal finishing (Low Impact) | Hampshire East | The pre-treatment of Aluminium parts for powder coating | Engineering and Manufacture of Marine Equipment | Consent | DIRECT TO WTW
18536 | 1 | Tier 2 Consent | Lewmar Limited | Lewmar Limited | Southmoor Lane |  | Havant | Hampshire | PO9 1JJ | South Factory | Southmoor Lane | Havant | Hampshire |  | P09 1JJ | 2025-12-15 | 1 | 1 | 24 hours | BUDDS FARM HAVANT WTW | Southmour Lane (//GLOVE.BUBBLE.MANLINESS) | Nitrogen Ammoniacal as N | - | 10 | mg/l | 22.3 | Plating and metal finishing (Low Impact) | Hampshire East | The pre-treatment of Aluminium parts for powder coating | Engineering and Manufacture of Marine Equipment | Consent | DIRECT TO WTW
18536 | 1 | Tier 2 Consent | Lewmar Limited | Lewmar Limited | Southmoor Lane |  | Havant | Hampshire | PO9 1JJ | South Factory | Southmoor Lane | Havant | Hampshire |  | P09 1JJ | 2025-12-15 | 1 | 1 | 24 hours | BUDDS FARM HAVANT WTW | Southmour Lane (//GLOVE.BUBBLE.MANLINESS) | pH | 6 | 10 | pH Units | 22.3 | Plating and metal finishing (Low Impact) | Hampshire East | The pre-treatment of Aluminium parts for powder coating | Engineering and Manufacture of Marine Equipment | Consent | DIRECT TO WTW
18536 | 1 | Tier 2 Consent | Lewmar Limited | Lewmar Limited | Southmoor Lane |  | Havant | Hampshire | PO9 1JJ | South Factory | Southmoor Lane | Havant | Hampshire |  | P09 1JJ | 2025-12-15 | 1 | 1 | 24 hours | BUDDS FARM HAVANT WTW | Southmour Lane (//GLOVE.BUBBLE.MANLINESS) | Solids Suspended 105 Degrees C | - | 400 | mg/l | 22.3 | Plating and metal finishing (Low Impact) | Hampshire East | The pre-treatment of Aluminium parts for powder coating | Engineering and Manufacture of Marine Equipment | Consent | DIRECT TO WTW
18537 | 2 | Tier 2 Consent | Motor Fuel Limited | 10 Bricket Road | St Albans |  | Hertfordshire | Hertfordshire | AL1 3JX | Highgate Service Station | A268 Rye Road | Hawkhurst | Kent |  | TN18 4HD | 2025-12-30 | 5 | 1 | At any time | HAWKHURST NORTH WTW | Norris Close | Chemical Oxygen Demand Shaken as 0 | - | 800 | mg/l | 31.2 | Vehicle and plant washing (Low Impact) | Sussex East | Vehicle washing - 2 x jet washes | Fuel station and vehicle valeting | Consent | GRAVITY TO WTW - NO WPS
18537 | 2 | Tier 2 Consent | Motor Fuel Limited | 10 Bricket Road | St Albans |  | Hertfordshire | Hertfordshire | AL1 3JX | Highgate Service Station | A268 Rye Road | Hawkhurst | Kent |  | TN18 4HD | 2025-12-30 | 5 | 1 | At any time | HAWKHURST NORTH WTW | Norris Close | Nitrogen Ammoniacal as N | - | 10 | mg/l | 31.2 | Vehicle and plant washing (Low Impact) | Sussex East | Vehicle washing - 2 x jet washes | Fuel station and vehicle valeting | Consent | GRAVITY TO WTW - NO WPS
18537 | 2 | Tier 2 Consent | Motor Fuel Limited | 10 Bricket Road | St Albans |  | Hertfordshire | Hertfordshire | AL1 3JX | Highgate Service Station | A268 Rye Road | Hawkhurst | Kent |  | TN18 4HD | 2025-12-30 | 5 | 1 | At any time | HAWKHURST NORTH WTW | Norris Close | Oil and Grease | - | 200 | mg/l | 31.2 | Vehicle and plant washing (Low Impact) | Sussex East | Vehicle washing - 2 x jet washes | Fuel station and vehicle valeting | Consent | GRAVITY TO WTW - NO WPS
18537 | 2 | Tier 2 Consent | Motor Fuel Limited | 10 Bricket Road | St Albans |  | Hertfordshire | Hertfordshire | AL1 3JX | Highgate Service Station | A268 Rye Road | Hawkhurst | Kent |  | TN18 4HD | 2025-12-30 | 5 | 1 | At any time | HAWKHURST NORTH WTW | Norris Close | pH | 6 | 10 | pH Units | 31.2 | Vehicle and plant washing (Low Impact) | Sussex East | Vehicle washing - 2 x jet washes | Fuel station and vehicle valeting | Consent | GRAVITY TO WTW - NO WPS
18537 | 2 | Tier 2 Consent | Motor Fuel Limited | 10 Bricket Road | St Albans |  | Hertfordshire | Hertfordshire | AL1 3JX | Highgate Service Station | A268 Rye Road | Hawkhurst | Kent |  | TN18 4HD | 2025-12-30 | 5 | 1 | At any time | HAWKHURST NORTH WTW | Norris Close | Phosphorus Total | - | 15 | ug/l | 31.2 | Vehicle and plant washing (Low Impact) | Sussex East | Vehicle washing - 2 x jet washes | Fuel station and vehicle valeting | Consent | GRAVITY TO WTW - NO WPS
18537 | 2 | Tier 2 Consent | Motor Fuel Limited | 10 Bricket Road | St Albans |  | Hertfordshire | Hertfordshire | AL1 3JX | Highgate Service Station | A268 Rye Road | Hawkhurst | Kent |  | TN18 4HD | 2025-12-30 | 5 | 1 | At any time | HAWKHURST NORTH WTW | Norris Close | Solids Suspended 105 Degrees C | - | 500 | mg/l | 31.2 | Vehicle and plant washing (Low Impact) | Sussex East | Vehicle washing - 2 x jet washes | Fuel station and vehicle valeting | Consent | GRAVITY TO WTW - NO WPS
18537 | 2 | Tier 2 Consent | Motor Fuel Limited | 10 Bricket Road | St Albans |  | Hertfordshire | Hertfordshire | AL1 3JX | Highgate Service Station | A268 Rye Road | Hawkhurst | Kent |  | TN18 4HD | 2025-12-30 | 5 | 1 | At any time | HAWKHURST NORTH WTW | Norris Close | Sulphate as S04 | - | 500 | mg/l | 31.2 | Vehicle and plant washing (Low Impact) | Sussex East | Vehicle washing - 2 x jet washes | Fuel station and vehicle valeting | Consent | GRAVITY TO WTW - NO WPS
18538 | 1 | Low Risk Consent | Motor Fuel Limited | 10 Bricket Road | St Albans |  | Hertfordshire | Hertfordshire | AL1 3JX | Crusader Service Station | 10 Borstal Hill | Whitsable | Kent |  | CT5 4LX | 2026-01-07 | 2.5 | 1 | At all times | SWALECLIFFE WTW | Joy Lane | Chemical Oxygen Demand Shaken as 0 | - | 800 | mg/l | 31.3 | Vehicle and plant washing (Low Impact) | Kent East | Jet washing of vehicles | Fuel station and vehicle valeting | Consent | STATION ROAD WHITSTABLE WPS
18538 | 1 | Low Risk Consent | Motor Fuel Limited | 10 Bricket Road | St Albans |  | Hertfordshire | Hertfordshire | AL1 3JX | Crusader Service Station | 10 Borstal Hill | Whitsable | Kent |  | CT5 4LX | 2026-01-07 | 2.5 | 1 | At all times | SWALECLIFFE WTW | Joy Lane | Nitrogen Ammoniacal as N | - | 10 | mg/l | 31.3 | Vehicle and plant washing (Low Impact) | Kent East | Jet washing of vehicles | Fuel station and vehicle valeting | Consent | STATION ROAD WHITSTABLE WPS
18538 | 1 | Low Risk Consent | Motor Fuel Limited | 10 Bricket Road | St Albans |  | Hertfordshire | Hertfordshire | AL1 3JX | Crusader Service Station | 10 Borstal Hill | Whitsable | Kent |  | CT5 4LX | 2026-01-07 | 2.5 | 1 | At all times | SWALECLIFFE WTW | Joy Lane | Oil and Grease | - | 200 | mg/l | 31.3 | Vehicle and plant washing (Low Impact) | Kent East | Jet washing of vehicles | Fuel station and vehicle valeting | Consent | STATION ROAD WHITSTABLE WPS
18538 | 1 | Low Risk Consent | Motor Fuel Limited | 10 Bricket Road | St Albans |  | Hertfordshire | Hertfordshire | AL1 3JX | Crusader Service Station | 10 Borstal Hill | Whitsable | Kent |  | CT5 4LX | 2026-01-07 | 2.5 | 1 | At all times | SWALECLIFFE WTW | Joy Lane | pH | 6 | 10 | pH Units | 31.3 | Vehicle and plant washing (Low Impact) | Kent East | Jet washing of vehicles | Fuel station and vehicle valeting | Consent | STATION ROAD WHITSTABLE WPS
18538 | 1 | Low Risk Consent | Motor Fuel Limited | 10 Bricket Road | St Albans |  | Hertfordshire | Hertfordshire | AL1 3JX | Crusader Service Station | 10 Borstal Hill | Whitsable | Kent |  | CT5 4LX | 2026-01-07 | 2.5 | 1 | At all times | SWALECLIFFE WTW | Joy Lane | Solids Suspended 105 Degrees C | - | 500 | mg/l | 31.3 | Vehicle and plant washing (Low Impact) | Kent East | Jet washing of vehicles | Fuel station and vehicle valeting | Consent | STATION ROAD WHITSTABLE WPS
18538 | 1 | Low Risk Consent | Motor Fuel Limited | 10 Bricket Road | St Albans |  | Hertfordshire | Hertfordshire | AL1 3JX | Crusader Service Station | 10 Borstal Hill | Whitsable | Kent |  | CT5 4LX | 2026-01-07 | 2.5 | 1 | At all times | SWALECLIFFE WTW | Joy Lane | Sulphate as S04 | - | 500 | mg/l | 31.3 | Vehicle and plant washing (Low Impact) | Kent East | Jet washing of vehicles | Fuel station and vehicle valeting | Consent | STATION ROAD WHITSTABLE WPS
18539 | 1 | Tier 2 Consent | Motor Fuel Limited | 10 Bricket Road | St Albans |  | Hertfordshire | Hertfordshire | AL1 3JX | Central Service Station | Military Road | Hythe | Kent |  | CT21 5DD | 2026-01-07 | 5 | 1.1 | At all times | HYTHE K WTW | Military Road MH 7709 | Chemical Oxygen Demand Shaken as 0 | - | 800 | mg/l | 31.2 | Vehicle and plant washing (Low Impact) | Kent East | Automatic vehicle wash | Fuel station and vehicle valeting | Consent | RANGE ROAD HYTHE K WPS
18539 | 1 | Tier 2 Consent | Motor Fuel Limited | 10 Bricket Road | St Albans |  | Hertfordshire | Hertfordshire | AL1 3JX | Central Service Station | Military Road | Hythe | Kent |  | CT21 5DD | 2026-01-07 | 5 | 1.1 | At all times | HYTHE K WTW | Military Road MH 7709 | Nitrogen Ammoniacal as N | - | 10 | mg/l | 31.2 | Vehicle and plant washing (Low Impact) | Kent East | Automatic vehicle wash | Fuel station and vehicle valeting | Consent | RANGE ROAD HYTHE K WPS
18539 | 1 | Tier 2 Consent | Motor Fuel Limited | 10 Bricket Road | St Albans |  | Hertfordshire | Hertfordshire | AL1 3JX | Central Service Station | Military Road | Hythe | Kent |  | CT21 5DD | 2026-01-07 | 5 | 1.1 | At all times | HYTHE K WTW | Military Road MH 7709 | Oil and Grease | - | 200 | mg/l | 31.2 | Vehicle and plant washing (Low Impact) | Kent East | Automatic vehicle wash | Fuel station and vehicle valeting | Consent | RANGE ROAD HYTHE K WPS
18539 | 1 | Tier 2 Consent | Motor Fuel Limited | 10 Bricket Road | St Albans |  | Hertfordshire | Hertfordshire | AL1 3JX | Central Service Station | Military Road | Hythe | Kent |  | CT21 5DD | 2026-01-07 | 5 | 1.1 | At all times | HYTHE K WTW | Military Road MH 7709 | pH | 6 | 10 | pH Units | 31.2 | Vehicle and plant washing (Low Impact) | Kent East | Automatic vehicle wash | Fuel station and vehicle valeting | Consent | RANGE ROAD HYTHE K WPS
18539 | 1 | Tier 2 Consent | Motor Fuel Limited | 10 Bricket Road | St Albans |  | Hertfordshire | Hertfordshire | AL1 3JX | Central Service Station | Military Road | Hythe | Kent |  | CT21 5DD | 2026-01-07 | 5 | 1.1 | At all times | HYTHE K WTW | Military Road MH 7709 | Solids Suspended 105 Degrees C | - | 500 | mg/l | 31.2 | Vehicle and plant washing (Low Impact) | Kent East | Automatic vehicle wash | Fuel station and vehicle valeting | Consent | RANGE ROAD HYTHE K WPS
18539 | 1 | Tier 2 Consent | Motor Fuel Limited | 10 Bricket Road | St Albans |  | Hertfordshire | Hertfordshire | AL1 3JX | Central Service Station | Military Road | Hythe | Kent |  | CT21 5DD | 2026-01-07 | 5 | 1.1 | At all times | HYTHE K WTW | Military Road MH 7709 | Sulphate as S04 | - | 500 | mg/l | 31.2 | Vehicle and plant washing (Low Impact) | Kent East | Automatic vehicle wash | Fuel station and vehicle valeting | Consent | RANGE ROAD HYTHE K WPS
18542 | 1 | Tier 2 Consent | Motor Fuel Limited | 10 Bricket Road | St Albans |  | Hertfordshire | Hertfordshire | AL1 3JX | Hailsham Service Station | South Road | Hailsham | East Sussex |  | BN27 3JQ | 2026-01-12 | 6 | 1 | At any time | HAILSHAM SOUTH WTW | 300mm Foul public sewer running through the site to join South Road at MH TQ58096002 | Chemical Oxygen Demand Shaken as 0 | - | 800 | mg/l | 31.2 | Vehicle and plant washing (Low Impact) | Sussex East | vehicle washing - 2 x Jet Washes | Fuel station and vehicle valeting | Consent | GRAVITY TO WTW - NO WPS
18542 | 1 | Tier 2 Consent | Motor Fuel Limited | 10 Bricket Road | St Albans |  | Hertfordshire | Hertfordshire | AL1 3JX | Hailsham Service Station | South Road | Hailsham | East Sussex |  | BN27 3JQ | 2026-01-12 | 6 | 1 | At any time | HAILSHAM SOUTH WTW | 300mm Foul public sewer running through the site to join South Road at MH TQ58096002 | Nitrogen Ammoniacal as N | - | 10 | mg/l | 31.2 | Vehicle and plant washing (Low Impact) | Sussex East | vehicle washing - 2 x Jet Washes | Fuel station and vehicle valeting | Consent | GRAVITY TO WTW - NO WPS
18542 | 1 | Tier 2 Consent | Motor Fuel Limited | 10 Bricket Road | St Albans |  | Hertfordshire | Hertfordshire | AL1 3JX | Hailsham Service Station | South Road | Hailsham | East Sussex |  | BN27 3JQ | 2026-01-12 | 6 | 1 | At any time | HAILSHAM SOUTH WTW | 300mm Foul public sewer running through the site to join South Road at MH TQ58096002 | Oil and Grease | - | 200 | mg/l | 31.2 | Vehicle and plant washing (Low Impact) | Sussex East | vehicle washing - 2 x Jet Washes | Fuel station and vehicle valeting | Consent | GRAVITY TO WTW - NO WPS
18542 | 1 | Tier 2 Consent | Motor Fuel Limited | 10 Bricket Road | St Albans |  | Hertfordshire | Hertfordshire | AL1 3JX | Hailsham Service Station | South Road | Hailsham | East Sussex |  | BN27 3JQ | 2026-01-12 | 6 | 1 | At any time | HAILSHAM SOUTH WTW | 300mm Foul public sewer running through the site to join South Road at MH TQ58096002 | pH | 6 | 10 | pH Units | 31.2 | Vehicle and plant washing (Low Impact) | Sussex East | vehicle washing - 2 x Jet Washes | Fuel station and vehicle valeting | Consent | GRAVITY TO WTW - NO WPS
18542 | 1 | Tier 2 Consent | Motor Fuel Limited | 10 Bricket Road | St Albans |  | Hertfordshire | Hertfordshire | AL1 3JX | Hailsham Service Station | South Road | Hailsham | East Sussex |  | BN27 3JQ | 2026-01-12 | 6 | 1 | At any time | HAILSHAM SOUTH WTW | 300mm Foul public sewer running through the site to join South Road at MH TQ58096002 | Phosphorus Total | - | 15 | ug/l | 31.2 | Vehicle and plant washing (Low Impact) | Sussex East | vehicle washing - 2 x Jet Washes | Fuel station and vehicle valeting | Consent | GRAVITY TO WTW - NO WPS
18542 | 1 | Tier 2 Consent | Motor Fuel Limited | 10 Bricket Road | St Albans |  | Hertfordshire | Hertfordshire | AL1 3JX | Hailsham Service Station | South Road | Hailsham | East Sussex |  | BN27 3JQ | 2026-01-12 | 6 | 1 | At any time | HAILSHAM SOUTH WTW | 300mm Foul public sewer running through the site to join South Road at MH TQ58096002 | Solids Suspended 105 Degrees C | - | 500 | mg/l | 31.2 | Vehicle and plant washing (Low Impact) | Sussex East | vehicle washing - 2 x Jet Washes | Fuel station and vehicle valeting | Consent | GRAVITY TO WTW - NO WPS
18543 | 1 | Low Risk Consent | Auto Body Language Limited | 2nd Floor | 43 London Road |  | Reigate |  | RH2 9PW | H6 | Adanac Drive | Adanac North | Southampton | Hampshir | SO16 0BT | 2025-12-11 | 1 | 0.2 | At all times | MILLBROOK WTW | Adanac Drive (SU37153101) | Chemical Oxygen Demand Shaken as 0 | 0 | 800 | mg/l | 31.2 | Vehicle and plant washing (Low Impact) | Hampshire West | Vehicle washing | Insurers car body shop repair | Consent | NURSLING INDUSTRIAL ESTATE WPS
18543 | 1 | Low Risk Consent | Auto Body Language Limited | 2nd Floor | 43 London Road |  | Reigate |  | RH2 9PW | H6 | Adanac Drive | Adanac North | Southampton | Hampshir | SO16 0BT | 2025-12-11 | 1 | 0.2 | At all times | MILLBROOK WTW | Adanac Drive (SU37153101) | Nitrogen Ammoniacal as N | 0 | 10 | mg/l | 31.2 | Vehicle and plant washing (Low Impact) | Hampshire West | Vehicle washing | Insurers car body shop repair | Consent | NURSLING INDUSTRIAL ESTATE WPS
18543 | 1 | Low Risk Consent | Auto Body Language Limited | 2nd Floor | 43 London Road |  | Reigate |  | RH2 9PW | H6 | Adanac Drive | Adanac North | Southampton | Hampshir | SO16 0BT | 2025-12-11 | 1 | 0.2 | At all times | MILLBROOK WTW | Adanac Drive (SU37153101) | Oil and Grease | 0 | 200 | mg/l | 31.2 | Vehicle and plant washing (Low Impact) | Hampshire West | Vehicle washing | Insurers car body shop repair | Consent | NURSLING INDUSTRIAL ESTATE WPS
18543 | 1 | Low Risk Consent | Auto Body Language Limited | 2nd Floor | 43 London Road |  | Reigate |  | RH2 9PW | H6 | Adanac Drive | Adanac North | Southampton | Hampshir | SO16 0BT | 2025-12-11 | 1 | 0.2 | At all times | MILLBROOK WTW | Adanac Drive (SU37153101) | pH | 6 | 10 | pH Units | 31.2 | Vehicle and plant washing (Low Impact) | Hampshire West | Vehicle washing | Insurers car body shop repair | Consent | NURSLING INDUSTRIAL ESTATE WPS
18543 | 1 | Low Risk Consent | Auto Body Language Limited | 2nd Floor | 43 London Road |  | Reigate |  | RH2 9PW | H6 | Adanac Drive | Adanac North | Southampton | Hampshir | SO16 0BT | 2025-12-11 | 1 | 0.2 | At all times | MILLBROOK WTW | Adanac Drive (SU37153101) | Solids Suspended 105 Degrees C | 0 | 500 | mg/l | 31.2 | Vehicle and plant washing (Low Impact) | Hampshire West | Vehicle washing | Insurers car body shop repair | Consent | NURSLING INDUSTRIAL ESTATE WPS
18543 | 1 | Low Risk Consent | Auto Body Language Limited | 2nd Floor | 43 London Road |  | Reigate |  | RH2 9PW | H6 | Adanac Drive | Adanac North | Southampton | Hampshir | SO16 0BT | 2025-12-11 | 1 | 0.2 | At all times | MILLBROOK WTW | Adanac Drive (SU37153101) | Sulphate as S04 | 0 | 500 | mg/l | 31.2 | Vehicle and plant washing (Low Impact) | Hampshire West | Vehicle washing | Insurers car body shop repair | Consent | NURSLING INDUSTRIAL ESTATE WPS
18546 | 1 | Low Risk Consent | Tesco Stores Limited | Tesco House | Shire Park | Kestrel Way | Welwyn Garden City |  | AL7 1GA | Tesco | Unit 2 Newsprint Avenue |  |  | Aylesfor | ME20 7XH | 2026-02-09 | 2 | 0.5 | At all times | DITTON WTW | FOUL rising main (‘The Sewer') situated in Bellingham Way and connecting into Ditton Wastewater Treatment Works (TQ7158090A) | Chemical Oxygen Demand Shaken as 0 | - | 800 | mg/l | 31.3 | Vehicle and plant washing (Low Impact) | Kent West | Washing of Vehicles | Retail Distribution | Consent | DIRECT TO WTW
18546 | 1 | Low Risk Consent | Tesco Stores Limited | Tesco House | Shire Park | Kestrel Way | Welwyn Garden City |  | AL7 1GA | Tesco | Unit 2 Newsprint Avenue |  |  | Aylesfor | ME20 7XH | 2026-02-09 | 2 | 0.5 | At all times | DITTON WTW | FOUL rising main (‘The Sewer') situated in Bellingham Way and connecting into Ditton Wastewater Treatment Works (TQ7158090A) | Nitrogen Ammoniacal as N | - | 10 | mg/l | 31.3 | Vehicle and plant washing (Low Impact) | Kent West | Washing of Vehicles | Retail Distribution | Consent | DIRECT TO WTW
18546 | 1 | Low Risk Consent | Tesco Stores Limited | Tesco House | Shire Park | Kestrel Way | Welwyn Garden City |  | AL7 1GA | Tesco | Unit 2 Newsprint Avenue |  |  | Aylesfor | ME20 7XH | 2026-02-09 | 2 | 0.5 | At all times | DITTON WTW | FOUL rising main (‘The Sewer') situated in Bellingham Way and connecting into Ditton Wastewater Treatment Works (TQ7158090A) | Oil and Grease | - | 200 | mg/l | 31.3 | Vehicle and plant washing (Low Impact) | Kent West | Washing of Vehicles | Retail Distribution | Consent | DIRECT TO WTW
18546 | 1 | Low Risk Consent | Tesco Stores Limited | Tesco House | Shire Park | Kestrel Way | Welwyn Garden City |  | AL7 1GA | Tesco | Unit 2 Newsprint Avenue |  |  | Aylesfor | ME20 7XH | 2026-02-09 | 2 | 0.5 | At all times | DITTON WTW | FOUL rising main (‘The Sewer') situated in Bellingham Way and connecting into Ditton Wastewater Treatment Works (TQ7158090A) | pH | 6 | 10 | pH Units | 31.3 | Vehicle and plant washing (Low Impact) | Kent West | Washing of Vehicles | Retail Distribution | Consent | DIRECT TO WTW
18546 | 1 | Low Risk Consent | Tesco Stores Limited | Tesco House | Shire Park | Kestrel Way | Welwyn Garden City |  | AL7 1GA | Tesco | Unit 2 Newsprint Avenue |  |  | Aylesfor | ME20 7XH | 2026-02-09 | 2 | 0.5 | At all times | DITTON WTW | FOUL rising main (‘The Sewer') situated in Bellingham Way and connecting into Ditton Wastewater Treatment Works (TQ7158090A) | Solids Suspended 105 Degrees C | - | 500 | mg/l | 31.3 | Vehicle and plant washing (Low Impact) | Kent West | Washing of Vehicles | Retail Distribution | Consent | DIRECT TO WTW
18546 | 1 | Low Risk Consent | Tesco Stores Limited | Tesco House | Shire Park | Kestrel Way | Welwyn Garden City |  | AL7 1GA | Tesco | Unit 2 Newsprint Avenue |  |  | Aylesfor | ME20 7XH | 2026-02-09 | 2 | 0.5 | At all times | DITTON WTW | FOUL rising main (‘The Sewer') situated in Bellingham Way and connecting into Ditton Wastewater Treatment Works (TQ7158090A) | Sulphate as S04 | - | 500 | mg/l | 31.3 | Vehicle and plant washing (Low Impact) | Kent West | Washing of Vehicles | Retail Distribution | Consent | DIRECT TO WTW
18549 | 1 | Tier 2 Consent | Allen Ford UK Limited | Tachbrook Park Drive |  |  | Warwick |  | CV34 6SY | SMC Gravesend | Eagle Way | Stonebridge Road | Northfleet |  | DA11 9BJ | 2025-12-19 | 4 | 0.5 | At all times | NORTHFLEET WTW | Eagle Way (Manhole TQ61743803) | Chemical Oxygen Demand Shaken as 0 | - | 800 | mg/l | 31.3 | Vehicle and plant washing (Low Impact) | Kent West | Washing of vehicles | Motor Dealership | Consent | STONEBRIDGE ROAD NORTHFLEET WPS
18549 | 1 | Tier 2 Consent | Allen Ford UK Limited | Tachbrook Park Drive |  |  | Warwick |  | CV34 6SY | SMC Gravesend | Eagle Way | Stonebridge Road | Northfleet |  | DA11 9BJ | 2025-12-19 | 4 | 0.5 | At all times | NORTHFLEET WTW | Eagle Way (Manhole TQ61743803) | Nitrogen Ammoniacal as N | - | 10 | mg/l | 31.3 | Vehicle and plant washing (Low Impact) | Kent West | Washing of vehicles | Motor Dealership | Consent | STONEBRIDGE ROAD NORTHFLEET WPS
18549 | 1 | Tier 2 Consent | Allen Ford UK Limited | Tachbrook Park Drive |  |  | Warwick |  | CV34 6SY | SMC Gravesend | Eagle Way | Stonebridge Road | Northfleet |  | DA11 9BJ | 2025-12-19 | 4 | 0.5 | At all times | NORTHFLEET WTW | Eagle Way (Manhole TQ61743803) | Oil and Grease | - | 200 | mg/l | 31.3 | Vehicle and plant washing (Low Impact) | Kent West | Washing of vehicles | Motor Dealership | Consent | STONEBRIDGE ROAD NORTHFLEET WPS
18549 | 1 | Tier 2 Consent | Allen Ford UK Limited | Tachbrook Park Drive |  |  | Warwick |  | CV34 6SY | SMC Gravesend | Eagle Way | Stonebridge Road | Northfleet |  | DA11 9BJ | 2025-12-19 | 4 | 0.5 | At all times | NORTHFLEET WTW | Eagle Way (Manhole TQ61743803) | pH | 6 | 10 | pH Units | 31.3 | Vehicle and plant washing (Low Impact) | Kent West | Washing of vehicles | Motor Dealership | Consent | STONEBRIDGE ROAD NORTHFLEET WPS
18549 | 1 | Tier 2 Consent | Allen Ford UK Limited | Tachbrook Park Drive |  |  | Warwick |  | CV34 6SY | SMC Gravesend | Eagle Way | Stonebridge Road | Northfleet |  | DA11 9BJ | 2025-12-19 | 4 | 0.5 | At all times | NORTHFLEET WTW | Eagle Way (Manhole TQ61743803) | Solids Suspended 105 Degrees C | - | 500 | mg/l | 31.3 | Vehicle and plant washing (Low Impact) | Kent West | Washing of vehicles | Motor Dealership | Consent | STONEBRIDGE ROAD NORTHFLEET WPS
18549 | 1 | Tier 2 Consent | Allen Ford UK Limited | Tachbrook Park Drive |  |  | Warwick |  | CV34 6SY | SMC Gravesend | Eagle Way | Stonebridge Road | Northfleet |  | DA11 9BJ | 2025-12-19 | 4 | 0.5 | At all times | NORTHFLEET WTW | Eagle Way (Manhole TQ61743803) | Sulphate as S04 | - | 500 | mg/l | 31.3 | Vehicle and plant washing (Low Impact) | Kent West | Washing of vehicles | Motor Dealership | Consent | STONEBRIDGE ROAD NORTHFLEET WPS
18551 | 1 | Low Risk Consent | ICS Cool Energy Limited | ICS House | Stephenson Road | Calmore Industrial Estate | Totton |  | SO40 3SA | ICS House | Stephenson Road | Calmore Industrial Estate | Totton |  | SO403SA | 2025-12-17 | 3 | 1 | At all times | SLOWHILL COPSE MARCHWOOD WTW | Stephenson Road (SU34149904 ///artist.drove.messaging) | Chemical Oxygen Demand Shaken as 0 | 0 | 800 | mg/l | 31.2 | Vehicle and plant washing (Low Impact) | Hampshire West | Jet washing of cooler and heating equipment | Servicing and repair of cooler and heating systems | Consent | DOWNES PARK TOTTON WPS
18551 | 1 | Low Risk Consent | ICS Cool Energy Limited | ICS House | Stephenson Road | Calmore Industrial Estate | Totton |  | SO40 3SA | ICS House | Stephenson Road | Calmore Industrial Estate | Totton |  | SO403SA | 2025-12-17 | 3 | 1 | At all times | SLOWHILL COPSE MARCHWOOD WTW | Stephenson Road (SU34149904 ///artist.drove.messaging) | Nitrogen Ammoniacal as N | 0 | 10 | mg/l | 31.2 | Vehicle and plant washing (Low Impact) | Hampshire West | Jet washing of cooler and heating equipment | Servicing and repair of cooler and heating systems | Consent | DOWNES PARK TOTTON WPS
18551 | 1 | Low Risk Consent | ICS Cool Energy Limited | ICS House | Stephenson Road | Calmore Industrial Estate | Totton |  | SO40 3SA | ICS House | Stephenson Road | Calmore Industrial Estate | Totton |  | SO403SA | 2025-12-17 | 3 | 1 | At all times | SLOWHILL COPSE MARCHWOOD WTW | Stephenson Road (SU34149904 ///artist.drove.messaging) | Oil and Grease | 0 | 200 | mg/l | 31.2 | Vehicle and plant washing (Low Impact) | Hampshire West | Jet washing of cooler and heating equipment | Servicing and repair of cooler and heating systems | Consent | DOWNES PARK TOTTON WPS
18551 | 1 | Low Risk Consent | ICS Cool Energy Limited | ICS House | Stephenson Road | Calmore Industrial Estate | Totton |  | SO40 3SA | ICS House | Stephenson Road | Calmore Industrial Estate | Totton |  | SO403SA | 2025-12-17 | 3 | 1 | At all times | SLOWHILL COPSE MARCHWOOD WTW | Stephenson Road (SU34149904 ///artist.drove.messaging) | pH | 6 | 10 | pH Units | 31.2 | Vehicle and plant washing (Low Impact) | Hampshire West | Jet washing of cooler and heating equipment | Servicing and repair of cooler and heating systems | Consent | DOWNES PARK TOTTON WPS
18551 | 1 | Low Risk Consent | ICS Cool Energy Limited | ICS House | Stephenson Road | Calmore Industrial Estate | Totton |  | SO40 3SA | ICS House | Stephenson Road | Calmore Industrial Estate | Totton |  | SO403SA | 2025-12-17 | 3 | 1 | At all times | SLOWHILL COPSE MARCHWOOD WTW | Stephenson Road (SU34149904 ///artist.drove.messaging) | Solids Suspended 105 Degrees C | 0 | 500 | mg/l | 31.2 | Vehicle and plant washing (Low Impact) | Hampshire West | Jet washing of cooler and heating equipment | Servicing and repair of cooler and heating systems | Consent | DOWNES PARK TOTTON WPS
18551 | 1 | Low Risk Consent | ICS Cool Energy Limited | ICS House | Stephenson Road | Calmore Industrial Estate | Totton |  | SO40 3SA | ICS House | Stephenson Road | Calmore Industrial Estate | Totton |  | SO403SA | 2025-12-17 | 3 | 1 | At all times | SLOWHILL COPSE MARCHWOOD WTW | Stephenson Road (SU34149904 ///artist.drove.messaging) | Sulphate as S04 | 0 | 500 | mg/l | 31.2 | Vehicle and plant washing (Low Impact) | Hampshire West | Jet washing of cooler and heating equipment | Servicing and repair of cooler and heating systems | Consent | DOWNES PARK TOTTON WPS
18552 | 1 | Low Risk Consent | Motor Fuel Limited | 10 Bricket Road | St Albans |  | Hertfordshire | Hertfordshire | AL1 3JX | Burgess Hill Service Station | 173 London Road | Burgess Hill | West Sussex |  | RH15 8LJ | 2026-01-05 | 3.5 | 1 | at all times | GODDARDS GREEN WTW | London Road | Chemical Oxygen Demand Shaken as 0 | - | 800 | mg/l | 31.2 | Vehicle and plant washing (Low Impact) | Sussex West | Washing of vehicles | Fuel station and vehicle valeting | Consent | -
18552 | 1 | Low Risk Consent | Motor Fuel Limited | 10 Bricket Road | St Albans |  | Hertfordshire | Hertfordshire | AL1 3JX | Burgess Hill Service Station | 173 London Road | Burgess Hill | West Sussex |  | RH15 8LJ | 2026-01-05 | 3.5 | 1 | at all times | GODDARDS GREEN WTW | London Road | Nitrogen Ammoniacal as N | - | 15 | mg/l | 31.2 | Vehicle and plant washing (Low Impact) | Sussex West | Washing of vehicles | Fuel station and vehicle valeting | Consent | -
18552 | 1 | Low Risk Consent | Motor Fuel Limited | 10 Bricket Road | St Albans |  | Hertfordshire | Hertfordshire | AL1 3JX | Burgess Hill Service Station | 173 London Road | Burgess Hill | West Sussex |  | RH15 8LJ | 2026-01-05 | 3.5 | 1 | at all times | GODDARDS GREEN WTW | London Road | Oil and Grease | - | 50 | mg/l | 31.2 | Vehicle and plant washing (Low Impact) | Sussex West | Washing of vehicles | Fuel station and vehicle valeting | Consent | -
18552 | 1 | Low Risk Consent | Motor Fuel Limited | 10 Bricket Road | St Albans |  | Hertfordshire | Hertfordshire | AL1 3JX | Burgess Hill Service Station | 173 London Road | Burgess Hill | West Sussex |  | RH15 8LJ | 2026-01-05 | 3.5 | 1 | at all times | GODDARDS GREEN WTW | London Road | pH Limit | 6 | 10 |  | 31.2 | Vehicle and plant washing (Low Impact) | Sussex West | Washing of vehicles | Fuel station and vehicle valeting | Consent | -
18552 | 1 | Low Risk Consent | Motor Fuel Limited | 10 Bricket Road | St Albans |  | Hertfordshire | Hertfordshire | AL1 3JX | Burgess Hill Service Station | 173 London Road | Burgess Hill | West Sussex |  | RH15 8LJ | 2026-01-05 | 3.5 | 1 | at all times | GODDARDS GREEN WTW | London Road | Phosphorus Total | - | 10 | ug/l | 31.2 | Vehicle and plant washing (Low Impact) | Sussex West | Washing of vehicles | Fuel station and vehicle valeting | Consent | -
18552 | 1 | Low Risk Consent | Motor Fuel Limited | 10 Bricket Road | St Albans |  | Hertfordshire | Hertfordshire | AL1 3JX | Burgess Hill Service Station | 173 London Road | Burgess Hill | West Sussex |  | RH15 8LJ | 2026-01-05 | 3.5 | 1 | at all times | GODDARDS GREEN WTW | London Road | Solids Suspended 105 Degrees C | - | 400 | mg/l | 31.2 | Vehicle and plant washing (Low Impact) | Sussex West | Washing of vehicles | Fuel station and vehicle valeting | Consent | -
18552 | 1 | Low Risk Consent | Motor Fuel Limited | 10 Bricket Road | St Albans |  | Hertfordshire | Hertfordshire | AL1 3JX | Burgess Hill Service Station | 173 London Road | Burgess Hill | West Sussex |  | RH15 8LJ | 2026-01-05 | 3.5 | 1 | at all times | GODDARDS GREEN WTW | London Road | Sulphate as S04 | - | 500 | mg/l | 31.2 | Vehicle and plant washing (Low Impact) | Sussex West | Washing of vehicles | Fuel station and vehicle valeting | Consent | -
18553 | 1 | Tier 2 Consent | Motor Fuel Limited | 10 Bricket Road | St Albans |  | Hertfordshire | Hertfordshire | AL1 3JX | Birchington Service Station | 361 Cantebury Road | Birchington | Kent |  | CT7 9TZ | 2026-01-20 | 12.5 | 1.5 | At all times | WEATHERLEES HILL B (MGATE &amp; BSTAIRS) WTW | Canterbury Road | Chemical Oxygen Demand Shaken as 0 | - | 800 | mg/l | 31.2 | Vehicle and plant washing (Low Impact) | Kent East | vehicle washing - auto car wash and jet wash | Fuel station and vehicle valeting | Consent | MARGATE WPS
18553 | 1 | Tier 2 Consent | Motor Fuel Limited | 10 Bricket Road | St Albans |  | Hertfordshire | Hertfordshire | AL1 3JX | Birchington Service Station | 361 Cantebury Road | Birchington | Kent |  | CT7 9TZ | 2026-01-20 | 12.5 | 1.5 | At all times | WEATHERLEES HILL B (MGATE &amp; BSTAIRS) WTW | Canterbury Road | Nitrogen Ammoniacal as N | - | 10 | mg/l | 31.2 | Vehicle and plant washing (Low Impact) | Kent East | vehicle washing - auto car wash and jet wash | Fuel station and vehicle valeting | Consent | MARGATE WPS
18553 | 1 | Tier 2 Consent | Motor Fuel Limited | 10 Bricket Road | St Albans |  | Hertfordshire | Hertfordshire | AL1 3JX | Birchington Service Station | 361 Cantebury Road | Birchington | Kent |  | CT7 9TZ | 2026-01-20 | 12.5 | 1.5 | At all times | WEATHERLEES HILL B (MGATE &amp; BSTAIRS) WTW | Canterbury Road | Oil and Grease | - | 200 | mg/l | 31.2 | Vehicle and plant washing (Low Impact) | Kent East | vehicle washing - auto car wash and jet wash | Fuel station and vehicle valeting | Consent | MARGATE WPS
18553 | 1 | Tier 2 Consent | Motor Fuel Limited | 10 Bricket Road | St Albans |  | Hertfordshire | Hertfordshire | AL1 3JX | Birchington Service Station | 361 Cantebury Road | Birchington | Kent |  | CT7 9TZ | 2026-01-20 | 12.5 | 1.5 | At all times | WEATHERLEES HILL B (MGATE &amp; BSTAIRS) WTW | Canterbury Road | pH | 6 | 10 | pH Units | 31.2 | Vehicle and plant washing (Low Impact) | Kent East | vehicle washing - auto car wash and jet wash | Fuel station and vehicle valeting | Consent | MARGATE WPS
18553 | 1 | Tier 2 Consent | Motor Fuel Limited | 10 Bricket Road | St Albans |  | Hertfordshire | Hertfordshire | AL1 3JX | Birchington Service Station | 361 Cantebury Road | Birchington | Kent |  | CT7 9TZ | 2026-01-20 | 12.5 | 1.5 | At all times | WEATHERLEES HILL B (MGATE &amp; BSTAIRS) WTW | Canterbury Road | Solids Suspended 105 Degrees C | - | 500 | mg/l | 31.2 | Vehicle and plant washing (Low Impact) | Kent East | vehicle washing - auto car wash and jet wash | Fuel station and vehicle valeting | Consent | MARGATE WPS
18554 | 1 | Tier 1 Consent | Lancing College Limited | Lancing College |  |  | Lancing |  | BN15 0RW | Lancing College | Lancing |  | West Sussex |  | BN15 0RW | 2026-01-12 | 10 | 0.7 | at all times | EAST WORTHING WTW | Lancing College | Chemical Oxygen Demand Shaken as 0 | - | 800 | mg/l | 32.1 | Leisure facilities | Sussex West | Swimming pool filter backwash | Swimming Pool Facility on College Grounds | Consent | -
18554 | 1 | Tier 1 Consent | Lancing College Limited | Lancing College |  |  | Lancing |  | BN15 0RW | Lancing College | Lancing |  | West Sussex |  | BN15 0RW | 2026-01-12 | 10 | 0.7 | at all times | EAST WORTHING WTW | Lancing College | Nitrogen Ammoniacal as N | - | 35 | mg/l | 32.1 | Leisure facilities | Sussex West | Swimming pool filter backwash | Swimming Pool Facility on College Grounds | Consent | -
18554 | 1 | Tier 1 Consent | Lancing College Limited | Lancing College |  |  | Lancing |  | BN15 0RW | Lancing College | Lancing |  | West Sussex |  | BN15 0RW | 2026-01-12 | 10 | 0.7 | at all times | EAST WORTHING WTW | Lancing College | pH Limit | 6 | 10 |  | 32.1 | Leisure facilities | Sussex West | Swimming pool filter backwash | Swimming Pool Facility on College Grounds | Consent | -
18554 | 1 | Tier 1 Consent | Lancing College Limited | Lancing College |  |  | Lancing |  | BN15 0RW | Lancing College | Lancing |  | West Sussex |  | BN15 0RW | 2026-01-12 | 10 | 0.7 | at all times | EAST WORTHING WTW | Lancing College | Solids Suspended 105 Degrees C | - | 400 | mg/l | 32.1 | Leisure facilities | Sussex West | Swimming pool filter backwash | Swimming Pool Facility on College Grounds | Consent | -
18554 | 1 | Tier 1 Consent | Lancing College Limited | Lancing College |  |  | Lancing |  | BN15 0RW | Lancing College | Lancing |  | West Sussex |  | BN15 0RW | 2026-01-12 | 10 | 0.7 | at all times | EAST WORTHING WTW | Lancing College | Sulphate as S04 | - | 500 | mg/l | 32.1 | Leisure facilities | Sussex West | Swimming pool filter backwash | Swimming Pool Facility on College Grounds | Consent | -
18555 | 1 | Low Risk Consent | Crystal Spring Consumer Division Limited | Unit A |  | Chandler's Ford | Eastleigh |  | SO53 4DG | Unit A | School Lane | Chandler's Ford | Eastleigh |  | SO53 4DG | 2025-12-22 | 1 | 1 | At all times | CHICKENHALL EASTLEIGH WTW | School Lane (SU42196903 ///burn.alone.sheep) | Chemical Oxygen Demand Shaken as 0 | 0 | 800 | mg/l | 4.2 | Chemical and pharmaceutical manufacture (Low Impact) | Hampshire West | Cleaning of equipment associated with the manufacture of cosmetics. | Manufacturing of natural deodorants | Consent | CHICKENHALL LANE BISHOPSTOKE WPS
18555 | 1 | Low Risk Consent | Crystal Spring Consumer Division Limited | Unit A |  | Chandler's Ford | Eastleigh |  | SO53 4DG | Unit A | School Lane | Chandler's Ford | Eastleigh |  | SO53 4DG | 2025-12-22 | 1 | 1 | At all times | CHICKENHALL EASTLEIGH WTW | School Lane (SU42196903 ///burn.alone.sheep) | Nitrogen Ammoniacal as N | 0 | 10 | mg/l | 4.2 | Chemical and pharmaceutical manufacture (Low Impact) | Hampshire West | Cleaning of equipment associated with the manufacture of cosmetics. | Manufacturing of natural deodorants | Consent | CHICKENHALL LANE BISHOPSTOKE WPS
18555 | 1 | Low Risk Consent | Crystal Spring Consumer Division Limited | Unit A |  | Chandler's Ford | Eastleigh |  | SO53 4DG | Unit A | School Lane | Chandler's Ford | Eastleigh |  | SO53 4DG | 2025-12-22 | 1 | 1 | At all times | CHICKENHALL EASTLEIGH WTW | School Lane (SU42196903 ///burn.alone.sheep) | Oil and Grease | 0 | 200 | mg/l | 4.2 | Chemical and pharmaceutical manufacture (Low Impact) | Hampshire West | Cleaning of equipment associated with the manufacture of cosmetics. | Manufacturing of natural deodorants | Consent | CHICKENHALL LANE BISHOPSTOKE WPS
18555 | 1 | Low Risk Consent | Crystal Spring Consumer Division Limited | Unit A |  | Chandler's Ford | Eastleigh |  | SO53 4DG | Unit A | School Lane | Chandler's Ford | Eastleigh |  | SO53 4DG | 2025-12-22 | 1 | 1 | At all times | CHICKENHALL EASTLEIGH WTW | School Lane (SU42196903 ///burn.alone.sheep) | pH | 6 | 10 | pH Units | 4.2 | Chemical and pharmaceutical manufacture (Low Impact) | Hampshire West | Cleaning of equipment associated with the manufacture of cosmetics. | Manufacturing of natural deodorants | Consent | CHICKENHALL LANE BISHOPSTOKE WPS
18555 | 1 | Low Risk Consent | Crystal Spring Consumer Division Limited | Unit A |  | Chandler's Ford | Eastleigh |  | SO53 4DG | Unit A | School Lane | Chandler's Ford | Eastleigh |  | SO53 4DG | 2025-12-22 | 1 | 1 | At all times | CHICKENHALL EASTLEIGH WTW | School Lane (SU42196903 ///burn.alone.sheep) | Solids Suspended 105 Degrees C | 0 | 400 | mg/l | 4.2 | Chemical and pharmaceutical manufacture (Low Impact) | Hampshire West | Cleaning of equipment associated with the manufacture of cosmetics. | Manufacturing of natural deodorants | Consent | CHICKENHALL LANE BISHOPSTOKE WPS
18556 | 1 | Low Risk Consent | HOULDER LIMITED | Leytonstone House | 3 Hanbury Drive |  | London |  | E11 1GA | Unit 28 Basepoint Business Centre | Waterberry Drive | Waterlooville | Hampshire |  | PO7 7TH | 2026-01-19 | 1 | 0.3 | 24 hours | BUDDS FARM HAVANT WTW | Waterberry Drive - 225 VC (please see attached) | Chemical Oxygen Demand Shaken as 0 | - | 800 | mg/l | 8.2 | Engineering (Low risk) | Hampshire East | Washing up of paint brushes from using water based paints. Chemicals from water based paint and hand washing | Model Ship Design and Modification | Consent | BRAMBLES FARM WATERLOOVILLE WPS
18556 | 1 | Low Risk Consent | HOULDER LIMITED | Leytonstone House | 3 Hanbury Drive |  | London |  | E11 1GA | Unit 28 Basepoint Business Centre | Waterberry Drive | Waterlooville | Hampshire |  | PO7 7TH | 2026-01-19 | 1 | 0.3 | 24 hours | BUDDS FARM HAVANT WTW | Waterberry Drive - 225 VC (please see attached) | Nitrogen Ammoniacal as N | - | 10 | mg/l | 8.2 | Engineering (Low risk) | Hampshire East | Washing up of paint brushes from using water based paints. Chemicals from water based paint and hand washing | Model Ship Design and Modification | Consent | BRAMBLES FARM WATERLOOVILLE WPS
18556 | 1 | Low Risk Consent | HOULDER LIMITED | Leytonstone House | 3 Hanbury Drive |  | London |  | E11 1GA | Unit 28 Basepoint Business Centre | Waterberry Drive | Waterlooville | Hampshire |  | PO7 7TH | 2026-01-19 | 1 | 0.3 | 24 hours | BUDDS FARM HAVANT WTW | Waterberry Drive - 225 VC (please see attached) | Solids Suspended 105 Degrees C | - | 400 | mg/l | 8.2 | Engineering (Low risk) | Hampshire East | Washing up of paint brushes from using water based paints. Chemicals from water based paint and hand washing | Model Ship Design and Modification | Consent | BRAMBLES FARM WATERLOOVILLE WPS
18560 | 1 | Low Risk Consent | Brighton & Hove City Council | Hove Town Hall | Norton Road |  | Hove |  | BN3 4AH | Stanmer Waste Transfer Station | Stanmer Park | Lewes Road | Brighton |  | BN1 9SE | 2026-01-19 | 2.5 | 1 | At any time | PEACEHAVEN WTW | TQ33095401 by Patchway Car park | Chemical Oxygen Demand Shaken as 0 | - | 800 | mg/l | 40.2 | Rainwater and surface water run-off (Low Impact) | Sussex East | Surface water run-off from the waste transfer site from rainfall only, no additional water or liquids used or generated on site. The site holds the citys green waste for a period of months prior ro it being shredded on site and removed to a third party composting site. SKips are used to contain bagged and other bulk waste generated from parks and open spaces across the city to include housing and cemetery and allotment site maintanence. The surface water enters a silt put before entering an interceptor prior to discharging into sewer. | Park maintenance depot and waste transfer site | Consent | MARINE DRIVE BRIGHTON WPS
18560 | 1 | Low Risk Consent | Brighton & Hove City Council | Hove Town Hall | Norton Road |  | Hove |  | BN3 4AH | Stanmer Waste Transfer Station | Stanmer Park | Lewes Road | Brighton |  | BN1 9SE | 2026-01-19 | 2.5 | 1 | At any time | PEACEHAVEN WTW | TQ33095401 by Patchway Car park | Nitrogen Ammoniacal as N | - | 10 | mg/l | 40.2 | Rainwater and surface water run-off (Low Impact) | Sussex East | Surface water run-off from the waste transfer site from rainfall only, no additional water or liquids used or generated on site. The site holds the citys green waste for a period of months prior ro it being shredded on site and removed to a third party composting site. SKips are used to contain bagged and other bulk waste generated from parks and open spaces across the city to include housing and cemetery and allotment site maintanence. The surface water enters a silt put before entering an interceptor prior to discharging into sewer. | Park maintenance depot and waste transfer site | Consent | MARINE DRIVE BRIGHTON WPS
18560 | 1 | Low Risk Consent | Brighton & Hove City Council | Hove Town Hall | Norton Road |  | Hove |  | BN3 4AH | Stanmer Waste Transfer Station | Stanmer Park | Lewes Road | Brighton |  | BN1 9SE | 2026-01-19 | 2.5 | 1 | At any time | PEACEHAVEN WTW | TQ33095401 by Patchway Car park | pH | 6 | 10 | pH Units | 40.2 | Rainwater and surface water run-off (Low Impact) | Sussex East | Surface water run-off from the waste transfer site from rainfall only, no additional water or liquids used or generated on site. The site holds the citys green waste for a period of months prior ro it being shredded on site and removed to a third party composting site. SKips are used to contain bagged and other bulk waste generated from parks and open spaces across the city to include housing and cemetery and allotment site maintanence. The surface water enters a silt put before entering an interceptor prior to discharging into sewer. | Park maintenance depot and waste transfer site | Consent | MARINE DRIVE BRIGHTON WPS
18560 | 1 | Low Risk Consent | Brighton & Hove City Council | Hove Town Hall | Norton Road |  | Hove |  | BN3 4AH | Stanmer Waste Transfer Station | Stanmer Park | Lewes Road | Brighton |  | BN1 9SE | 2026-01-19 | 2.5 | 1 | At any time | PEACEHAVEN WTW | TQ33095401 by Patchway Car park | Solids Suspended 105 Degrees C | - | 400 | mg/l | 40.2 | Rainwater and surface water run-off (Low Impact) | Sussex East | Surface water run-off from the waste transfer site from rainfall only, no additional water or liquids used or generated on site. The site holds the citys green waste for a period of months prior ro it being shredded on site and removed to a third party composting site. SKips are used to contain bagged and other bulk waste generated from parks and open spaces across the city to include housing and cemetery and allotment site maintanence. The surface water enters a silt put before entering an interceptor prior to discharging into sewer. | Park maintenance depot and waste transfer site | Consent | MARINE DRIVE BRIGHTON WPS
18561 | 3 | Tier 2 Consent | Ironstone Brewery Ltd | 3-4 Circus Parade |  |  | Brighton |  | BN1 4GW | Unit 6A Garcia Trading Estate | Canterbury Road |  |  |  | BN13 1AL | 2026-01-28 | 13 | 3 | at all times | EAST WORTHING WTW | Canterbury Road | Chemical Oxygen Demand Shaken as 0 | - | 7000 | mg/l | 1.3 | Alcoholic beverages (Low Impact) | Sussex West | Washing and sterilising of equipment used in the brewing of beer. | Microbrewery | Consent | -
18561 | 3 | Tier 2 Consent | Ironstone Brewery Ltd | 3-4 Circus Parade |  |  | Brighton |  | BN1 4GW | Unit 6A Garcia Trading Estate | Canterbury Road |  |  |  | BN13 1AL | 2026-01-28 | 13 | 3 | at all times | EAST WORTHING WTW | Canterbury Road | Nitrogen Ammoniacal as N | - | 35 | mg/l | 1.3 | Alcoholic beverages (Low Impact) | Sussex West | Washing and sterilising of equipment used in the brewing of beer. | Microbrewery | Consent | -
18561 | 3 | Tier 2 Consent | Ironstone Brewery Ltd | 3-4 Circus Parade |  |  | Brighton |  | BN1 4GW | Unit 6A Garcia Trading Estate | Canterbury Road |  |  |  | BN13 1AL | 2026-01-28 | 13 | 3 | at all times | EAST WORTHING WTW | Canterbury Road | pH Limit | 6 | 10 |  | 1.3 | Alcoholic beverages (Low Impact) | Sussex West | Washing and sterilising of equipment used in the brewing of beer. | Microbrewery | Consent | -
18561 | 3 | Tier 2 Consent | Ironstone Brewery Ltd | 3-4 Circus Parade |  |  | Brighton |  | BN1 4GW | Unit 6A Garcia Trading Estate | Canterbury Road |  |  |  | BN13 1AL | 2026-01-28 | 13 | 3 | at all times | EAST WORTHING WTW | Canterbury Road | Phosphorus Total | - | 10 | ug/l | 1.3 | Alcoholic beverages (Low Impact) | Sussex West | Washing and sterilising of equipment used in the brewing of beer. | Microbrewery | Consent | -
18561 | 3 | Tier 2 Consent | Ironstone Brewery Ltd | 3-4 Circus Parade |  |  | Brighton |  | BN1 4GW | Unit 6A Garcia Trading Estate | Canterbury Road |  |  |  | BN13 1AL | 2026-01-28 | 13 | 3 | at all times | EAST WORTHING WTW | Canterbury Road | Solids Suspended 105 Degrees C | - | 1400 | mg/l | 1.3 | Alcoholic beverages (Low Impact) | Sussex West | Washing and sterilising of equipment used in the brewing of beer. | Microbrewery | Consent | -
18562 | 2 | Tier 2 Consent | The East Malling Trust | Bradbourne House | New Road |  | East Malling |  | ME19 6DZ | EMB Building | East Malling Trust | New Road | East Malling |  | ME19 6BJ | 2026-03-02 | 5 | 0.5 | At all times | DITTON WTW | Kiln Barn Road (What3words location: ///venue.dusters.harshest) | Chemical Oxygen Demand Shaken as 0 | - | 800 | mg/l | 38.2 | Laboratory and research activities (Low Impact) | Kent West | Washing of laboratory equipment and glassware | Horticultural Research | Consent | DIRECT TO WTW
18562 | 2 | Tier 2 Consent | The East Malling Trust | Bradbourne House | New Road |  | East Malling |  | ME19 6DZ | EMB Building | East Malling Trust | New Road | East Malling |  | ME19 6BJ | 2026-03-02 | 5 | 0.5 | At all times | DITTON WTW | Kiln Barn Road (What3words location: ///venue.dusters.harshest) | Nitrogen Ammoniacal as N | - | 35 | mg/l | 38.2 | Laboratory and research activities (Low Impact) | Kent West | Washing of laboratory equipment and glassware | Horticultural Research | Consent | DIRECT TO WTW
18562 | 2 | Tier 2 Consent | The East Malling Trust | Bradbourne House | New Road |  | East Malling |  | ME19 6DZ | EMB Building | East Malling Trust | New Road | East Malling |  | ME19 6BJ | 2026-03-02 | 5 | 0.5 | At all times | DITTON WTW | Kiln Barn Road (What3words location: ///venue.dusters.harshest) | pH | 6 | 10 | pH Units | 38.2 | Laboratory and research activities (Low Impact) | Kent West | Washing of laboratory equipment and glassware | Horticultural Research | Consent | DIRECT TO WTW
18562 | 2 | Tier 2 Consent | The East Malling Trust | Bradbourne House | New Road |  | East Malling |  | ME19 6DZ | EMB Building | East Malling Trust | New Road | East Malling |  | ME19 6BJ | 2026-03-02 | 5 | 0.5 | At all times | DITTON WTW | Kiln Barn Road (What3words location: ///venue.dusters.harshest) | Solids Suspended 105 Degrees C | - | 400 | mg/l | 38.2 | Laboratory and research activities (Low Impact) | Kent West | Washing of laboratory equipment and glassware | Horticultural Research | Consent | DIRECT TO WTW
18563 | 1 | Tier 2 Consent | Ancala Water Services (Estates) Limited | Unit 1B, Redbrook Business Park | Wilthorpe Road |  | BARNSLEY |  | S75 1JN | Building 2019 | HMNB Portsmouth | Victoria Road | Portsmouth |  | PO1 3NH | 2026-01-21 | 1 | 1 | 24 hours | BUDDS FARM HAVANT WTW | Queen Street (decreased.moods.foam) | Chemical Oxygen Demand Shaken as 0 | - | 800 | mg/l | 39.2 | Boiler blowdown | Hampshire East | The boiler blow down happens daily. This is where water is forced out of the boiler vessel to help prevent impurities. Safety data sheets for any chemicals used are attached | Central Boiler Blow Down | Consent | HENDERSON ROAD EASTNEY WPS
18563 | 1 | Tier 2 Consent | Ancala Water Services (Estates) Limited | Unit 1B, Redbrook Business Park | Wilthorpe Road |  | BARNSLEY |  | S75 1JN | Building 2019 | HMNB Portsmouth | Victoria Road | Portsmouth |  | PO1 3NH | 2026-01-21 | 1 | 1 | 24 hours | BUDDS FARM HAVANT WTW | Queen Street (decreased.moods.foam) | Nitrogen Ammoniacal as N | - | 10 | mg/l | 39.2 | Boiler blowdown | Hampshire East | The boiler blow down happens daily. This is where water is forced out of the boiler vessel to help prevent impurities. Safety data sheets for any chemicals used are attached | Central Boiler Blow Down | Consent | HENDERSON ROAD EASTNEY WPS
18563 | 1 | Tier 2 Consent | Ancala Water Services (Estates) Limited | Unit 1B, Redbrook Business Park | Wilthorpe Road |  | BARNSLEY |  | S75 1JN | Building 2019 | HMNB Portsmouth | Victoria Road | Portsmouth |  | PO1 3NH | 2026-01-21 | 1 | 1 | 24 hours | BUDDS FARM HAVANT WTW | Queen Street (decreased.moods.foam) | pH | 6 | 10 | pH Units | 39.2 | Boiler blowdown | Hampshire East | The boiler blow down happens daily. This is where water is forced out of the boiler vessel to help prevent impurities. Safety data sheets for any chemicals used are attached | Central Boiler Blow Down | Consent | HENDERSON ROAD EASTNEY WPS
18563 | 1 | Tier 2 Consent | Ancala Water Services (Estates) Limited | Unit 1B, Redbrook Business Park | Wilthorpe Road |  | BARNSLEY |  | S75 1JN | Building 2019 | HMNB Portsmouth | Victoria Road | Portsmouth |  | PO1 3NH | 2026-01-21 | 1 | 1 | 24 hours | BUDDS FARM HAVANT WTW | Queen Street (decreased.moods.foam) | Solids Suspended 105 Degrees C | - | 400 | mg/l | 39.2 | Boiler blowdown | Hampshire East | The boiler blow down happens daily. This is where water is forced out of the boiler vessel to help prevent impurities. Safety data sheets for any chemicals used are attached | Central Boiler Blow Down | Consent | HENDERSON ROAD EASTNEY WPS
18564 | 1 | Tier 1 Consent | Plaistow Broadway Filling Station Ltd | Suite 3 Crescent Court | Western Road | Billericay |  |  | CM12 9AQ | Courtesy Service Station | Romsey Road | Cadnam |  |  | SO40 2NN | 2026-02-03 | 10 | 1 | At all times | SLOWHILL COPSE MARCHWOOD WTW | Romsey Road (Asset ID 603778) | Chemical Oxygen Demand Shaken as 0 | 0 | 800 | mg/l | 31.1 | Vehicle and plant washing (Medium Impact) | Hampshire West | vehicle washing | Jetwash | Consent | POLLARDS MOOR CADNAM WPS
18564 | 1 | Tier 1 Consent | Plaistow Broadway Filling Station Ltd | Suite 3 Crescent Court | Western Road | Billericay |  |  | CM12 9AQ | Courtesy Service Station | Romsey Road | Cadnam |  |  | SO40 2NN | 2026-02-03 | 10 | 1 | At all times | SLOWHILL COPSE MARCHWOOD WTW | Romsey Road (Asset ID 603778) | Nitrogen Ammoniacal as N | 0 | 10 | mg/l | 31.1 | Vehicle and plant washing (Medium Impact) | Hampshire West | vehicle washing | Jetwash | Consent | POLLARDS MOOR CADNAM WPS
18564 | 1 | Tier 1 Consent | Plaistow Broadway Filling Station Ltd | Suite 3 Crescent Court | Western Road | Billericay |  |  | CM12 9AQ | Courtesy Service Station | Romsey Road | Cadnam |  |  | SO40 2NN | 2026-02-03 | 10 | 1 | At all times | SLOWHILL COPSE MARCHWOOD WTW | Romsey Road (Asset ID 603778) | Oil and Grease | 0 | 200 | mg/l | 31.1 | Vehicle and plant washing (Medium Impact) | Hampshire West | vehicle washing | Jetwash | Consent | POLLARDS MOOR CADNAM WPS
18564 | 1 | Tier 1 Consent | Plaistow Broadway Filling Station Ltd | Suite 3 Crescent Court | Western Road | Billericay |  |  | CM12 9AQ | Courtesy Service Station | Romsey Road | Cadnam |  |  | SO40 2NN | 2026-02-03 | 10 | 1 | At all times | SLOWHILL COPSE MARCHWOOD WTW | Romsey Road (Asset ID 603778) | pH | 6 | 10 | pH Units | 31.1 | Vehicle and plant washing (Medium Impact) | Hampshire West | vehicle washing | Jetwash | Consent | POLLARDS MOOR CADNAM WPS
18564 | 1 | Tier 1 Consent | Plaistow Broadway Filling Station Ltd | Suite 3 Crescent Court | Western Road | Billericay |  |  | CM12 9AQ | Courtesy Service Station | Romsey Road | Cadnam |  |  | SO40 2NN | 2026-02-03 | 10 | 1 | At all times | SLOWHILL COPSE MARCHWOOD WTW | Romsey Road (Asset ID 603778) | Solids Suspended 105 Degrees C | 0 | 500 | mg/l | 31.1 | Vehicle and plant washing (Medium Impact) | Hampshire West | vehicle washing | Jetwash | Consent | POLLARDS MOOR CADNAM WPS
18564 | 1 | Tier 1 Consent | Plaistow Broadway Filling Station Ltd | Suite 3 Crescent Court | Western Road | Billericay |  |  | CM12 9AQ | Courtesy Service Station | Romsey Road | Cadnam |  |  | SO40 2NN | 2026-02-03 | 10 | 1 | At all times | SLOWHILL COPSE MARCHWOOD WTW | Romsey Road (Asset ID 603778) | Sulphate as S04 | 0 | 500 | mg/l | 31.1 | Vehicle and plant washing (Medium Impact) | Hampshire West | vehicle washing | Jetwash | Consent | POLLARDS MOOR CADNAM WPS
18568 | 2 | Tier 2 Consent | Global Life Sciences Solutions Operations UK Ltd | Amersham Place | Chalfton Station Road |  | Little Chalfton |  | HP7 9NA | Harbourgate | 5 Harbourgate Business Park | Southampton Road | Portsmouth |  | PO6 4BA | 2026-03-10 | 75 | 1.5 | 24 hours 1 l/sec 06:00-22:00 1.5 l/sec 22:00-06:00 | BUDDS FARM HAVANT WTW | Southampton Road National Grid Reference Number: SU64167 05653 | Chemical Oxygen Demand Shaken as 0 | - | 2000 | mg/l | 38.2 | Laboratory and research activities (Low Impact) | Hampshire East | Life science research laboratory and laboratory processes | Life science research laboratory and laboratory processes. | Consent | PAULSGROVE WPS
18568 | 2 | Tier 2 Consent | Global Life Sciences Solutions Operations UK Ltd | Amersham Place | Chalfton Station Road |  | Little Chalfton |  | HP7 9NA | Harbourgate | 5 Harbourgate Business Park | Southampton Road | Portsmouth |  | PO6 4BA | 2026-03-10 | 75 | 1.5 | 24 hours 1 l/sec 06:00-22:00 1.5 l/sec 22:00-06:00 | BUDDS FARM HAVANT WTW | Southampton Road National Grid Reference Number: SU64167 05653 | Chloride | - | 200 | mg/l | 38.2 | Laboratory and research activities (Low Impact) | Hampshire East | Life science research laboratory and laboratory processes | Life science research laboratory and laboratory processes. | Consent | PAULSGROVE WPS
18568 | 2 | Tier 2 Consent | Global Life Sciences Solutions Operations UK Ltd | Amersham Place | Chalfton Station Road |  | Little Chalfton |  | HP7 9NA | Harbourgate | 5 Harbourgate Business Park | Southampton Road | Portsmouth |  | PO6 4BA | 2026-03-10 | 75 | 1.5 | 24 hours 1 l/sec 06:00-22:00 1.5 l/sec 22:00-06:00 | BUDDS FARM HAVANT WTW | Southampton Road National Grid Reference Number: SU64167 05653 | pH | 6 | 10 | pH Units | 38.2 | Laboratory and research activities (Low Impact) | Hampshire East | Life science research laboratory and laboratory processes | Life science research laboratory and laboratory processes. | Consent | PAULSGROVE WPS
18568 | 2 | Tier 2 Consent | Global Life Sciences Solutions Operations UK Ltd | Amersham Place | Chalfton Station Road |  | Little Chalfton |  | HP7 9NA | Harbourgate | 5 Harbourgate Business Park | Southampton Road | Portsmouth |  | PO6 4BA | 2026-03-10 | 75 | 1.5 | 24 hours 1 l/sec 06:00-22:00 1.5 l/sec 22:00-06:00 | BUDDS FARM HAVANT WTW | Southampton Road National Grid Reference Number: SU64167 05653 | Phosphorus Total | - | 5 | ug/l | 38.2 | Laboratory and research activities (Low Impact) | Hampshire East | Life science research laboratory and laboratory processes | Life science research laboratory and laboratory processes. | Consent | PAULSGROVE WPS
18568 | 2 | Tier 2 Consent | Global Life Sciences Solutions Operations UK Ltd | Amersham Place | Chalfton Station Road |  | Little Chalfton |  | HP7 9NA | Harbourgate | 5 Harbourgate Business Park | Southampton Road | Portsmouth |  | PO6 4BA | 2026-03-10 | 75 | 1.5 | 24 hours 1 l/sec 06:00-22:00 1.5 l/sec 22:00-06:00 | BUDDS FARM HAVANT WTW | Southampton Road National Grid Reference Number: SU64167 05653 | Solids Suspended 105 Degrees C | - | 400 | mg/l | 38.2 | Laboratory and research activities (Low Impact) | Hampshire East | Life science research laboratory and laboratory processes | Life science research laboratory and laboratory processes. | Consent | PAULSGROVE WPS
18572 | 2 | Tier 1 Consent | Hampshire Metal Coatings Limited | 259 | Copnor Road | Copnor | Portsmouth | Hampshire | PO3 5EE | Hampshire Metal Coatings Ltd | Unit 3 Limberline Industrial Estate | Hilsea | Portsmouth |  | PO3 5HJ | 2026-02-18 | 10 | 1 | 24 hours | BUDDS FARM HAVANT WTW | SU66041005 | Aluminium Total | - | 50 | ug/l | 22.2 | Plating and metal finishing (Medium Impact) | Hampshire East | Zinc plating for mild steel, hard anodising for aluminium, sulphuric anoc for aluminium | metal plating | Consent | ACKWORTH ROAD HILSEA WPS
18572 | 2 | Tier 1 Consent | Hampshire Metal Coatings Limited | 259 | Copnor Road | Copnor | Portsmouth | Hampshire | PO3 5EE | Hampshire Metal Coatings Ltd | Unit 3 Limberline Industrial Estate | Hilsea | Portsmouth |  | PO3 5HJ | 2026-02-18 | 10 | 1 | 24 hours | BUDDS FARM HAVANT WTW | SU66041005 | Chemical Oxygen Demand Shaken as 0 | - | 1000 | mg/l | 22.2 | Plating and metal finishing (Medium Impact) | Hampshire East | Zinc plating for mild steel, hard anodising for aluminium, sulphuric anoc for aluminium | metal plating | Consent | ACKWORTH ROAD HILSEA WPS
18572 | 2 | Tier 1 Consent | Hampshire Metal Coatings Limited | 259 | Copnor Road | Copnor | Portsmouth | Hampshire | PO3 5EE | Hampshire Metal Coatings Ltd | Unit 3 Limberline Industrial Estate | Hilsea | Portsmouth |  | PO3 5HJ | 2026-02-18 | 10 | 1 | 24 hours | BUDDS FARM HAVANT WTW | SU66041005 | Chromium Total mg/l | - | 1 | ug/l | 22.2 | Plating and metal finishing (Medium Impact) | Hampshire East | Zinc plating for mild steel, hard anodising for aluminium, sulphuric anoc for aluminium | metal plating | Consent | ACKWORTH ROAD HILSEA WPS
18572 | 2 | Tier 1 Consent | Hampshire Metal Coatings Limited | 259 | Copnor Road | Copnor | Portsmouth | Hampshire | PO3 5EE | Hampshire Metal Coatings Ltd | Unit 3 Limberline Industrial Estate | Hilsea | Portsmouth |  | PO3 5HJ | 2026-02-18 | 10 | 1 | 24 hours | BUDDS FARM HAVANT WTW | SU66041005 | Copper Total | - | 3 | ug/l | 22.2 | Plating and metal finishing (Medium Impact) | Hampshire East | Zinc plating for mild steel, hard anodising for aluminium, sulphuric anoc for aluminium | metal plating | Consent | ACKWORTH ROAD HILSEA WPS
18572 | 2 | Tier 1 Consent | Hampshire Metal Coatings Limited | 259 | Copnor Road | Copnor | Portsmouth | Hampshire | PO3 5EE | Hampshire Metal Coatings Ltd | Unit 3 Limberline Industrial Estate | Hilsea | Portsmouth |  | PO3 5HJ | 2026-02-18 | 10 | 1 | 24 hours | BUDDS FARM HAVANT WTW | SU66041005 | Nickel Total | - | 5 | ug/l | 22.2 | Plating and metal finishing (Medium Impact) | Hampshire East | Zinc plating for mild steel, hard anodising for aluminium, sulphuric anoc for aluminium | metal plating | Consent | ACKWORTH ROAD HILSEA WPS
18572 | 2 | Tier 1 Consent | Hampshire Metal Coatings Limited | 259 | Copnor Road | Copnor | Portsmouth | Hampshire | PO3 5EE | Hampshire Metal Coatings Ltd | Unit 3 Limberline Industrial Estate | Hilsea | Portsmouth |  | PO3 5HJ | 2026-02-18 | 10 | 1 | 24 hours | BUDDS FARM HAVANT WTW | SU66041005 | Nitrogen Ammoniacal as N | - | 10 | mg/l | 22.2 | Plating and metal finishing (Medium Impact) | Hampshire East | Zinc plating for mild steel, hard anodising for aluminium, sulphuric anoc for aluminium | metal plating | Consent | ACKWORTH ROAD HILSEA WPS
18572 | 2 | Tier 1 Consent | Hampshire Metal Coatings Limited | 259 | Copnor Road | Copnor | Portsmouth | Hampshire | PO3 5EE | Hampshire Metal Coatings Ltd | Unit 3 Limberline Industrial Estate | Hilsea | Portsmouth |  | PO3 5HJ | 2026-02-18 | 10 | 1 | 24 hours | BUDDS FARM HAVANT WTW | SU66041005 | Oil and Grease | - | 100 | mg/l | 22.2 | Plating and metal finishing (Medium Impact) | Hampshire East | Zinc plating for mild steel, hard anodising for aluminium, sulphuric anoc for aluminium | metal plating | Consent | ACKWORTH ROAD HILSEA WPS
18572 | 2 | Tier 1 Consent | Hampshire Metal Coatings Limited | 259 | Copnor Road | Copnor | Portsmouth | Hampshire | PO3 5EE | Hampshire Metal Coatings Ltd | Unit 3 Limberline Industrial Estate | Hilsea | Portsmouth |  | PO3 5HJ | 2026-02-18 | 10 | 1 | 24 hours | BUDDS FARM HAVANT WTW | SU66041005 | pH | 6 | 10 | pH Units | 22.2 | Plating and metal finishing (Medium Impact) | Hampshire East | Zinc plating for mild steel, hard anodising for aluminium, sulphuric anoc for aluminium | metal plating | Consent | ACKWORTH ROAD HILSEA WPS
18572 | 2 | Tier 1 Consent | Hampshire Metal Coatings Limited | 259 | Copnor Road | Copnor | Portsmouth | Hampshire | PO3 5EE | Hampshire Metal Coatings Ltd | Unit 3 Limberline Industrial Estate | Hilsea | Portsmouth |  | PO3 5HJ | 2026-02-18 | 10 | 1 | 24 hours | BUDDS FARM HAVANT WTW | SU66041005 | Solids Suspended 105 Degrees C | - | 600 | mg/l | 22.2 | Plating and metal finishing (Medium Impact) | Hampshire East | Zinc plating for mild steel, hard anodising for aluminium, sulphuric anoc for aluminium | metal plating | Consent | ACKWORTH ROAD HILSEA WPS
18572 | 2 | Tier 1 Consent | Hampshire Metal Coatings Limited | 259 | Copnor Road | Copnor | Portsmouth | Hampshire | PO3 5EE | Hampshire Metal Coatings Ltd | Unit 3 Limberline Industrial Estate | Hilsea | Portsmouth |  | PO3 5HJ | 2026-02-18 | 10 | 1 | 24 hours | BUDDS FARM HAVANT WTW | SU66041005 | Sulphate as S04 | - | 1000 | mg/l | 22.2 | Plating and metal finishing (Medium Impact) | Hampshire East | Zinc plating for mild steel, hard anodising for aluminium, sulphuric anoc for aluminium | metal plating | Consent | ACKWORTH ROAD HILSEA WPS
18572 | 2 | Tier 1 Consent | Hampshire Metal Coatings Limited | 259 | Copnor Road | Copnor | Portsmouth | Hampshire | PO3 5EE | Hampshire Metal Coatings Ltd | Unit 3 Limberline Industrial Estate | Hilsea | Portsmouth |  | PO3 5HJ | 2026-02-18 | 10 | 1 | 24 hours | BUDDS FARM HAVANT WTW | SU66041005 | Tin Total | - | 20 | ug/l | 22.2 | Plating and metal finishing (Medium Impact) | Hampshire East | Zinc plating for mild steel, hard anodising for aluminium, sulphuric anoc for aluminium | metal plating | Consent | ACKWORTH ROAD HILSEA WPS
18572 | 2 | Tier 1 Consent | Hampshire Metal Coatings Limited | 259 | Copnor Road | Copnor | Portsmouth | Hampshire | PO3 5EE | Hampshire Metal Coatings Ltd | Unit 3 Limberline Industrial Estate | Hilsea | Portsmouth |  | PO3 5HJ | 2026-02-18 | 10 | 1 | 24 hours | BUDDS FARM HAVANT WTW | SU66041005 | Zinc Total mg/l | - | 10 | ug/l | 22.2 | Plating and metal finishing (Medium Impact) | Hampshire East | Zinc plating for mild steel, hard anodising for aluminium, sulphuric anoc for aluminium | metal plating | Consent | ACKWORTH ROAD HILSEA WPS
18574 | 4 | Tier 1 Consent | Naked Foods Limited | Kent Food Parks | Smarden Road | Headcorn | Ashford | Kent | TN27 9TA | Ashford 34 | Orbital Business Park | Monument Way |  | Ashord | TN24 9HB | 2026-03-17 | 100 | 2.5 | At all times | ASHFORD WTW | Monument Way MH4402 | Chemical Oxygen Demand Shaken as 0 | - | 7500 | mg/l | 9.2 | Food processing - General | Kent East | Cleaning In Place and wash down of food preparation equipment | Food manufacturing | Discontinuation | CANTERBURY ROAD SOUTH WILLESBOROUGH WPS
18574 | 4 | Tier 1 Consent | Naked Foods Limited | Kent Food Parks | Smarden Road | Headcorn | Ashford | Kent | TN27 9TA | Ashford 34 | Orbital Business Park | Monument Way |  | Ashord | TN24 9HB | 2026-03-17 | 100 | 2.5 | At all times | ASHFORD WTW | Monument Way MH4402 | Chloride | - | 30 | mg/l | 9.2 | Food processing - General | Kent East | Cleaning In Place and wash down of food preparation equipment | Food manufacturing | Discontinuation | CANTERBURY ROAD SOUTH WILLESBOROUGH WPS
18574 | 4 | Tier 1 Consent | Naked Foods Limited | Kent Food Parks | Smarden Road | Headcorn | Ashford | Kent | TN27 9TA | Ashford 34 | Orbital Business Park | Monument Way |  | Ashord | TN24 9HB | 2026-03-17 | 100 | 2.5 | At all times | ASHFORD WTW | Monument Way MH4402 | Iron Total | - | 5 | ug/l | 9.2 | Food processing - General | Kent East | Cleaning In Place and wash down of food preparation equipment | Food manufacturing | Discontinuation | CANTERBURY ROAD SOUTH WILLESBOROUGH WPS
18574 | 4 | Tier 1 Consent | Naked Foods Limited | Kent Food Parks | Smarden Road | Headcorn | Ashford | Kent | TN27 9TA | Ashford 34 | Orbital Business Park | Monument Way |  | Ashord | TN24 9HB | 2026-03-17 | 100 | 2.5 | At all times | ASHFORD WTW | Monument Way MH4402 | Nitrogen Ammoniacal as N | - | 35 | mg/l | 9.2 | Food processing - General | Kent East | Cleaning In Place and wash down of food preparation equipment | Food manufacturing | Discontinuation | CANTERBURY ROAD SOUTH WILLESBOROUGH WPS
18574 | 4 | Tier 1 Consent | Naked Foods Limited | Kent Food Parks | Smarden Road | Headcorn | Ashford | Kent | TN27 9TA | Ashford 34 | Orbital Business Park | Monument Way |  | Ashord | TN24 9HB | 2026-03-17 | 100 | 2.5 | At all times | ASHFORD WTW | Monument Way MH4402 | Oil and Grease | - | 200 | mg/l | 9.2 | Food processing - General | Kent East | Cleaning In Place and wash down of food preparation equipment | Food manufacturing | Discontinuation | CANTERBURY ROAD SOUTH WILLESBOROUGH WPS
18574 | 4 | Tier 1 Consent | Naked Foods Limited | Kent Food Parks | Smarden Road | Headcorn | Ashford | Kent | TN27 9TA | Ashford 34 | Orbital Business Park | Monument Way |  | Ashord | TN24 9HB | 2026-03-17 | 100 | 2.5 | At all times | ASHFORD WTW | Monument Way MH4402 | pH | 6 | 10 | pH Units | 9.2 | Food processing - General | Kent East | Cleaning In Place and wash down of food preparation equipment | Food manufacturing | Discontinuation | CANTERBURY ROAD SOUTH WILLESBOROUGH WPS
18574 | 4 | Tier 1 Consent | Naked Foods Limited | Kent Food Parks | Smarden Road | Headcorn | Ashford | Kent | TN27 9TA | Ashford 34 | Orbital Business Park | Monument Way |  | Ashord | TN24 9HB | 2026-03-17 | 100 | 2.5 | At all times | ASHFORD WTW | Monument Way MH4402 | Phosphorus Total | - | 15 | ug/l | 9.2 | Food processing - General | Kent East | Cleaning In Place and wash down of food preparation equipment | Food manufacturing | Discontinuation | CANTERBURY ROAD SOUTH WILLESBOROUGH WPS
18574 | 4 | Tier 1 Consent | Naked Foods Limited | Kent Food Parks | Smarden Road | Headcorn | Ashford | Kent | TN27 9TA | Ashford 34 | Orbital Business Park | Monument Way |  | Ashord | TN24 9HB | 2026-03-17 | 100 | 2.5 | At all times | ASHFORD WTW | Monument Way MH4402 | Solids Suspended 105 Degrees C | - | 1000 | mg/l | 9.2 | Food processing - General | Kent East | Cleaning In Place and wash down of food preparation equipment | Food manufacturing | Discontinuation | CANTERBURY ROAD SOUTH WILLESBOROUGH WPS
18574 | 4 | Tier 1 Consent | Naked Foods Limited | Kent Food Parks | Smarden Road | Headcorn | Ashford | Kent | TN27 9TA | Ashford 34 | Orbital Business Park | Monument Way |  | Ashord | TN24 9HB | 2026-03-17 | 100 | 2.5 | At all times | ASHFORD WTW | Monument Way MH4402 | Sulphate as S04 | - | 500 | mg/l | 9.2 | Food processing - General | Kent East | Cleaning In Place and wash down of food preparation equipment | Food manufacturing | Discontinuation | CANTERBURY ROAD SOUTH WILLESBOROUGH WPS
18574 | 4 | Tier 1 Consent | Naked Foods Limited | Kent Food Parks | Smarden Road | Headcorn | Ashford | Kent | TN27 9TA | Ashford 34 | Orbital Business Park | Monument Way |  | Ashord | TN24 9HB | 2026-03-17 | 100 | 2.5 | At all times | ASHFORD WTW | Monument Way MH4402 | Sulphide as S | - | 1 | mg/l | 9.2 | Food processing - General | Kent East | Cleaning In Place and wash down of food preparation equipment | Food manufacturing | Discontinuation | CANTERBURY ROAD SOUTH WILLESBOROUGH WPS
18575 | 1 | Low Risk Consent | Motor Fuel Limited | 10 Bricket Road | St Albans |  | Hertfordshire | Hertfordshire | AL1 3JX | Petrol Station | Hawthorn Road | Wick | Littlehampton | SW | BN17 7LT | 2026-02-16 | 3 | 1 | at all times | FORD WTW | Lyminster Road | Chemical Oxygen Demand Shaken as 0 | - | 800 | mg/l | 31.2 | Vehicle and plant washing (Low Impact) | Sussex West | Washing and valeting of vehicles | Vehicle Washing | Consent | -
18575 | 1 | Low Risk Consent | Motor Fuel Limited | 10 Bricket Road | St Albans |  | Hertfordshire | Hertfordshire | AL1 3JX | Petrol Station | Hawthorn Road | Wick | Littlehampton | SW | BN17 7LT | 2026-02-16 | 3 | 1 | at all times | FORD WTW | Lyminster Road | Nitrogen Ammoniacal as N | - | 35 | mg/l | 31.2 | Vehicle and plant washing (Low Impact) | Sussex West | Washing and valeting of vehicles | Vehicle Washing | Consent | -
18575 | 1 | Low Risk Consent | Motor Fuel Limited | 10 Bricket Road | St Albans |  | Hertfordshire | Hertfordshire | AL1 3JX | Petrol Station | Hawthorn Road | Wick | Littlehampton | SW | BN17 7LT | 2026-02-16 | 3 | 1 | at all times | FORD WTW | Lyminster Road | Oil and Grease | - | 50 | mg/l | 31.2 | Vehicle and plant washing (Low Impact) | Sussex West | Washing and valeting of vehicles | Vehicle Washing | Consent | -
18575 | 1 | Low Risk Consent | Motor Fuel Limited | 10 Bricket Road | St Albans |  | Hertfordshire | Hertfordshire | AL1 3JX | Petrol Station | Hawthorn Road | Wick | Littlehampton | SW | BN17 7LT | 2026-02-16 | 3 | 1 | at all times | FORD WTW | Lyminster Road | pH Limit | 6 | 10 |  | 31.2 | Vehicle and plant washing (Low Impact) | Sussex West | Washing and valeting of vehicles | Vehicle Washing | Consent | -
18575 | 1 | Low Risk Consent | Motor Fuel Limited | 10 Bricket Road | St Albans |  | Hertfordshire | Hertfordshire | AL1 3JX | Petrol Station | Hawthorn Road | Wick | Littlehampton | SW | BN17 7LT | 2026-02-16 | 3 | 1 | at all times | FORD WTW | Lyminster Road | Phosphorus Total | - | 15 | ug/l | 31.2 | Vehicle and plant washing (Low Impact) | Sussex West | Washing and valeting of vehicles | Vehicle Washing | Consent | -
18575 | 1 | Low Risk Consent | Motor Fuel Limited | 10 Bricket Road | St Albans |  | Hertfordshire | Hertfordshire | AL1 3JX | Petrol Station | Hawthorn Road | Wick | Littlehampton | SW | BN17 7LT | 2026-02-16 | 3 | 1 | at all times | FORD WTW | Lyminster Road | Solids Suspended 105 Degrees C | - | 400 | mg/l | 31.2 | Vehicle and plant washing (Low Impact) | Sussex West | Washing and valeting of vehicles | Vehicle Washing | Consent | -
18577 | 1 | Low Risk Consent | Ancala Water Services (Estates) Limited | Unit 1B, Redbrook Business Park | Wilthorpe Road |  | BARNSLEY |  | S75 1JN | HMS Sultan | Military Road | Gosport | Hampshire |  | PO12 3BY | 2026-02-12 | 3 | 0.5 | 24 hours | PEEL COMMON WTW | Military Road (W3W - tower.apron.cross SU 59388 00893) | Chemical Oxygen Demand Shaken as 0 | - | 800 | mg/l | 31.2 | Vehicle and plant washing (Low Impact) | Hampshire East | Manual Car Wash Freshwater is used with a mixture of cleaning chemicals to clean personnel vehicles. | MOD | Consent | -
18577 | 1 | Low Risk Consent | Ancala Water Services (Estates) Limited | Unit 1B, Redbrook Business Park | Wilthorpe Road |  | BARNSLEY |  | S75 1JN | HMS Sultan | Military Road | Gosport | Hampshire |  | PO12 3BY | 2026-02-12 | 3 | 0.5 | 24 hours | PEEL COMMON WTW | Military Road (W3W - tower.apron.cross SU 59388 00893) | Nitrogen Ammoniacal as N | - | 10 | mg/l | 31.2 | Vehicle and plant washing (Low Impact) | Hampshire East | Manual Car Wash Freshwater is used with a mixture of cleaning chemicals to clean personnel vehicles. | MOD | Consent | -
18577 | 1 | Low Risk Consent | Ancala Water Services (Estates) Limited | Unit 1B, Redbrook Business Park | Wilthorpe Road |  | BARNSLEY |  | S75 1JN | HMS Sultan | Military Road | Gosport | Hampshire |  | PO12 3BY | 2026-02-12 | 3 | 0.5 | 24 hours | PEEL COMMON WTW | Military Road (W3W - tower.apron.cross SU 59388 00893) | pH | 6 | 10 | pH Units | 31.2 | Vehicle and plant washing (Low Impact) | Hampshire East | Manual Car Wash Freshwater is used with a mixture of cleaning chemicals to clean personnel vehicles. | MOD | Consent | -
18577 | 1 | Low Risk Consent | Ancala Water Services (Estates) Limited | Unit 1B, Redbrook Business Park | Wilthorpe Road |  | BARNSLEY |  | S75 1JN | HMS Sultan | Military Road | Gosport | Hampshire |  | PO12 3BY | 2026-02-12 | 3 | 0.5 | 24 hours | PEEL COMMON WTW | Military Road (W3W - tower.apron.cross SU 59388 00893) | Solids Suspended 105 Degrees C | - | 400 | mg/l | 31.2 | Vehicle and plant washing (Low Impact) | Hampshire East | Manual Car Wash Freshwater is used with a mixture of cleaning chemicals to clean personnel vehicles. | MOD | Consent | -
18580 | 4 | Tier 2 Consent | Volker Highways Limited |  | Hertford Road |  | Hoddesdon |  | EN11 9BX | Clapham Depot | Clapham Common |  | Worthing |  | BN13 3UE | 2026-03-09 | 5 | 1 | at all times | CLAPHAM WTW | Long Furlong | Chemical Oxygen Demand Shaken as 0 | - | 800 | mg/l | 31.2 | Vehicle and plant washing (Low Impact) | Sussex West | Washing of vehicles | Highway Maintenance Depot | Consent | -
18580 | 4 | Tier 2 Consent | Volker Highways Limited |  | Hertford Road |  | Hoddesdon |  | EN11 9BX | Clapham Depot | Clapham Common |  | Worthing |  | BN13 3UE | 2026-03-09 | 5 | 1 | at all times | CLAPHAM WTW | Long Furlong | Nitrogen Ammoniacal as N | - | 35 | mg/l | 31.2 | Vehicle and plant washing (Low Impact) | Sussex West | Washing of vehicles | Highway Maintenance Depot | Consent | -
18580 | 4 | Tier 2 Consent | Volker Highways Limited |  | Hertford Road |  | Hoddesdon |  | EN11 9BX | Clapham Depot | Clapham Common |  | Worthing |  | BN13 3UE | 2026-03-09 | 5 | 1 | at all times | CLAPHAM WTW | Long Furlong | Oil and Grease | - | 50 | mg/l | 31.2 | Vehicle and plant washing (Low Impact) | Sussex West | Washing of vehicles | Highway Maintenance Depot | Consent | -
18580 | 4 | Tier 2 Consent | Volker Highways Limited |  | Hertford Road |  | Hoddesdon |  | EN11 9BX | Clapham Depot | Clapham Common |  | Worthing |  | BN13 3UE | 2026-03-09 | 5 | 1 | at all times | CLAPHAM WTW | Long Furlong | pH Limit | 6 | 10 |  | 31.2 | Vehicle and plant washing (Low Impact) | Sussex West | Washing of vehicles | Highway Maintenance Depot | Consent | -
18580 | 4 | Tier 2 Consent | Volker Highways Limited |  | Hertford Road |  | Hoddesdon |  | EN11 9BX | Clapham Depot | Clapham Common |  | Worthing |  | BN13 3UE | 2026-03-09 | 5 | 1 | at all times | CLAPHAM WTW | Long Furlong | Phosphorus Total | - | 15 | ug/l | 31.2 | Vehicle and plant washing (Low Impact) | Sussex West | Washing of vehicles | Highway Maintenance Depot | Consent | -
18580 | 4 | Tier 2 Consent | Volker Highways Limited |  | Hertford Road |  | Hoddesdon |  | EN11 9BX | Clapham Depot | Clapham Common |  | Worthing |  | BN13 3UE | 2026-03-09 | 5 | 1 | at all times | CLAPHAM WTW | Long Furlong | Solids Suspended 105 Degrees C | - | 400 | mg/l | 31.2 | Vehicle and plant washing (Low Impact) | Sussex West | Washing of vehicles | Highway Maintenance Depot | Consent | -
18581 | 1 | Low Risk Consent | Tesco Stores Limited | Tesco House | Shire Park | Kestrel Way | Welwyn Garden City |  | AL7 1GA | Unit 2 | Newsprint Avenue | Aylesford | Kent |  | ME20 7XH | 2026-02-18 | 2 | 0.5 | At all times | DITTON WTW | FOUL rising main (‘The Sewer') situated in Bellingham Way and connecting into Ditton Wastewater Treatment Works (TQ7158090A) | Chemical Oxygen Demand Shaken as 0 | - | 800 | mg/l | 31.3 | Vehicle and plant washing (Low Impact) | Kent West | Washing of vehicle axles | Retail Distribution | Consent | DIRECT TO WTW
18581 | 1 | Low Risk Consent | Tesco Stores Limited | Tesco House | Shire Park | Kestrel Way | Welwyn Garden City |  | AL7 1GA | Unit 2 | Newsprint Avenue | Aylesford | Kent |  | ME20 7XH | 2026-02-18 | 2 | 0.5 | At all times | DITTON WTW | FOUL rising main (‘The Sewer') situated in Bellingham Way and connecting into Ditton Wastewater Treatment Works (TQ7158090A) | Nitrogen Ammoniacal as N | - | 10 | mg/l | 31.3 | Vehicle and plant washing (Low Impact) | Kent West | Washing of vehicle axles | Retail Distribution | Consent | DIRECT TO WTW
18581 | 1 | Low Risk Consent | Tesco Stores Limited | Tesco House | Shire Park | Kestrel Way | Welwyn Garden City |  | AL7 1GA | Unit 2 | Newsprint Avenue | Aylesford | Kent |  | ME20 7XH | 2026-02-18 | 2 | 0.5 | At all times | DITTON WTW | FOUL rising main (‘The Sewer') situated in Bellingham Way and connecting into Ditton Wastewater Treatment Works (TQ7158090A) | Oil and Grease | - | 200 | mg/l | 31.3 | Vehicle and plant washing (Low Impact) | Kent West | Washing of vehicle axles | Retail Distribution | Consent | DIRECT TO WTW
18581 | 1 | Low Risk Consent | Tesco Stores Limited | Tesco House | Shire Park | Kestrel Way | Welwyn Garden City |  | AL7 1GA | Unit 2 | Newsprint Avenue | Aylesford | Kent |  | ME20 7XH | 2026-02-18 | 2 | 0.5 | At all times | DITTON WTW | FOUL rising main (‘The Sewer') situated in Bellingham Way and connecting into Ditton Wastewater Treatment Works (TQ7158090A) | pH | 6 | 10 | pH Units | 31.3 | Vehicle and plant washing (Low Impact) | Kent West | Washing of vehicle axles | Retail Distribution | Consent | DIRECT TO WTW
18581 | 1 | Low Risk Consent | Tesco Stores Limited | Tesco House | Shire Park | Kestrel Way | Welwyn Garden City |  | AL7 1GA | Unit 2 | Newsprint Avenue | Aylesford | Kent |  | ME20 7XH | 2026-02-18 | 2 | 0.5 | At all times | DITTON WTW | FOUL rising main (‘The Sewer') situated in Bellingham Way and connecting into Ditton Wastewater Treatment Works (TQ7158090A) | Solids Suspended 105 Degrees C | - | 500 | mg/l | 31.3 | Vehicle and plant washing (Low Impact) | Kent West | Washing of vehicle axles | Retail Distribution | Consent | DIRECT TO WTW
18581 | 1 | Low Risk Consent | Tesco Stores Limited | Tesco House | Shire Park | Kestrel Way | Welwyn Garden City |  | AL7 1GA | Unit 2 | Newsprint Avenue | Aylesford | Kent |  | ME20 7XH | 2026-02-18 | 2 | 0.5 | At all times | DITTON WTW | FOUL rising main (‘The Sewer') situated in Bellingham Way and connecting into Ditton Wastewater Treatment Works (TQ7158090A) | Sulphate as S04 | - | 500 | mg/l | 31.3 | Vehicle and plant washing (Low Impact) | Kent West | Washing of vehicle axles | Retail Distribution | Consent | DIRECT TO WTW
18585 | 2 | Tier 2 Consent | TAP Retail Limited | Gable House | Regents Park Road |  | London |  | N3 3LF | Blackmores Bungalow | Wivelsfield Service Station | Ditching Road | Wivelsfield |  | RH17 7RF | 2026-03-12 | 2.4 | 0.03 | At any time | WIVELSFIELD WTW | TQ34201401 What3 words location feels.pitch.blog, connects to main sewer at parent.sofa.deal | Chemical Oxygen Demand Shaken as 0 | - | 800 | mg/l | 31.3 | Vehicle and plant washing (Low Impact) | Sussex East | jet washing vehicles | Jet washes | Consent | GRAVITY TO WTW - NO WPS
18585 | 2 | Tier 2 Consent | TAP Retail Limited | Gable House | Regents Park Road |  | London |  | N3 3LF | Blackmores Bungalow | Wivelsfield Service Station | Ditching Road | Wivelsfield |  | RH17 7RF | 2026-03-12 | 2.4 | 0.03 | At any time | WIVELSFIELD WTW | TQ34201401 What3 words location feels.pitch.blog, connects to main sewer at parent.sofa.deal | Nitrogen Ammoniacal as N | - | 10 | mg/l | 31.3 | Vehicle and plant washing (Low Impact) | Sussex East | jet washing vehicles | Jet washes | Consent | GRAVITY TO WTW - NO WPS
18585 | 2 | Tier 2 Consent | TAP Retail Limited | Gable House | Regents Park Road |  | London |  | N3 3LF | Blackmores Bungalow | Wivelsfield Service Station | Ditching Road | Wivelsfield |  | RH17 7RF | 2026-03-12 | 2.4 | 0.03 | At any time | WIVELSFIELD WTW | TQ34201401 What3 words location feels.pitch.blog, connects to main sewer at parent.sofa.deal | Oil and Grease | - | 200 | mg/l | 31.3 | Vehicle and plant washing (Low Impact) | Sussex East | jet washing vehicles | Jet washes | Consent | GRAVITY TO WTW - NO WPS
18585 | 2 | Tier 2 Consent | TAP Retail Limited | Gable House | Regents Park Road |  | London |  | N3 3LF | Blackmores Bungalow | Wivelsfield Service Station | Ditching Road | Wivelsfield |  | RH17 7RF | 2026-03-12 | 2.4 | 0.03 | At any time | WIVELSFIELD WTW | TQ34201401 What3 words location feels.pitch.blog, connects to main sewer at parent.sofa.deal | pH | 6 | 10 | pH Units | 31.3 | Vehicle and plant washing (Low Impact) | Sussex East | jet washing vehicles | Jet washes | Consent | GRAVITY TO WTW - NO WPS
18585 | 2 | Tier 2 Consent | TAP Retail Limited | Gable House | Regents Park Road |  | London |  | N3 3LF | Blackmores Bungalow | Wivelsfield Service Station | Ditching Road | Wivelsfield |  | RH17 7RF | 2026-03-12 | 2.4 | 0.03 | At any time | WIVELSFIELD WTW | TQ34201401 What3 words location feels.pitch.blog, connects to main sewer at parent.sofa.deal | Phosphorus Total | - | 15 | ug/l | 31.3 | Vehicle and plant washing (Low Impact) | Sussex East | jet washing vehicles | Jet washes | Consent | GRAVITY TO WTW - NO WPS
18585 | 2 | Tier 2 Consent | TAP Retail Limited | Gable House | Regents Park Road |  | London |  | N3 3LF | Blackmores Bungalow | Wivelsfield Service Station | Ditching Road | Wivelsfield |  | RH17 7RF | 2026-03-12 | 2.4 | 0.03 | At any time | WIVELSFIELD WTW | TQ34201401 What3 words location feels.pitch.blog, connects to main sewer at parent.sofa.deal | Solids Suspended 105 Degrees C | - | 500 | mg/l | 31.3 | Vehicle and plant washing (Low Impact) | Sussex East | jet washing vehicles | Jet washes | Consent | GRAVITY TO WTW - NO WPS
18585 | 2 | Tier 2 Consent | TAP Retail Limited | Gable House | Regents Park Road |  | London |  | N3 3LF | Blackmores Bungalow | Wivelsfield Service Station | Ditching Road | Wivelsfield |  | RH17 7RF | 2026-03-12 | 2.4 | 0.03 | At any time | WIVELSFIELD WTW | TQ34201401 What3 words location feels.pitch.blog, connects to main sewer at parent.sofa.deal | Sulphate as S04 | - | 500 | mg/l | 31.3 | Vehicle and plant washing (Low Impact) | Sussex East | jet washing vehicles | Jet washes | Consent | GRAVITY TO WTW - NO WPS
18586 | 1 | Tier 2 Consent | Motor Fuel Limited | 10 Bricket Road | St Albans |  | Hertfordshire | Hertfordshire | AL1 3JX | Motor Fuel Group | Milton Regis Service Station | St Pauls Street | Sittingbourne |  | ME10 2LA | 2026-03-19 | 8 | 1 | At all times | SITTINGBOURNE WTW | Combined public sewer in King Street (TQ90644401) | Chemical Oxygen Demand Shaken as 0 | - | 800 | mg/l | 31.2 | Vehicle and plant washing (Low Impact) | Kent West | Washing of Vehicles | Fuel Station and vehicle valeting | Consent | DIRECT TO WTW
18586 | 1 | Tier 2 Consent | Motor Fuel Limited | 10 Bricket Road | St Albans |  | Hertfordshire | Hertfordshire | AL1 3JX | Motor Fuel Group | Milton Regis Service Station | St Pauls Street | Sittingbourne |  | ME10 2LA | 2026-03-19 | 8 | 1 | At all times | SITTINGBOURNE WTW | Combined public sewer in King Street (TQ90644401) | Nitrogen Ammoniacal as N | - | 10 | mg/l | 31.2 | Vehicle and plant washing (Low Impact) | Kent West | Washing of Vehicles | Fuel Station and vehicle valeting | Consent | DIRECT TO WTW
18586 | 1 | Tier 2 Consent | Motor Fuel Limited | 10 Bricket Road | St Albans |  | Hertfordshire | Hertfordshire | AL1 3JX | Motor Fuel Group | Milton Regis Service Station | St Pauls Street | Sittingbourne |  | ME10 2LA | 2026-03-19 | 8 | 1 | At all times | SITTINGBOURNE WTW | Combined public sewer in King Street (TQ90644401) | Oil and Grease | - | 200 | mg/l | 31.2 | Vehicle and plant washing (Low Impact) | Kent West | Washing of Vehicles | Fuel Station and vehicle valeting | Consent | DIRECT TO WTW
18586 | 1 | Tier 2 Consent | Motor Fuel Limited | 10 Bricket Road | St Albans |  | Hertfordshire | Hertfordshire | AL1 3JX | Motor Fuel Group | Milton Regis Service Station | St Pauls Street | Sittingbourne |  | ME10 2LA | 2026-03-19 | 8 | 1 | At all times | SITTINGBOURNE WTW | Combined public sewer in King Street (TQ90644401) | pH | 6 | 10 | pH Units | 31.2 | Vehicle and plant washing (Low Impact) | Kent West | Washing of Vehicles | Fuel Station and vehicle valeting | Consent | DIRECT TO WTW
18586 | 1 | Tier 2 Consent | Motor Fuel Limited | 10 Bricket Road | St Albans |  | Hertfordshire | Hertfordshire | AL1 3JX | Motor Fuel Group | Milton Regis Service Station | St Pauls Street | Sittingbourne |  | ME10 2LA | 2026-03-19 | 8 | 1 | At all times | SITTINGBOURNE WTW | Combined public sewer in King Street (TQ90644401) | Solids Suspended 105 Degrees C | - | 500 | mg/l | 31.2 | Vehicle and plant washing (Low Impact) | Kent West | Washing of Vehicles | Fuel Station and vehicle valeting | Consent | DIRECT TO WTW
18586 | 1 | Tier 2 Consent | Motor Fuel Limited | 10 Bricket Road | St Albans |  | Hertfordshire | Hertfordshire | AL1 3JX | Motor Fuel Group | Milton Regis Service Station | St Pauls Street | Sittingbourne |  | ME10 2LA | 2026-03-19 | 8 | 1 | At all times | SITTINGBOURNE WTW | Combined public sewer in King Street (TQ90644401) | Sulphate as S04 | - | 500 | mg/l | 31.2 | Vehicle and plant washing (Low Impact) | Kent West | Washing of Vehicles | Fuel Station and vehicle valeting | Consent | DIRECT TO WTW
18588 | - | Temporary Consent | Veolia ES Hampshire Ltd |  | 210 Pentonville Road |  | London |  | N1 9JY | Marchwood Energy Recovery Facility | Oceanic Way | Marchwood | Southampton |  | SO40 4BD | 2026-03-03 | 50 | 1 | At all times | SLOWHILL COPSE MARCHWOOD WTW | Normandy Way | Chemical Oxygen Demand Shaken as 0 | 0 | 800 | mg/l | 39.2 | Boiler blowdown | Hampshire West | Boiler waters from condensed steam that have been utilised for power generation. The water originates from a towns mains supply that has been de-mineralised and used within a closed loop steam generation system. | Energy from waste plant | Consent | MAGAZINE LANE MARCHWOOD WPS
18588 | - | Temporary Consent | Veolia ES Hampshire Ltd |  | 210 Pentonville Road |  | London |  | N1 9JY | Marchwood Energy Recovery Facility | Oceanic Way | Marchwood | Southampton |  | SO40 4BD | 2026-03-03 | 50 | 1 | At all times | SLOWHILL COPSE MARCHWOOD WTW | Normandy Way | Chloride | 0 | 2000 | mg/l | 39.2 | Boiler blowdown | Hampshire West | Boiler waters from condensed steam that have been utilised for power generation. The water originates from a towns mains supply that has been de-mineralised and used within a closed loop steam generation system. | Energy from waste plant | Consent | MAGAZINE LANE MARCHWOOD WPS
18588 | - | Temporary Consent | Veolia ES Hampshire Ltd |  | 210 Pentonville Road |  | London |  | N1 9JY | Marchwood Energy Recovery Facility | Oceanic Way | Marchwood | Southampton |  | SO40 4BD | 2026-03-03 | 50 | 1 | At all times | SLOWHILL COPSE MARCHWOOD WTW | Normandy Way | Nitrogen Ammoniacal as N | 0 | 10 | mg/l | 39.2 | Boiler blowdown | Hampshire West | Boiler waters from condensed steam that have been utilised for power generation. The water originates from a towns mains supply that has been de-mineralised and used within a closed loop steam generation system. | Energy from waste plant | Consent | MAGAZINE LANE MARCHWOOD WPS
18588 | - | Temporary Consent | Veolia ES Hampshire Ltd |  | 210 Pentonville Road |  | London |  | N1 9JY | Marchwood Energy Recovery Facility | Oceanic Way | Marchwood | Southampton |  | SO40 4BD | 2026-03-03 | 50 | 1 | At all times | SLOWHILL COPSE MARCHWOOD WTW | Normandy Way | pH | 6 | 10 | pH Units | 39.2 | Boiler blowdown | Hampshire West | Boiler waters from condensed steam that have been utilised for power generation. The water originates from a towns mains supply that has been de-mineralised and used within a closed loop steam generation system. | Energy from waste plant | Consent | MAGAZINE LANE MARCHWOOD WPS
18588 | - | Temporary Consent | Veolia ES Hampshire Ltd |  | 210 Pentonville Road |  | London |  | N1 9JY | Marchwood Energy Recovery Facility | Oceanic Way | Marchwood | Southampton |  | SO40 4BD | 2026-03-03 | 50 | 1 | At all times | SLOWHILL COPSE MARCHWOOD WTW | Normandy Way | Solids Suspended 105 Degrees C | 0 | 400 | mg/l | 39.2 | Boiler blowdown | Hampshire West | Boiler waters from condensed steam that have been utilised for power generation. The water originates from a towns mains supply that has been de-mineralised and used within a closed loop steam generation system. | Energy from waste plant | Consent | MAGAZINE LANE MARCHWOOD WPS
18588 | - | Temporary Consent | Veolia ES Hampshire Ltd |  | 210 Pentonville Road |  | London |  | N1 9JY | Marchwood Energy Recovery Facility | Oceanic Way | Marchwood | Southampton |  | SO40 4BD | 2026-03-03 | 50 | 1 | At all times | SLOWHILL COPSE MARCHWOOD WTW | Normandy Way | Sulphate as S04 | 0 | 500 | mg/l | 39.2 | Boiler blowdown | Hampshire West | Boiler waters from condensed steam that have been utilised for power generation. The water originates from a towns mains supply that has been de-mineralised and used within a closed loop steam generation system. | Energy from waste plant | Consent | MAGAZINE LANE MARCHWOOD WPS
18589 | 1 | Tier 2 Consent | Mitie Limited | LEVEL 12 THE SHARD | 32 LONDON BRIDGE STREET |  | LONDON |  | SE1 9SG | WCS Environmental Engineerig | Unit 1 Aston Road | Waterlooville | Hampshire |  | PO7 7UX | 2026-03-31 | 30 | 1 | 24 hours | BUDDS FARM HAVANT WTW | Aston Road (solid.pill.cult) | Chemical Oxygen Demand Shaken as 0 | - | 800 | mg/l | 31.2 | Vehicle and plant washing (Low Impact) | Hampshire East | wash down of equipment used on sewage treatments works and water used for leak testing newly bulk products | Manufacturing of sewage treatment plant | Consent | GRAVITY TO WTW - NO WPS
18589 | 1 | Tier 2 Consent | Mitie Limited | LEVEL 12 THE SHARD | 32 LONDON BRIDGE STREET |  | LONDON |  | SE1 9SG | WCS Environmental Engineerig | Unit 1 Aston Road | Waterlooville | Hampshire |  | PO7 7UX | 2026-03-31 | 30 | 1 | 24 hours | BUDDS FARM HAVANT WTW | Aston Road (solid.pill.cult) | Nitrogen Ammoniacal as N | - | 30 | mg/l | 31.2 | Vehicle and plant washing (Low Impact) | Hampshire East | wash down of equipment used on sewage treatments works and water used for leak testing newly bulk products | Manufacturing of sewage treatment plant | Consent | GRAVITY TO WTW - NO WPS
18589 | 1 | Tier 2 Consent | Mitie Limited | LEVEL 12 THE SHARD | 32 LONDON BRIDGE STREET |  | LONDON |  | SE1 9SG | WCS Environmental Engineerig | Unit 1 Aston Road | Waterlooville | Hampshire |  | PO7 7UX | 2026-03-31 | 30 | 1 | 24 hours | BUDDS FARM HAVANT WTW | Aston Road (solid.pill.cult) | pH | 6 | 10 | pH Units | 31.2 | Vehicle and plant washing (Low Impact) | Hampshire East | wash down of equipment used on sewage treatments works and water used for leak testing newly bulk products | Manufacturing of sewage treatment plant | Consent | GRAVITY TO WTW - NO WPS
18589 | 1 | Tier 2 Consent | Mitie Limited | LEVEL 12 THE SHARD | 32 LONDON BRIDGE STREET |  | LONDON |  | SE1 9SG | WCS Environmental Engineerig | Unit 1 Aston Road | Waterlooville | Hampshire |  | PO7 7UX | 2026-03-31 | 30 | 1 | 24 hours | BUDDS FARM HAVANT WTW | Aston Road (solid.pill.cult) | Phosphorus Total | - | 7 | ug/l | 31.2 | Vehicle and plant washing (Low Impact) | Hampshire East | wash down of equipment used on sewage treatments works and water used for leak testing newly bulk products | Manufacturing of sewage treatment plant | Consent | GRAVITY TO WTW - NO WPS
18589 | 1 | Tier 2 Consent | Mitie Limited | LEVEL 12 THE SHARD | 32 LONDON BRIDGE STREET |  | LONDON |  | SE1 9SG | WCS Environmental Engineerig | Unit 1 Aston Road | Waterlooville | Hampshire |  | PO7 7UX | 2026-03-31 | 30 | 1 | 24 hours | BUDDS FARM HAVANT WTW | Aston Road (solid.pill.cult) | Solids Suspended 105 Degrees C | - | 400 | mg/l | 31.2 | Vehicle and plant washing (Low Impact) | Hampshire East | wash down of equipment used on sewage treatments works and water used for leak testing newly bulk products | Manufacturing of sewage treatment plant | Consent | GRAVITY TO WTW - NO WPS
18591 | 1 | Tier 1 Consent | Sainsburys Supermarket Ltd | 33 Charterhouse Street |  | London |  |  | EC1M 6HA | Linden Park Road | Tunbridge Wells |  |  |  | TN2 5QL | 2026-03-18 | 12.17 | 1 | At any time | TUNBRIDGE WELLS SOUTH WTW | via TQ57387304 joining Broadwater Lane | Chemical Oxygen Demand Shaken as 0 | - | 800 | mg/l | 31.2 | Vehicle and plant washing (Low Impact) | Sussex East | waste derived from vehicle washing | Vehicle washing | Consent | GRAVITY TO WTW - NO WPS
18591 | 1 | Tier 1 Consent | Sainsburys Supermarket Ltd | 33 Charterhouse Street |  | London |  |  | EC1M 6HA | Linden Park Road | Tunbridge Wells |  |  |  | TN2 5QL | 2026-03-18 | 12.17 | 1 | At any time | TUNBRIDGE WELLS SOUTH WTW | via TQ57387304 joining Broadwater Lane | Nitrogen Ammoniacal as N | - | 10 | mg/l | 31.2 | Vehicle and plant washing (Low Impact) | Sussex East | waste derived from vehicle washing | Vehicle washing | Consent | GRAVITY TO WTW - NO WPS
18591 | 1 | Tier 1 Consent | Sainsburys Supermarket Ltd | 33 Charterhouse Street |  | London |  |  | EC1M 6HA | Linden Park Road | Tunbridge Wells |  |  |  | TN2 5QL | 2026-03-18 | 12.17 | 1 | At any time | TUNBRIDGE WELLS SOUTH WTW | via TQ57387304 joining Broadwater Lane | Oil and Grease | - | 200 | mg/l | 31.2 | Vehicle and plant washing (Low Impact) | Sussex East | waste derived from vehicle washing | Vehicle washing | Consent | GRAVITY TO WTW - NO WPS
18591 | 1 | Tier 1 Consent | Sainsburys Supermarket Ltd | 33 Charterhouse Street |  | London |  |  | EC1M 6HA | Linden Park Road | Tunbridge Wells |  |  |  | TN2 5QL | 2026-03-18 | 12.17 | 1 | At any time | TUNBRIDGE WELLS SOUTH WTW | via TQ57387304 joining Broadwater Lane | pH | 6 | 10 | pH Units | 31.2 | Vehicle and plant washing (Low Impact) | Sussex East | waste derived from vehicle washing | Vehicle washing | Consent | GRAVITY TO WTW - NO WPS
18591 | 1 | Tier 1 Consent | Sainsburys Supermarket Ltd | 33 Charterhouse Street |  | London |  |  | EC1M 6HA | Linden Park Road | Tunbridge Wells |  |  |  | TN2 5QL | 2026-03-18 | 12.17 | 1 | At any time | TUNBRIDGE WELLS SOUTH WTW | via TQ57387304 joining Broadwater Lane | Phosphorus Total | - | 15 | ug/l | 31.2 | Vehicle and plant washing (Low Impact) | Sussex East | waste derived from vehicle washing | Vehicle washing | Consent | GRAVITY TO WTW - NO WPS
18591 | 1 | Tier 1 Consent | Sainsburys Supermarket Ltd | 33 Charterhouse Street |  | London |  |  | EC1M 6HA | Linden Park Road | Tunbridge Wells |  |  |  | TN2 5QL | 2026-03-18 | 12.17 | 1 | At any time | TUNBRIDGE WELLS SOUTH WTW | via TQ57387304 joining Broadwater Lane | Solids Suspended 105 Degrees C | - | 500 | mg/l | 31.2 | Vehicle and plant washing (Low Impact) | Sussex East | waste derived from vehicle washing | Vehicle washing | Consent | GRAVITY TO WTW - NO WPS
18591 | 1 | Tier 1 Consent | Sainsburys Supermarket Ltd | 33 Charterhouse Street |  | London |  |  | EC1M 6HA | Linden Park Road | Tunbridge Wells |  |  |  | TN2 5QL | 2026-03-18 | 12.17 | 1 | At any time | TUNBRIDGE WELLS SOUTH WTW | via TQ57387304 joining Broadwater Lane | Sulphate as S04 | - | 500 | mg/l | 31.2 | Vehicle and plant washing (Low Impact) | Sussex East | waste derived from vehicle washing | Vehicle washing | Consent | GRAVITY TO WTW - NO WPS
18592 | 1 | Tier 2 Consent | Sainsburys Supermarket Ltd | 33 Charterhouse Street |  | London |  |  | EC1M 6HA | Altira Business Park | 6 The Boulevard |  |  | KE | CT6 6GZ | 2026-04-20 | 5 | 1 | At all times | MAY STREET HERNE BAY WTW | The Boulevard MH 1301 | Chemical Oxygen Demand Shaken as 0 | - | 800 | mg/l | 31.3 | Vehicle and plant washing (Low Impact) | Kent East | Jet washing of vehicles | Vehicle Washing | Consent | EDDINGTON LANE HERNE BAY WPS
18592 | 1 | Tier 2 Consent | Sainsburys Supermarket Ltd | 33 Charterhouse Street |  | London |  |  | EC1M 6HA | Altira Business Park | 6 The Boulevard |  |  | KE | CT6 6GZ | 2026-04-20 | 5 | 1 | At all times | MAY STREET HERNE BAY WTW | The Boulevard MH 1301 | Nitrogen Ammoniacal as N | - | 10 | mg/l | 31.3 | Vehicle and plant washing (Low Impact) | Kent East | Jet washing of vehicles | Vehicle Washing | Consent | EDDINGTON LANE HERNE BAY WPS
18592 | 1 | Tier 2 Consent | Sainsburys Supermarket Ltd | 33 Charterhouse Street |  | London |  |  | EC1M 6HA | Altira Business Park | 6 The Boulevard |  |  | KE | CT6 6GZ | 2026-04-20 | 5 | 1 | At all times | MAY STREET HERNE BAY WTW | The Boulevard MH 1301 | Oil and Grease | - | 200 | mg/l | 31.3 | Vehicle and plant washing (Low Impact) | Kent East | Jet washing of vehicles | Vehicle Washing | Consent | EDDINGTON LANE HERNE BAY WPS
18592 | 1 | Tier 2 Consent | Sainsburys Supermarket Ltd | 33 Charterhouse Street |  | London |  |  | EC1M 6HA | Altira Business Park | 6 The Boulevard |  |  | KE | CT6 6GZ | 2026-04-20 | 5 | 1 | At all times | MAY STREET HERNE BAY WTW | The Boulevard MH 1301 | pH | 6 | 10 | pH Units | 31.3 | Vehicle and plant washing (Low Impact) | Kent East | Jet washing of vehicles | Vehicle Washing | Consent | EDDINGTON LANE HERNE BAY WPS
18592 | 1 | Tier 2 Consent | Sainsburys Supermarket Ltd | 33 Charterhouse Street |  | London |  |  | EC1M 6HA | Altira Business Park | 6 The Boulevard |  |  | KE | CT6 6GZ | 2026-04-20 | 5 | 1 | At all times | MAY STREET HERNE BAY WTW | The Boulevard MH 1301 | Solids Suspended 105 Degrees C | - | 500 | mg/l | 31.3 | Vehicle and plant washing (Low Impact) | Kent East | Jet washing of vehicles | Vehicle Washing | Consent | EDDINGTON LANE HERNE BAY WPS
18593 | 1 | Tier 2 Consent | Sainsburys Supermarket Ltd | 33 Charterhouse Street |  | London |  |  | EC1M 6HA | Downland Business Park | Lyons Farm |  | Worthing | SW | BN14 9LA | 2026-03-11 | 8.912 | 1 | at all times | EAST WORTHING WTW | Lyons Way | Chemical Oxygen Demand Shaken as 0 | - | 800 | mg/l | 31.2 | Vehicle and plant washing (Low Impact) | Sussex West | Washing and valeting of vehicles | Vehicle Washing | Consent | -
18593 | 1 | Tier 2 Consent | Sainsburys Supermarket Ltd | 33 Charterhouse Street |  | London |  |  | EC1M 6HA | Downland Business Park | Lyons Farm |  | Worthing | SW | BN14 9LA | 2026-03-11 | 8.912 | 1 | at all times | EAST WORTHING WTW | Lyons Way | Nitrogen Ammoniacal as N | - | 35 | mg/l | 31.2 | Vehicle and plant washing (Low Impact) | Sussex West | Washing and valeting of vehicles | Vehicle Washing | Consent | -
18593 | 1 | Tier 2 Consent | Sainsburys Supermarket Ltd | 33 Charterhouse Street |  | London |  |  | EC1M 6HA | Downland Business Park | Lyons Farm |  | Worthing | SW | BN14 9LA | 2026-03-11 | 8.912 | 1 | at all times | EAST WORTHING WTW | Lyons Way | Oil and Grease | - | 50 | mg/l | 31.2 | Vehicle and plant washing (Low Impact) | Sussex West | Washing and valeting of vehicles | Vehicle Washing | Consent | -
18593 | 1 | Tier 2 Consent | Sainsburys Supermarket Ltd | 33 Charterhouse Street |  | London |  |  | EC1M 6HA | Downland Business Park | Lyons Farm |  | Worthing | SW | BN14 9LA | 2026-03-11 | 8.912 | 1 | at all times | EAST WORTHING WTW | Lyons Way | pH Limit | 6 | 10 |  | 31.2 | Vehicle and plant washing (Low Impact) | Sussex West | Washing and valeting of vehicles | Vehicle Washing | Consent | -
18593 | 1 | Tier 2 Consent | Sainsburys Supermarket Ltd | 33 Charterhouse Street |  | London |  |  | EC1M 6HA | Downland Business Park | Lyons Farm |  | Worthing | SW | BN14 9LA | 2026-03-11 | 8.912 | 1 | at all times | EAST WORTHING WTW | Lyons Way | Phosphorus Total | - | 15 | ug/l | 31.2 | Vehicle and plant washing (Low Impact) | Sussex West | Washing and valeting of vehicles | Vehicle Washing | Consent | -
18593 | 1 | Tier 2 Consent | Sainsburys Supermarket Ltd | 33 Charterhouse Street |  | London |  |  | EC1M 6HA | Downland Business Park | Lyons Farm |  | Worthing | SW | BN14 9LA | 2026-03-11 | 8.912 | 1 | at all times | EAST WORTHING WTW | Lyons Way | Solids Suspended 105 Degrees C | - | 400 | mg/l | 31.2 | Vehicle and plant washing (Low Impact) | Sussex West | Washing and valeting of vehicles | Vehicle Washing | Consent | -
18594 | 1 | Tier 2 Consent | Sainsburys Supermarket Ltd | 33 Charterhouse Street |  | London |  |  | EC1M 6HA | Wingfield Bank | Northfleet | Gravesend |  | KE | DA11 8JH | 2026-03-12 | 5 | 1 | At all times | NORTHFLEET WTW | Hall Road (Manhole Reference 2501) | Chemical Oxygen Demand Shaken as 0 | - | 800 | mg/l | 31.3 | Vehicle and plant washing (Low Impact) | Kent West | Washing of Vehicles | Vehicle Washing | Consent | DIRECT TO WTW
18594 | 1 | Tier 2 Consent | Sainsburys Supermarket Ltd | 33 Charterhouse Street |  | London |  |  | EC1M 6HA | Wingfield Bank | Northfleet | Gravesend |  | KE | DA11 8JH | 2026-03-12 | 5 | 1 | At all times | NORTHFLEET WTW | Hall Road (Manhole Reference 2501) | Nitrogen Ammoniacal as N | - | 10 | mg/l | 31.3 | Vehicle and plant washing (Low Impact) | Kent West | Washing of Vehicles | Vehicle Washing | Consent | DIRECT TO WTW
18594 | 1 | Tier 2 Consent | Sainsburys Supermarket Ltd | 33 Charterhouse Street |  | London |  |  | EC1M 6HA | Wingfield Bank | Northfleet | Gravesend |  | KE | DA11 8JH | 2026-03-12 | 5 | 1 | At all times | NORTHFLEET WTW | Hall Road (Manhole Reference 2501) | Oil and Grease | - | 200 | mg/l | 31.3 | Vehicle and plant washing (Low Impact) | Kent West | Washing of Vehicles | Vehicle Washing | Consent | DIRECT TO WTW
18594 | 1 | Tier 2 Consent | Sainsburys Supermarket Ltd | 33 Charterhouse Street |  | London |  |  | EC1M 6HA | Wingfield Bank | Northfleet | Gravesend |  | KE | DA11 8JH | 2026-03-12 | 5 | 1 | At all times | NORTHFLEET WTW | Hall Road (Manhole Reference 2501) | pH | 6 | 10 | pH Units | 31.3 | Vehicle and plant washing (Low Impact) | Kent West | Washing of Vehicles | Vehicle Washing | Consent | DIRECT TO WTW
18594 | 1 | Tier 2 Consent | Sainsburys Supermarket Ltd | 33 Charterhouse Street |  | London |  |  | EC1M 6HA | Wingfield Bank | Northfleet | Gravesend |  | KE | DA11 8JH | 2026-03-12 | 5 | 1 | At all times | NORTHFLEET WTW | Hall Road (Manhole Reference 2501) | Solids Suspended 105 Degrees C | - | 500 | mg/l | 31.3 | Vehicle and plant washing (Low Impact) | Kent West | Washing of Vehicles | Vehicle Washing | Consent | DIRECT TO WTW
18594 | 1 | Tier 2 Consent | Sainsburys Supermarket Ltd | 33 Charterhouse Street |  | London |  |  | EC1M 6HA | Wingfield Bank | Northfleet | Gravesend |  | KE | DA11 8JH | 2026-03-12 | 5 | 1 | At all times | NORTHFLEET WTW | Hall Road (Manhole Reference 2501) | Sulphate as S04 | - | 500 | mg/l | 31.3 | Vehicle and plant washing (Low Impact) | Kent West | Washing of Vehicles | Vehicle Washing | Consent | DIRECT TO WTW
18595 | 1 | Tier 2 Consent | Sainsburys Supermarket Ltd | 33 Charterhouse Street |  | London |  |  | EC1M 6HA | Dadson Way | Ramsgate |  |  |  | CT12 5FJ | 2026-04-20 | 17 | 1 | At all times | WEATHERLEES HILL A WTW | New Cross Road MH 3203 | Chemical Oxygen Demand Shaken as 0 | - | 800 | mg/l | 31.3 | Vehicle and plant washing (Low Impact) | Kent East | Jet washing of vehicles | vehicle washing | Consent | MILITARY ROAD RAMSGATE WPS
18595 | 1 | Tier 2 Consent | Sainsburys Supermarket Ltd | 33 Charterhouse Street |  | London |  |  | EC1M 6HA | Dadson Way | Ramsgate |  |  |  | CT12 5FJ | 2026-04-20 | 17 | 1 | At all times | WEATHERLEES HILL A WTW | New Cross Road MH 3203 | Nitrogen Ammoniacal as N | - | 10 | mg/l | 31.3 | Vehicle and plant washing (Low Impact) | Kent East | Jet washing of vehicles | vehicle washing | Consent | MILITARY ROAD RAMSGATE WPS
18595 | 1 | Tier 2 Consent | Sainsburys Supermarket Ltd | 33 Charterhouse Street |  | London |  |  | EC1M 6HA | Dadson Way | Ramsgate |  |  |  | CT12 5FJ | 2026-04-20 | 17 | 1 | At all times | WEATHERLEES HILL A WTW | New Cross Road MH 3203 | Oil and Grease | - | 200 | mg/l | 31.3 | Vehicle and plant washing (Low Impact) | Kent East | Jet washing of vehicles | vehicle washing | Consent | MILITARY ROAD RAMSGATE WPS
18595 | 1 | Tier 2 Consent | Sainsburys Supermarket Ltd | 33 Charterhouse Street |  | London |  |  | EC1M 6HA | Dadson Way | Ramsgate |  |  |  | CT12 5FJ | 2026-04-20 | 17 | 1 | At all times | WEATHERLEES HILL A WTW | New Cross Road MH 3203 | pH | 6 | 10 | pH Units | 31.3 | Vehicle and plant washing (Low Impact) | Kent East | Jet washing of vehicles | vehicle washing | Consent | MILITARY ROAD RAMSGATE WPS
18595 | 1 | Tier 2 Consent | Sainsburys Supermarket Ltd | 33 Charterhouse Street |  | London |  |  | EC1M 6HA | Dadson Way | Ramsgate |  |  |  | CT12 5FJ | 2026-04-20 | 17 | 1 | At all times | WEATHERLEES HILL A WTW | New Cross Road MH 3203 | Solids Suspended 105 Degrees C | - | 500 | mg/l | 31.3 | Vehicle and plant washing (Low Impact) | Kent East | Jet washing of vehicles | vehicle washing | Consent | MILITARY ROAD RAMSGATE WPS
18597 | 3 | Tier 2 Consent | Sambrook's Brewery Limited |  | 1 Bellwether Lane | Wandsworth | London |  | SW18 1UD | Unit 2 & 3 Northdown Industrial Estate | Northdown Road | Broadstairs |  | KE | CT10 3JP | 2026-03-27 | 6 | 1.6 | At all times | WEATHERLEES HILL B (MGATE &amp; BSTAIRS) WTW | Northdown Road | Chemical Oxygen Demand Shaken as 0 | - | 7000 | mg/l | 1.2 | Alcoholic beverages (Medium Impact) | Kent East | Brewing and cleaning operations | Brewing and packaging of beer | Consent | BROADSTAIRS WPS
18597 | 3 | Tier 2 Consent | Sambrook's Brewery Limited |  | 1 Bellwether Lane | Wandsworth | London |  | SW18 1UD | Unit 2 & 3 Northdown Industrial Estate | Northdown Road | Broadstairs |  | KE | CT10 3JP | 2026-03-27 | 6 | 1.6 | At all times | WEATHERLEES HILL B (MGATE &amp; BSTAIRS) WTW | Northdown Road | Nitrogen Ammoniacal as N | - | 35 | mg/l | 1.2 | Alcoholic beverages (Medium Impact) | Kent East | Brewing and cleaning operations | Brewing and packaging of beer | Consent | BROADSTAIRS WPS
18597 | 3 | Tier 2 Consent | Sambrook's Brewery Limited |  | 1 Bellwether Lane | Wandsworth | London |  | SW18 1UD | Unit 2 & 3 Northdown Industrial Estate | Northdown Road | Broadstairs |  | KE | CT10 3JP | 2026-03-27 | 6 | 1.6 | At all times | WEATHERLEES HILL B (MGATE &amp; BSTAIRS) WTW | Northdown Road | Oil and Grease | - | 200 | mg/l | 1.2 | Alcoholic beverages (Medium Impact) | Kent East | Brewing and cleaning operations | Brewing and packaging of beer | Consent | BROADSTAIRS WPS
18597 | 3 | Tier 2 Consent | Sambrook's Brewery Limited |  | 1 Bellwether Lane | Wandsworth | London |  | SW18 1UD | Unit 2 & 3 Northdown Industrial Estate | Northdown Road | Broadstairs |  | KE | CT10 3JP | 2026-03-27 | 6 | 1.6 | At all times | WEATHERLEES HILL B (MGATE &amp; BSTAIRS) WTW | Northdown Road | pH | 6 | 10 | pH Units | 1.2 | Alcoholic beverages (Medium Impact) | Kent East | Brewing and cleaning operations | Brewing and packaging of beer | Consent | BROADSTAIRS WPS
18597 | 3 | Tier 2 Consent | Sambrook's Brewery Limited |  | 1 Bellwether Lane | Wandsworth | London |  | SW18 1UD | Unit 2 & 3 Northdown Industrial Estate | Northdown Road | Broadstairs |  | KE | CT10 3JP | 2026-03-27 | 6 | 1.6 | At all times | WEATHERLEES HILL B (MGATE &amp; BSTAIRS) WTW | Northdown Road | Phosphorus Total | - | 10 | ug/l | 1.2 | Alcoholic beverages (Medium Impact) | Kent East | Brewing and cleaning operations | Brewing and packaging of beer | Consent | BROADSTAIRS WPS
18597 | 3 | Tier 2 Consent | Sambrook's Brewery Limited |  | 1 Bellwether Lane | Wandsworth | London |  | SW18 1UD | Unit 2 & 3 Northdown Industrial Estate | Northdown Road | Broadstairs |  | KE | CT10 3JP | 2026-03-27 | 6 | 1.6 | At all times | WEATHERLEES HILL B (MGATE &amp; BSTAIRS) WTW | Northdown Road | Solids Suspended 105 Degrees C | - | 1400 | mg/l | 1.2 | Alcoholic beverages (Medium Impact) | Kent East | Brewing and cleaning operations | Brewing and packaging of beer | Consent | BROADSTAIRS WPS
18598 | 1 | Low Risk Consent | Enterprise Rent A Car UK Limited | Enterprise House | Vicarage Road |  | Egham |  | TW20 9FB | Enterprise Rent-A-Car | U156 | Townwall St | Dover |  | CT16 1QD | 2026-03-04 | 1 | 0.2 | At all times | BROOMFIELD BANK WTW | St James Street MH1405 | Chemical Oxygen Demand Shaken as 0 | - | 800 | mg/l | 31.3 | Vehicle and plant washing (Low Impact) | Kent East | Jet washing of vehicles | Car and van rental | Consent | ELIZABETH STREET DOVER WPS
18598 | 1 | Low Risk Consent | Enterprise Rent A Car UK Limited | Enterprise House | Vicarage Road |  | Egham |  | TW20 9FB | Enterprise Rent-A-Car | U156 | Townwall St | Dover |  | CT16 1QD | 2026-03-04 | 1 | 0.2 | At all times | BROOMFIELD BANK WTW | St James Street MH1405 | Nitrogen Ammoniacal as N | - | 10 | mg/l | 31.3 | Vehicle and plant washing (Low Impact) | Kent East | Jet washing of vehicles | Car and van rental | Consent | ELIZABETH STREET DOVER WPS
18598 | 1 | Low Risk Consent | Enterprise Rent A Car UK Limited | Enterprise House | Vicarage Road |  | Egham |  | TW20 9FB | Enterprise Rent-A-Car | U156 | Townwall St | Dover |  | CT16 1QD | 2026-03-04 | 1 | 0.2 | At all times | BROOMFIELD BANK WTW | St James Street MH1405 | Oil and Grease | - | 200 | mg/l | 31.3 | Vehicle and plant washing (Low Impact) | Kent East | Jet washing of vehicles | Car and van rental | Consent | ELIZABETH STREET DOVER WPS