18598 | 1 | Low Risk Consent | Enterprise Rent A Car UK Limited | Enterprise House | Vicarage Road |  | Egham |  | TW20 9FB | Enterprise Rent-A-Car | U156 | Townwall St | Dover |  | CT16 1QD | 2026-03-04 | 1 | 0.2 | At all times | BROOMFIELD BANK WTW | St James Street MH1405 | pH | 6 | 10 | pH Units | 31.3 | Vehicle and plant washing (Low Impact) | Kent East | Jet washing of vehicles | Car and van rental | Consent | ELIZABETH STREET DOVER WPS
18598 | 1 | Low Risk Consent | Enterprise Rent A Car UK Limited | Enterprise House | Vicarage Road |  | Egham |  | TW20 9FB | Enterprise Rent-A-Car | U156 | Townwall St | Dover |  | CT16 1QD | 2026-03-04 | 1 | 0.2 | At all times | BROOMFIELD BANK WTW | St James Street MH1405 | Solids Suspended 105 Degrees C | - | 500 | mg/l | 31.3 | Vehicle and plant washing (Low Impact) | Kent East | Jet washing of vehicles | Car and van rental | Consent | ELIZABETH STREET DOVER WPS
18598 | 1 | Low Risk Consent | Enterprise Rent A Car UK Limited | Enterprise House | Vicarage Road |  | Egham |  | TW20 9FB | Enterprise Rent-A-Car | U156 | Townwall St | Dover |  | CT16 1QD | 2026-03-04 | 1 | 0.2 | At all times | BROOMFIELD BANK WTW | St James Street MH1405 | Sulphate as S04 | - | 500 | mg/l | 31.3 | Vehicle and plant washing (Low Impact) | Kent East | Jet washing of vehicles | Car and van rental | Consent | ELIZABETH STREET DOVER WPS
18599 | - | Temporary Consent | Ancala Water Services (Estates) Limited | Unit 1B, Redbrook Business Park | Wilthorpe Road |  | BARNSLEY |  | S75 1JN | HM Naval Base | Portsmouth | Hampshire |  |  | PO1 3NJ | 2026-06-01 | 120 | 1.75 | 24 hours | BUDDS FARM HAVANT WTW | queens street sewer w3w - decreased.moods.foam | - | - | - | - | 8.1 | Engineering (High risk) | Hampshire East | effluent is filtered through a 3 stage filtration process to remove solids and contaminants. | Ultra high pressure water blasting | Consent | HENDERSON ROAD EASTNEY WPS
18600 | 1 | Tier 2 Consent | Co-operative Group Limited | Department 10116, 5th Floor | 1 Angel Square |  | Manchester |  | M60 0AG | Unit 4 Andover Commercial Park | Pioneer Road | Andover | Hampshire West | HA | SP11 8EZ | 2026-03-06 | 10 | 0.45 | At all times | FULLERTON WTW | Weyhill Road (Asset ID: 600083220) | Chemical Oxygen Demand Shaken as 0 | 0 | 800 | mg/l | 31.2 | Vehicle and plant washing (Low Impact) | Hampshire West | Vehicle washing and cooling towers | Food Distribution | Consent | PORTWAY INDUSTRIAL ESTATE ANDOVER WPS
18600 | 1 | Tier 2 Consent | Co-operative Group Limited | Department 10116, 5th Floor | 1 Angel Square |  | Manchester |  | M60 0AG | Unit 4 Andover Commercial Park | Pioneer Road | Andover | Hampshire West | HA | SP11 8EZ | 2026-03-06 | 10 | 0.45 | At all times | FULLERTON WTW | Weyhill Road (Asset ID: 600083220) | Nitrogen Ammoniacal as N | 0 | 10 | mg/l | 31.2 | Vehicle and plant washing (Low Impact) | Hampshire West | Vehicle washing and cooling towers | Food Distribution | Consent | PORTWAY INDUSTRIAL ESTATE ANDOVER WPS
18600 | 1 | Tier 2 Consent | Co-operative Group Limited | Department 10116, 5th Floor | 1 Angel Square |  | Manchester |  | M60 0AG | Unit 4 Andover Commercial Park | Pioneer Road | Andover | Hampshire West | HA | SP11 8EZ | 2026-03-06 | 10 | 0.45 | At all times | FULLERTON WTW | Weyhill Road (Asset ID: 600083220) | pH | 6 | 10 | pH Units | 31.2 | Vehicle and plant washing (Low Impact) | Hampshire West | Vehicle washing and cooling towers | Food Distribution | Consent | PORTWAY INDUSTRIAL ESTATE ANDOVER WPS
18600 | 1 | Tier 2 Consent | Co-operative Group Limited | Department 10116, 5th Floor | 1 Angel Square |  | Manchester |  | M60 0AG | Unit 4 Andover Commercial Park | Pioneer Road | Andover | Hampshire West | HA | SP11 8EZ | 2026-03-06 | 10 | 0.45 | At all times | FULLERTON WTW | Weyhill Road (Asset ID: 600083220) | Solids Suspended 105 Degrees C | 0 | 500 | mg/l | 31.2 | Vehicle and plant washing (Low Impact) | Hampshire West | Vehicle washing and cooling towers | Food Distribution | Consent | PORTWAY INDUSTRIAL ESTATE ANDOVER WPS
18600 | 1 | Tier 2 Consent | Co-operative Group Limited | Department 10116, 5th Floor | 1 Angel Square |  | Manchester |  | M60 0AG | Unit 4 Andover Commercial Park | Pioneer Road | Andover | Hampshire West | HA | SP11 8EZ | 2026-03-06 | 10 | 0.45 | At all times | FULLERTON WTW | Weyhill Road (Asset ID: 600083220) | Sulphate as S04 | 0 | 500 | mg/l | 31.2 | Vehicle and plant washing (Low Impact) | Hampshire West | Vehicle washing and cooling towers | Food Distribution | Consent | PORTWAY INDUSTRIAL ESTATE ANDOVER WPS
18601 | - | Temporary Consent | Tritec Environmental Services Limited | Unit 29, Metro Centre | Dwight Road |  | Watford |  | WD18 9SB | Haslar Irc | Dolphin Way | Gosport |  |  | PO12 2AW | 2026-03-18 | 15 | 4 | 24 hours | PEEL COMMON WTW | Dolphin Way | Chemical Oxygen Demand Shaken as 0 | - | 800 | mg/l | 39.4 | Water treatment; softener plants; heating system flushing | Hampshire East | flushing of newly installed closed system pipework | Imigration centre | Consent | CLAYHALL WPS
18601 | - | Temporary Consent | Tritec Environmental Services Limited | Unit 29, Metro Centre | Dwight Road |  | Watford |  | WD18 9SB | Haslar Irc | Dolphin Way | Gosport |  |  | PO12 2AW | 2026-03-18 | 15 | 4 | 24 hours | PEEL COMMON WTW | Dolphin Way | Solids Suspended 105 Degrees C | - | 400 | mg/l | 39.4 | Water treatment; softener plants; heating system flushing | Hampshire East | flushing of newly installed closed system pipework | Imigration centre | Consent | CLAYHALL WPS
18603 | - | Temporary Consent | The Clancy Group | Clare House | Coppermil Lane |  | Harefield |  | UB9 6HZ | Thomas Lewis Way |  | Southampton | Hampshire | HA | SO17 2TD | 2026-03-24 | 1.5 | 1 | At all times | PORTSWOOD WTW | Thomas Lewis Way (asset ID: 605457844) | Chemical Oxygen Demand Shaken as 0 | 0 | 800 | mg/l | 40.2 | Rainwater and surface water run-off (Low Impact) | Hampshire West | Rain water on the route(works for upgrading the 132kV cables within the city of Southampton) | Upgrade to the 132kV cables within the city of Southampton | Consent | -
18603 | - | Temporary Consent | The Clancy Group | Clare House | Coppermil Lane |  | Harefield |  | UB9 6HZ | Thomas Lewis Way |  | Southampton | Hampshire | HA | SO17 2TD | 2026-03-24 | 1.5 | 1 | At all times | PORTSWOOD WTW | Thomas Lewis Way (asset ID: 605457844) | Nitrogen Ammoniacal as N | 0 | 10 | mg/l | 40.2 | Rainwater and surface water run-off (Low Impact) | Hampshire West | Rain water on the route(works for upgrading the 132kV cables within the city of Southampton) | Upgrade to the 132kV cables within the city of Southampton | Consent | -
18603 | - | Temporary Consent | The Clancy Group | Clare House | Coppermil Lane |  | Harefield |  | UB9 6HZ | Thomas Lewis Way |  | Southampton | Hampshire | HA | SO17 2TD | 2026-03-24 | 1.5 | 1 | At all times | PORTSWOOD WTW | Thomas Lewis Way (asset ID: 605457844) | pH | 6 | 10 | pH Units | 40.2 | Rainwater and surface water run-off (Low Impact) | Hampshire West | Rain water on the route(works for upgrading the 132kV cables within the city of Southampton) | Upgrade to the 132kV cables within the city of Southampton | Consent | -
18603 | - | Temporary Consent | The Clancy Group | Clare House | Coppermil Lane |  | Harefield |  | UB9 6HZ | Thomas Lewis Way |  | Southampton | Hampshire | HA | SO17 2TD | 2026-03-24 | 1.5 | 1 | At all times | PORTSWOOD WTW | Thomas Lewis Way (asset ID: 605457844) | Solids Suspended 105 Degrees C | 0 | 400 | mg/l | 40.2 | Rainwater and surface water run-off (Low Impact) | Hampshire West | Rain water on the route(works for upgrading the 132kV cables within the city of Southampton) | Upgrade to the 132kV cables within the city of Southampton | Consent | -
18604 | 2 | Tier 2 Consent | SUEZ UK Environment Ltd | SUEZ House | Grenfell Road |  | Maidenhead |  | SL6 1ES | Eastbourne Transfer Station | Potts Marsh Industrial Estate | Eastbourne Road | Westham | SE | BN24 5NH | 2026-05-08 | 20 | 2 | at any time | EASTBOURNE WTW | Eastbourne Road via a private wastewater pumping station connecting to the public foul sewer at manhole TQ63048202. | Antimony Total in Waste Waters | - | 0.05 | mg/l | 40.1 | Rainwater and surface water run-off (Medium Impact). Fire fighting foam training | Sussex East | The trade effluent generated from the site shall consist of the foul water runoff from the waste storage area. This shall be generated from water leaching through the material. It will also consist of rainwater that will pass through the materials within the storage area and that will be collected into the foul system at the site. | Transfer station within main activity being the transfer and treatment of non Hazardous waste Small quantity of Haz waste (mainly WEEE) stored on site. Waste collection vehicles also based on site. | Consent | MONTAGUE WAY WESTHAM WPS
18604 | 2 | Tier 2 Consent | SUEZ UK Environment Ltd | SUEZ House | Grenfell Road |  | Maidenhead |  | SL6 1ES | Eastbourne Transfer Station | Potts Marsh Industrial Estate | Eastbourne Road | Westham | SE | BN24 5NH | 2026-05-08 | 20 | 2 | at any time | EASTBOURNE WTW | Eastbourne Road via a private wastewater pumping station connecting to the public foul sewer at manhole TQ63048202. | Arsenic Total | - | 10 | ug/l | 40.1 | Rainwater and surface water run-off (Medium Impact). Fire fighting foam training | Sussex East | The trade effluent generated from the site shall consist of the foul water runoff from the waste storage area. This shall be generated from water leaching through the material. It will also consist of rainwater that will pass through the materials within the storage area and that will be collected into the foul system at the site. | Transfer station within main activity being the transfer and treatment of non Hazardous waste Small quantity of Haz waste (mainly WEEE) stored on site. Waste collection vehicles also based on site. | Consent | MONTAGUE WAY WESTHAM WPS
18604 | 2 | Tier 2 Consent | SUEZ UK Environment Ltd | SUEZ House | Grenfell Road |  | Maidenhead |  | SL6 1ES | Eastbourne Transfer Station | Potts Marsh Industrial Estate | Eastbourne Road | Westham | SE | BN24 5NH | 2026-05-08 | 20 | 2 | at any time | EASTBOURNE WTW | Eastbourne Road via a private wastewater pumping station connecting to the public foul sewer at manhole TQ63048202. | Cadmium Total (mg/l) | - | 0.0002 | ug/l | 40.1 | Rainwater and surface water run-off (Medium Impact). Fire fighting foam training | Sussex East | The trade effluent generated from the site shall consist of the foul water runoff from the waste storage area. This shall be generated from water leaching through the material. It will also consist of rainwater that will pass through the materials within the storage area and that will be collected into the foul system at the site. | Transfer station within main activity being the transfer and treatment of non Hazardous waste Small quantity of Haz waste (mainly WEEE) stored on site. Waste collection vehicles also based on site. | Consent | MONTAGUE WAY WESTHAM WPS
18604 | 2 | Tier 2 Consent | SUEZ UK Environment Ltd | SUEZ House | Grenfell Road |  | Maidenhead |  | SL6 1ES | Eastbourne Transfer Station | Potts Marsh Industrial Estate | Eastbourne Road | Westham | SE | BN24 5NH | 2026-05-08 | 20 | 2 | at any time | EASTBOURNE WTW | Eastbourne Road via a private wastewater pumping station connecting to the public foul sewer at manhole TQ63048202. | Chemical Oxygen Demand Shaken as 0 | - | 2000 | mg/l | 40.1 | Rainwater and surface water run-off (Medium Impact). Fire fighting foam training | Sussex East | The trade effluent generated from the site shall consist of the foul water runoff from the waste storage area. This shall be generated from water leaching through the material. It will also consist of rainwater that will pass through the materials within the storage area and that will be collected into the foul system at the site. | Transfer station within main activity being the transfer and treatment of non Hazardous waste Small quantity of Haz waste (mainly WEEE) stored on site. Waste collection vehicles also based on site. | Consent | MONTAGUE WAY WESTHAM WPS
18604 | 2 | Tier 2 Consent | SUEZ UK Environment Ltd | SUEZ House | Grenfell Road |  | Maidenhead |  | SL6 1ES | Eastbourne Transfer Station | Potts Marsh Industrial Estate | Eastbourne Road | Westham | SE | BN24 5NH | 2026-05-08 | 20 | 2 | at any time | EASTBOURNE WTW | Eastbourne Road via a private wastewater pumping station connecting to the public foul sewer at manhole TQ63048202. | Chloride | - | 1500 | mg/l | 40.1 | Rainwater and surface water run-off (Medium Impact). Fire fighting foam training | Sussex East | The trade effluent generated from the site shall consist of the foul water runoff from the waste storage area. This shall be generated from water leaching through the material. It will also consist of rainwater that will pass through the materials within the storage area and that will be collected into the foul system at the site. | Transfer station within main activity being the transfer and treatment of non Hazardous waste Small quantity of Haz waste (mainly WEEE) stored on site. Waste collection vehicles also based on site. | Consent | MONTAGUE WAY WESTHAM WPS
18604 | 2 | Tier 2 Consent | SUEZ UK Environment Ltd | SUEZ House | Grenfell Road |  | Maidenhead |  | SL6 1ES | Eastbourne Transfer Station | Potts Marsh Industrial Estate | Eastbourne Road | Westham | SE | BN24 5NH | 2026-05-08 | 20 | 2 | at any time | EASTBOURNE WTW | Eastbourne Road via a private wastewater pumping station connecting to the public foul sewer at manhole TQ63048202. | Chromium Total mg/l | - | 0.02 | ug/l | 40.1 | Rainwater and surface water run-off (Medium Impact). Fire fighting foam training | Sussex East | The trade effluent generated from the site shall consist of the foul water runoff from the waste storage area. This shall be generated from water leaching through the material. It will also consist of rainwater that will pass through the materials within the storage area and that will be collected into the foul system at the site. | Transfer station within main activity being the transfer and treatment of non Hazardous waste Small quantity of Haz waste (mainly WEEE) stored on site. Waste collection vehicles also based on site. | Consent | MONTAGUE WAY WESTHAM WPS
18604 | 2 | Tier 2 Consent | SUEZ UK Environment Ltd | SUEZ House | Grenfell Road |  | Maidenhead |  | SL6 1ES | Eastbourne Transfer Station | Potts Marsh Industrial Estate | Eastbourne Road | Westham | SE | BN24 5NH | 2026-05-08 | 20 | 2 | at any time | EASTBOURNE WTW | Eastbourne Road via a private wastewater pumping station connecting to the public foul sewer at manhole TQ63048202. | Copper Total | - | 0.02 | ug/l | 40.1 | Rainwater and surface water run-off (Medium Impact). Fire fighting foam training | Sussex East | The trade effluent generated from the site shall consist of the foul water runoff from the waste storage area. This shall be generated from water leaching through the material. It will also consist of rainwater that will pass through the materials within the storage area and that will be collected into the foul system at the site. | Transfer station within main activity being the transfer and treatment of non Hazardous waste Small quantity of Haz waste (mainly WEEE) stored on site. Waste collection vehicles also based on site. | Consent | MONTAGUE WAY WESTHAM WPS
18604 | 2 | Tier 2 Consent | SUEZ UK Environment Ltd | SUEZ House | Grenfell Road |  | Maidenhead |  | SL6 1ES | Eastbourne Transfer Station | Potts Marsh Industrial Estate | Eastbourne Road | Westham | SE | BN24 5NH | 2026-05-08 | 20 | 2 | at any time | EASTBOURNE WTW | Eastbourne Road via a private wastewater pumping station connecting to the public foul sewer at manhole TQ63048202. | Lead Total | - | 0.02 | ug/l | 40.1 | Rainwater and surface water run-off (Medium Impact). Fire fighting foam training | Sussex East | The trade effluent generated from the site shall consist of the foul water runoff from the waste storage area. This shall be generated from water leaching through the material. It will also consist of rainwater that will pass through the materials within the storage area and that will be collected into the foul system at the site. | Transfer station within main activity being the transfer and treatment of non Hazardous waste Small quantity of Haz waste (mainly WEEE) stored on site. Waste collection vehicles also based on site. | Consent | MONTAGUE WAY WESTHAM WPS
18604 | 2 | Tier 2 Consent | SUEZ UK Environment Ltd | SUEZ House | Grenfell Road |  | Maidenhead |  | SL6 1ES | Eastbourne Transfer Station | Potts Marsh Industrial Estate | Eastbourne Road | Westham | SE | BN24 5NH | 2026-05-08 | 20 | 2 | at any time | EASTBOURNE WTW | Eastbourne Road via a private wastewater pumping station connecting to the public foul sewer at manhole TQ63048202. | Nickel Total | - | 0.05 | ug/l | 40.1 | Rainwater and surface water run-off (Medium Impact). Fire fighting foam training | Sussex East | The trade effluent generated from the site shall consist of the foul water runoff from the waste storage area. This shall be generated from water leaching through the material. It will also consist of rainwater that will pass through the materials within the storage area and that will be collected into the foul system at the site. | Transfer station within main activity being the transfer and treatment of non Hazardous waste Small quantity of Haz waste (mainly WEEE) stored on site. Waste collection vehicles also based on site. | Consent | MONTAGUE WAY WESTHAM WPS
18604 | 2 | Tier 2 Consent | SUEZ UK Environment Ltd | SUEZ House | Grenfell Road |  | Maidenhead |  | SL6 1ES | Eastbourne Transfer Station | Potts Marsh Industrial Estate | Eastbourne Road | Westham | SE | BN24 5NH | 2026-05-08 | 20 | 2 | at any time | EASTBOURNE WTW | Eastbourne Road via a private wastewater pumping station connecting to the public foul sewer at manhole TQ63048202. | Nitrogen Ammoniacal as N | - | 35 | mg/l | 40.1 | Rainwater and surface water run-off (Medium Impact). Fire fighting foam training | Sussex East | The trade effluent generated from the site shall consist of the foul water runoff from the waste storage area. This shall be generated from water leaching through the material. It will also consist of rainwater that will pass through the materials within the storage area and that will be collected into the foul system at the site. | Transfer station within main activity being the transfer and treatment of non Hazardous waste Small quantity of Haz waste (mainly WEEE) stored on site. Waste collection vehicles also based on site. | Consent | MONTAGUE WAY WESTHAM WPS
18604 | 2 | Tier 2 Consent | SUEZ UK Environment Ltd | SUEZ House | Grenfell Road |  | Maidenhead |  | SL6 1ES | Eastbourne Transfer Station | Potts Marsh Industrial Estate | Eastbourne Road | Westham | SE | BN24 5NH | 2026-05-08 | 20 | 2 | at any time | EASTBOURNE WTW | Eastbourne Road via a private wastewater pumping station connecting to the public foul sewer at manhole TQ63048202. | Oil and Grease | - | 50 | mg/l | 40.1 | Rainwater and surface water run-off (Medium Impact). Fire fighting foam training | Sussex East | The trade effluent generated from the site shall consist of the foul water runoff from the waste storage area. This shall be generated from water leaching through the material. It will also consist of rainwater that will pass through the materials within the storage area and that will be collected into the foul system at the site. | Transfer station within main activity being the transfer and treatment of non Hazardous waste Small quantity of Haz waste (mainly WEEE) stored on site. Waste collection vehicles also based on site. | Consent | MONTAGUE WAY WESTHAM WPS
18604 | 2 | Tier 2 Consent | SUEZ UK Environment Ltd | SUEZ House | Grenfell Road |  | Maidenhead |  | SL6 1ES | Eastbourne Transfer Station | Potts Marsh Industrial Estate | Eastbourne Road | Westham | SE | BN24 5NH | 2026-05-08 | 20 | 2 | at any time | EASTBOURNE WTW | Eastbourne Road via a private wastewater pumping station connecting to the public foul sewer at manhole TQ63048202. | pH | 6 | 10 | pH Units | 40.1 | Rainwater and surface water run-off (Medium Impact). Fire fighting foam training | Sussex East | The trade effluent generated from the site shall consist of the foul water runoff from the waste storage area. This shall be generated from water leaching through the material. It will also consist of rainwater that will pass through the materials within the storage area and that will be collected into the foul system at the site. | Transfer station within main activity being the transfer and treatment of non Hazardous waste Small quantity of Haz waste (mainly WEEE) stored on site. Waste collection vehicles also based on site. | Consent | MONTAGUE WAY WESTHAM WPS
18604 | 2 | Tier 2 Consent | SUEZ UK Environment Ltd | SUEZ House | Grenfell Road |  | Maidenhead |  | SL6 1ES | Eastbourne Transfer Station | Potts Marsh Industrial Estate | Eastbourne Road | Westham | SE | BN24 5NH | 2026-05-08 | 20 | 2 | at any time | EASTBOURNE WTW | Eastbourne Road via a private wastewater pumping station connecting to the public foul sewer at manhole TQ63048202. | Solids Suspended 105 Degrees C | - | 1000 | mg/l | 40.1 | Rainwater and surface water run-off (Medium Impact). Fire fighting foam training | Sussex East | The trade effluent generated from the site shall consist of the foul water runoff from the waste storage area. This shall be generated from water leaching through the material. It will also consist of rainwater that will pass through the materials within the storage area and that will be collected into the foul system at the site. | Transfer station within main activity being the transfer and treatment of non Hazardous waste Small quantity of Haz waste (mainly WEEE) stored on site. Waste collection vehicles also based on site. | Consent | MONTAGUE WAY WESTHAM WPS
18604 | 2 | Tier 2 Consent | SUEZ UK Environment Ltd | SUEZ House | Grenfell Road |  | Maidenhead |  | SL6 1ES | Eastbourne Transfer Station | Potts Marsh Industrial Estate | Eastbourne Road | Westham | SE | BN24 5NH | 2026-05-08 | 20 | 2 | at any time | EASTBOURNE WTW | Eastbourne Road via a private wastewater pumping station connecting to the public foul sewer at manhole TQ63048202. | Sulphate as S04 | - | 500 | mg/l | 40.1 | Rainwater and surface water run-off (Medium Impact). Fire fighting foam training | Sussex East | The trade effluent generated from the site shall consist of the foul water runoff from the waste storage area. This shall be generated from water leaching through the material. It will also consist of rainwater that will pass through the materials within the storage area and that will be collected into the foul system at the site. | Transfer station within main activity being the transfer and treatment of non Hazardous waste Small quantity of Haz waste (mainly WEEE) stored on site. Waste collection vehicles also based on site. | Consent | MONTAGUE WAY WESTHAM WPS
18604 | 2 | Tier 2 Consent | SUEZ UK Environment Ltd | SUEZ House | Grenfell Road |  | Maidenhead |  | SL6 1ES | Eastbourne Transfer Station | Potts Marsh Industrial Estate | Eastbourne Road | Westham | SE | BN24 5NH | 2026-05-08 | 20 | 2 | at any time | EASTBOURNE WTW | Eastbourne Road via a private wastewater pumping station connecting to the public foul sewer at manhole TQ63048202. | Sulphide as S | - | 1 | mg/l | 40.1 | Rainwater and surface water run-off (Medium Impact). Fire fighting foam training | Sussex East | The trade effluent generated from the site shall consist of the foul water runoff from the waste storage area. This shall be generated from water leaching through the material. It will also consist of rainwater that will pass through the materials within the storage area and that will be collected into the foul system at the site. | Transfer station within main activity being the transfer and treatment of non Hazardous waste Small quantity of Haz waste (mainly WEEE) stored on site. Waste collection vehicles also based on site. | Consent | MONTAGUE WAY WESTHAM WPS
18604 | 2 | Tier 2 Consent | SUEZ UK Environment Ltd | SUEZ House | Grenfell Road |  | Maidenhead |  | SL6 1ES | Eastbourne Transfer Station | Potts Marsh Industrial Estate | Eastbourne Road | Westham | SE | BN24 5NH | 2026-05-08 | 20 | 2 | at any time | EASTBOURNE WTW | Eastbourne Road via a private wastewater pumping station connecting to the public foul sewer at manhole TQ63048202. | Vanadium Total by Digestion/ICP-OES | - | 0.02 | mg/l | 40.1 | Rainwater and surface water run-off (Medium Impact). Fire fighting foam training | Sussex East | The trade effluent generated from the site shall consist of the foul water runoff from the waste storage area. This shall be generated from water leaching through the material. It will also consist of rainwater that will pass through the materials within the storage area and that will be collected into the foul system at the site. | Transfer station within main activity being the transfer and treatment of non Hazardous waste Small quantity of Haz waste (mainly WEEE) stored on site. Waste collection vehicles also based on site. | Consent | MONTAGUE WAY WESTHAM WPS
18604 | 2 | Tier 2 Consent | SUEZ UK Environment Ltd | SUEZ House | Grenfell Road |  | Maidenhead |  | SL6 1ES | Eastbourne Transfer Station | Potts Marsh Industrial Estate | Eastbourne Road | Westham | SE | BN24 5NH | 2026-05-08 | 20 | 2 | at any time | EASTBOURNE WTW | Eastbourne Road via a private wastewater pumping station connecting to the public foul sewer at manhole TQ63048202. | Zinc Total mg/l | - | 0.09 | ug/l | 40.1 | Rainwater and surface water run-off (Medium Impact). Fire fighting foam training | Sussex East | The trade effluent generated from the site shall consist of the foul water runoff from the waste storage area. This shall be generated from water leaching through the material. It will also consist of rainwater that will pass through the materials within the storage area and that will be collected into the foul system at the site. | Transfer station within main activity being the transfer and treatment of non Hazardous waste Small quantity of Haz waste (mainly WEEE) stored on site. Waste collection vehicles also based on site. | Consent | MONTAGUE WAY WESTHAM WPS
18605 | - | Temporary Consent | Kier Construction Limited | 2nd Floor | Optimum House | Clippers Quay | Salford |  | M50 3XP | Kier Site | North Whiteley Secondary School | Dapperling Road | Hampshire |  | SO30 2YB | 2026-04-13 | 100 | 5 | 24 hours | PEEL COMMON WTW | Dapperling Road///echo.caramel.contemplate | - | - | - | - | 37.3 | Temporary land reclamation/remediation schemes | Hampshire East | Excavation Dewatering (abstraction of accumulated surface water from excavations)Concrete washout from relevant delivery vehicles and equipment. Collection of surface water run off from the construction site | construction of a new secondary school and associated external sports pitches | Consent | WHITELEY LANE WHITELEY WPS
18606 | 1 | Low Risk Consent | South Central Ambulance Service NHS Foundation Tru | Southern House Headquarters | Sparrowgrove Road |  | Otterbourne |  | SO21 2RU | Unit 3 Access Point- North Harbour Resource Centre | Northarbour Road | Cosham | Portsmouth | HA | PO6 3TJ | 2026-03-30 | 3 | 1 | 24 hours | BUDDS FARM HAVANT WTW | Northarbour Road What3Words///manliness.cooks.volunteered | Chemical Oxygen Demand Shaken as 0 | - | 800 | mg/l | 31.2 | Vehicle and plant washing (Low Impact) | Hampshire East | Vehicle wash | Emergency services- Ambulance station | Consent | MAINLAND DRAYTON WPS
18606 | 1 | Low Risk Consent | South Central Ambulance Service NHS Foundation Tru | Southern House Headquarters | Sparrowgrove Road |  | Otterbourne |  | SO21 2RU | Unit 3 Access Point- North Harbour Resource Centre | Northarbour Road | Cosham | Portsmouth | HA | PO6 3TJ | 2026-03-30 | 3 | 1 | 24 hours | BUDDS FARM HAVANT WTW | Northarbour Road What3Words///manliness.cooks.volunteered | Nitrogen Ammoniacal as N | - | 10 | mg/l | 31.2 | Vehicle and plant washing (Low Impact) | Hampshire East | Vehicle wash | Emergency services- Ambulance station | Consent | MAINLAND DRAYTON WPS
18606 | 1 | Low Risk Consent | South Central Ambulance Service NHS Foundation Tru | Southern House Headquarters | Sparrowgrove Road |  | Otterbourne |  | SO21 2RU | Unit 3 Access Point- North Harbour Resource Centre | Northarbour Road | Cosham | Portsmouth | HA | PO6 3TJ | 2026-03-30 | 3 | 1 | 24 hours | BUDDS FARM HAVANT WTW | Northarbour Road What3Words///manliness.cooks.volunteered | Oil and Grease | - | 200 | mg/l | 31.2 | Vehicle and plant washing (Low Impact) | Hampshire East | Vehicle wash | Emergency services- Ambulance station | Consent | MAINLAND DRAYTON WPS
18606 | 1 | Low Risk Consent | South Central Ambulance Service NHS Foundation Tru | Southern House Headquarters | Sparrowgrove Road |  | Otterbourne |  | SO21 2RU | Unit 3 Access Point- North Harbour Resource Centre | Northarbour Road | Cosham | Portsmouth | HA | PO6 3TJ | 2026-03-30 | 3 | 1 | 24 hours | BUDDS FARM HAVANT WTW | Northarbour Road What3Words///manliness.cooks.volunteered | Solids Suspended 105 Degrees C | - | 500 | mg/l | 31.2 | Vehicle and plant washing (Low Impact) | Hampshire East | Vehicle wash | Emergency services- Ambulance station | Consent | MAINLAND DRAYTON WPS
18606 | 1 | Low Risk Consent | South Central Ambulance Service NHS Foundation Tru | Southern House Headquarters | Sparrowgrove Road |  | Otterbourne |  | SO21 2RU | Unit 3 Access Point- North Harbour Resource Centre | Northarbour Road | Cosham | Portsmouth | HA | PO6 3TJ | 2026-03-30 | 3 | 1 | 24 hours | BUDDS FARM HAVANT WTW | Northarbour Road What3Words///manliness.cooks.volunteered | Sulphate as S04 | - | 500 | mg/l | 31.2 | Vehicle and plant washing (Low Impact) | Hampshire East | Vehicle wash | Emergency services- Ambulance station | Consent | MAINLAND DRAYTON WPS
18607 | 1 | Low Risk Consent | South Central Ambulance Service NHS Foundation Tru | Southern House Headquarters | Sparrowgrove Road |  | Otterbourne |  | SO21 2RU | Whitchurch Resource Centre Ambulance Station | Evingar industrial estate | Ardglen road | Whitchurch | HA | RG28 7BB | 2026-03-30 | 2 | 1 | At all times | WHITCHURCH WTW | Ardglen Road (Asset ID: 619550) | Chemical Oxygen Demand Shaken as 0 | 0 | 800 | mg/l | 31.2 | Vehicle and plant washing (Low Impact) | Hampshire West | Vehicle washing | Emergency services - Ambulance station | Consent | GREAT TOWN BRIDGE WHITCHURCH WPS
18607 | 1 | Low Risk Consent | South Central Ambulance Service NHS Foundation Tru | Southern House Headquarters | Sparrowgrove Road |  | Otterbourne |  | SO21 2RU | Whitchurch Resource Centre Ambulance Station | Evingar industrial estate | Ardglen road | Whitchurch | HA | RG28 7BB | 2026-03-30 | 2 | 1 | At all times | WHITCHURCH WTW | Ardglen Road (Asset ID: 619550) | Nitrogen Ammoniacal as N | 0 | 10 | mg/l | 31.2 | Vehicle and plant washing (Low Impact) | Hampshire West | Vehicle washing | Emergency services - Ambulance station | Consent | GREAT TOWN BRIDGE WHITCHURCH WPS
18607 | 1 | Low Risk Consent | South Central Ambulance Service NHS Foundation Tru | Southern House Headquarters | Sparrowgrove Road |  | Otterbourne |  | SO21 2RU | Whitchurch Resource Centre Ambulance Station | Evingar industrial estate | Ardglen road | Whitchurch | HA | RG28 7BB | 2026-03-30 | 2 | 1 | At all times | WHITCHURCH WTW | Ardglen Road (Asset ID: 619550) | Oil and Grease | 0 | 200 | mg/l | 31.2 | Vehicle and plant washing (Low Impact) | Hampshire West | Vehicle washing | Emergency services - Ambulance station | Consent | GREAT TOWN BRIDGE WHITCHURCH WPS
18607 | 1 | Low Risk Consent | South Central Ambulance Service NHS Foundation Tru | Southern House Headquarters | Sparrowgrove Road |  | Otterbourne |  | SO21 2RU | Whitchurch Resource Centre Ambulance Station | Evingar industrial estate | Ardglen road | Whitchurch | HA | RG28 7BB | 2026-03-30 | 2 | 1 | At all times | WHITCHURCH WTW | Ardglen Road (Asset ID: 619550) | pH | 6 | 10 | pH Units | 31.2 | Vehicle and plant washing (Low Impact) | Hampshire West | Vehicle washing | Emergency services - Ambulance station | Consent | GREAT TOWN BRIDGE WHITCHURCH WPS
18607 | 1 | Low Risk Consent | South Central Ambulance Service NHS Foundation Tru | Southern House Headquarters | Sparrowgrove Road |  | Otterbourne |  | SO21 2RU | Whitchurch Resource Centre Ambulance Station | Evingar industrial estate | Ardglen road | Whitchurch | HA | RG28 7BB | 2026-03-30 | 2 | 1 | At all times | WHITCHURCH WTW | Ardglen Road (Asset ID: 619550) | Solids Suspended 105 Degrees C | 0 | 500 | mg/l | 31.2 | Vehicle and plant washing (Low Impact) | Hampshire West | Vehicle washing | Emergency services - Ambulance station | Consent | GREAT TOWN BRIDGE WHITCHURCH WPS
18607 | 1 | Low Risk Consent | South Central Ambulance Service NHS Foundation Tru | Southern House Headquarters | Sparrowgrove Road |  | Otterbourne |  | SO21 2RU | Whitchurch Resource Centre Ambulance Station | Evingar industrial estate | Ardglen road | Whitchurch | HA | RG28 7BB | 2026-03-30 | 2 | 1 | At all times | WHITCHURCH WTW | Ardglen Road (Asset ID: 619550) | Sulphate as S04 | 0 | 500 | mg/l | 31.2 | Vehicle and plant washing (Low Impact) | Hampshire West | Vehicle washing | Emergency services - Ambulance station | Consent | GREAT TOWN BRIDGE WHITCHURCH WPS
18608 | 1 | Low Risk Consent | South Central Ambulance Service NHS Foundation Tru | Southern House Headquarters | Sparrowgrove Road |  | Otterbourne |  | SO21 2RU | Hightown Resource Centre Ambulance Station | Botley Road | Hightown | Southampton | HA | SO19 0SA | 2026-03-30 | 3 | 1 | At all times | WOOLSTON WTW | Barrow Down Gardens (Asset ID: 542094) | Chemical Oxygen Demand Shaken as 0 | 0 | 800 | mg/l | 31.3 | Vehicle and plant washing (Low Impact) | Hampshire West | Vehicle washing | Emergency services - Ambulance station | Consent | -
18608 | 1 | Low Risk Consent | South Central Ambulance Service NHS Foundation Tru | Southern House Headquarters | Sparrowgrove Road |  | Otterbourne |  | SO21 2RU | Hightown Resource Centre Ambulance Station | Botley Road | Hightown | Southampton | HA | SO19 0SA | 2026-03-30 | 3 | 1 | At all times | WOOLSTON WTW | Barrow Down Gardens (Asset ID: 542094) | Nitrogen Ammoniacal as N | 0 | 10 | mg/l | 31.3 | Vehicle and plant washing (Low Impact) | Hampshire West | Vehicle washing | Emergency services - Ambulance station | Consent | -
18608 | 1 | Low Risk Consent | South Central Ambulance Service NHS Foundation Tru | Southern House Headquarters | Sparrowgrove Road |  | Otterbourne |  | SO21 2RU | Hightown Resource Centre Ambulance Station | Botley Road | Hightown | Southampton | HA | SO19 0SA | 2026-03-30 | 3 | 1 | At all times | WOOLSTON WTW | Barrow Down Gardens (Asset ID: 542094) | Oil and Grease | 0 | 200 | mg/l | 31.3 | Vehicle and plant washing (Low Impact) | Hampshire West | Vehicle washing | Emergency services - Ambulance station | Consent | -
18608 | 1 | Low Risk Consent | South Central Ambulance Service NHS Foundation Tru | Southern House Headquarters | Sparrowgrove Road |  | Otterbourne |  | SO21 2RU | Hightown Resource Centre Ambulance Station | Botley Road | Hightown | Southampton | HA | SO19 0SA | 2026-03-30 | 3 | 1 | At all times | WOOLSTON WTW | Barrow Down Gardens (Asset ID: 542094) | pH | 6 | 10 | pH Units | 31.3 | Vehicle and plant washing (Low Impact) | Hampshire West | Vehicle washing | Emergency services - Ambulance station | Consent | -
18608 | 1 | Low Risk Consent | South Central Ambulance Service NHS Foundation Tru | Southern House Headquarters | Sparrowgrove Road |  | Otterbourne |  | SO21 2RU | Hightown Resource Centre Ambulance Station | Botley Road | Hightown | Southampton | HA | SO19 0SA | 2026-03-30 | 3 | 1 | At all times | WOOLSTON WTW | Barrow Down Gardens (Asset ID: 542094) | Solids Suspended 105 Degrees C | 0 | 500 | mg/l | 31.3 | Vehicle and plant washing (Low Impact) | Hampshire West | Vehicle washing | Emergency services - Ambulance station | Consent | -
18608 | 1 | Low Risk Consent | South Central Ambulance Service NHS Foundation Tru | Southern House Headquarters | Sparrowgrove Road |  | Otterbourne |  | SO21 2RU | Hightown Resource Centre Ambulance Station | Botley Road | Hightown | Southampton | HA | SO19 0SA | 2026-03-30 | 3 | 1 | At all times | WOOLSTON WTW | Barrow Down Gardens (Asset ID: 542094) | Sulphate as S04 | 0 | 500 | mg/l | 31.3 | Vehicle and plant washing (Low Impact) | Hampshire West | Vehicle washing | Emergency services - Ambulance station | Consent | -
18609 | - | Temporary Consent | Britannia Refined Metals Limited |  | Botany Road | Northfleet | Kent |  | DA11 9BG | Botany Road |  | Northfleet | Kent |  | DA11 9BG | 2026-04-24 | 85 | 1 | At all times | NORTHFLEET WTW | Lower Road | Arsenic Total | - | 500 | ug/l | 37.3 | Temporary land reclamation/remediation schemes | Kent West | Contaminated groundwater extracted during excavation works | manufacture of non-ferrous metals | Consent | STONEBRIDGE ROAD NORTHFLEET WPS
18609 | - | Temporary Consent | Britannia Refined Metals Limited |  | Botany Road | Northfleet | Kent |  | DA11 9BG | Botany Road |  | Northfleet | Kent |  | DA11 9BG | 2026-04-24 | 85 | 1 | At all times | NORTHFLEET WTW | Lower Road | Cadmium Total (ug/l) | - | 5 | ug/l | 37.3 | Temporary land reclamation/remediation schemes | Kent West | Contaminated groundwater extracted during excavation works | manufacture of non-ferrous metals | Consent | STONEBRIDGE ROAD NORTHFLEET WPS
18609 | - | Temporary Consent | Britannia Refined Metals Limited |  | Botany Road | Northfleet | Kent |  | DA11 9BG | Botany Road |  | Northfleet | Kent |  | DA11 9BG | 2026-04-24 | 85 | 1 | At all times | NORTHFLEET WTW | Lower Road | Chemical Oxygen Demand Shaken as 0 | - | 800 | mg/l | 37.3 | Temporary land reclamation/remediation schemes | Kent West | Contaminated groundwater extracted during excavation works | manufacture of non-ferrous metals | Consent | STONEBRIDGE ROAD NORTHFLEET WPS
18609 | - | Temporary Consent | Britannia Refined Metals Limited |  | Botany Road | Northfleet | Kent |  | DA11 9BG | Botany Road |  | Northfleet | Kent |  | DA11 9BG | 2026-04-24 | 85 | 1 | At all times | NORTHFLEET WTW | Lower Road | Copper Total | - | 0.5 | ug/l | 37.3 | Temporary land reclamation/remediation schemes | Kent West | Contaminated groundwater extracted during excavation works | manufacture of non-ferrous metals | Consent | STONEBRIDGE ROAD NORTHFLEET WPS
18609 | - | Temporary Consent | Britannia Refined Metals Limited |  | Botany Road | Northfleet | Kent |  | DA11 9BG | Botany Road |  | Northfleet | Kent |  | DA11 9BG | 2026-04-24 | 85 | 1 | At all times | NORTHFLEET WTW | Lower Road | Cyanide Total as Cn | - | 1 | ug/l | 37.3 | Temporary land reclamation/remediation schemes | Kent West | Contaminated groundwater extracted during excavation works | manufacture of non-ferrous metals | Consent | STONEBRIDGE ROAD NORTHFLEET WPS
18609 | - | Temporary Consent | Britannia Refined Metals Limited |  | Botany Road | Northfleet | Kent |  | DA11 9BG | Botany Road |  | Northfleet | Kent |  | DA11 9BG | 2026-04-24 | 85 | 1 | At all times | NORTHFLEET WTW | Lower Road | Iron Total | - | 5 | ug/l | 37.3 | Temporary land reclamation/remediation schemes | Kent West | Contaminated groundwater extracted during excavation works | manufacture of non-ferrous metals | Consent | STONEBRIDGE ROAD NORTHFLEET WPS
18609 | - | Temporary Consent | Britannia Refined Metals Limited |  | Botany Road | Northfleet | Kent |  | DA11 9BG | Botany Road |  | Northfleet | Kent |  | DA11 9BG | 2026-04-24 | 85 | 1 | At all times | NORTHFLEET WTW | Lower Road | Lead Total | - | 0.5 | ug/l | 37.3 | Temporary land reclamation/remediation schemes | Kent West | Contaminated groundwater extracted during excavation works | manufacture of non-ferrous metals | Consent | STONEBRIDGE ROAD NORTHFLEET WPS
18609 | - | Temporary Consent | Britannia Refined Metals Limited |  | Botany Road | Northfleet | Kent |  | DA11 9BG | Botany Road |  | Northfleet | Kent |  | DA11 9BG | 2026-04-24 | 85 | 1 | At all times | NORTHFLEET WTW | Lower Road | Manganese Total | - | 0.5 | ug/l | 37.3 | Temporary land reclamation/remediation schemes | Kent West | Contaminated groundwater extracted during excavation works | manufacture of non-ferrous metals | Consent | STONEBRIDGE ROAD NORTHFLEET WPS
18609 | - | Temporary Consent | Britannia Refined Metals Limited |  | Botany Road | Northfleet | Kent |  | DA11 9BG | Botany Road |  | Northfleet | Kent |  | DA11 9BG | 2026-04-24 | 85 | 1 | At all times | NORTHFLEET WTW | Lower Road | Nickel Total | - | 0.5 | ug/l | 37.3 | Temporary land reclamation/remediation schemes | Kent West | Contaminated groundwater extracted during excavation works | manufacture of non-ferrous metals | Consent | STONEBRIDGE ROAD NORTHFLEET WPS
18609 | - | Temporary Consent | Britannia Refined Metals Limited |  | Botany Road | Northfleet | Kent |  | DA11 9BG | Botany Road |  | Northfleet | Kent |  | DA11 9BG | 2026-04-24 | 85 | 1 | At all times | NORTHFLEET WTW | Lower Road | Nitrogen Ammoniacal as N | - | 10 | mg/l | 37.3 | Temporary land reclamation/remediation schemes | Kent West | Contaminated groundwater extracted during excavation works | manufacture of non-ferrous metals | Consent | STONEBRIDGE ROAD NORTHFLEET WPS
18609 | - | Temporary Consent | Britannia Refined Metals Limited |  | Botany Road | Northfleet | Kent |  | DA11 9BG | Botany Road |  | Northfleet | Kent |  | DA11 9BG | 2026-04-24 | 85 | 1 | At all times | NORTHFLEET WTW | Lower Road | Oil and Grease | - | 200 | mg/l | 37.3 | Temporary land reclamation/remediation schemes | Kent West | Contaminated groundwater extracted during excavation works | manufacture of non-ferrous metals | Consent | STONEBRIDGE ROAD NORTHFLEET WPS
18609 | - | Temporary Consent | Britannia Refined Metals Limited |  | Botany Road | Northfleet | Kent |  | DA11 9BG | Botany Road |  | Northfleet | Kent |  | DA11 9BG | 2026-04-24 | 85 | 1 | At all times | NORTHFLEET WTW | Lower Road | pH | 6 | 10 | pH Units | 37.3 | Temporary land reclamation/remediation schemes | Kent West | Contaminated groundwater extracted during excavation works | manufacture of non-ferrous metals | Consent | STONEBRIDGE ROAD NORTHFLEET WPS
18609 | - | Temporary Consent | Britannia Refined Metals Limited |  | Botany Road | Northfleet | Kent |  | DA11 9BG | Botany Road |  | Northfleet | Kent |  | DA11 9BG | 2026-04-24 | 85 | 1 | At all times | NORTHFLEET WTW | Lower Road | Phosphorus Total | - | 5 | ug/l | 37.3 | Temporary land reclamation/remediation schemes | Kent West | Contaminated groundwater extracted during excavation works | manufacture of non-ferrous metals | Consent | STONEBRIDGE ROAD NORTHFLEET WPS
18609 | - | Temporary Consent | Britannia Refined Metals Limited |  | Botany Road | Northfleet | Kent |  | DA11 9BG | Botany Road |  | Northfleet | Kent |  | DA11 9BG | 2026-04-24 | 85 | 1 | At all times | NORTHFLEET WTW | Lower Road | Solids Suspended 105 Degrees C | - | 400 | mg/l | 37.3 | Temporary land reclamation/remediation schemes | Kent West | Contaminated groundwater extracted during excavation works | manufacture of non-ferrous metals | Consent | STONEBRIDGE ROAD NORTHFLEET WPS
18609 | - | Temporary Consent | Britannia Refined Metals Limited |  | Botany Road | Northfleet | Kent |  | DA11 9BG | Botany Road |  | Northfleet | Kent |  | DA11 9BG | 2026-04-24 | 85 | 1 | At all times | NORTHFLEET WTW | Lower Road | Sulphate as S04 | - | 500 | mg/l | 37.3 | Temporary land reclamation/remediation schemes | Kent West | Contaminated groundwater extracted during excavation works | manufacture of non-ferrous metals | Consent | STONEBRIDGE ROAD NORTHFLEET WPS
18609 | - | Temporary Consent | Britannia Refined Metals Limited |  | Botany Road | Northfleet | Kent |  | DA11 9BG | Botany Road |  | Northfleet | Kent |  | DA11 9BG | 2026-04-24 | 85 | 1 | At all times | NORTHFLEET WTW | Lower Road | Sulphide as S | - | 1 | mg/l | 37.3 | Temporary land reclamation/remediation schemes | Kent West | Contaminated groundwater extracted during excavation works | manufacture of non-ferrous metals | Consent | STONEBRIDGE ROAD NORTHFLEET WPS
18609 | - | Temporary Consent | Britannia Refined Metals Limited |  | Botany Road | Northfleet | Kent |  | DA11 9BG | Botany Road |  | Northfleet | Kent |  | DA11 9BG | 2026-04-24 | 85 | 1 | At all times | NORTHFLEET WTW | Lower Road | Zinc Total mg/l | - | 1 | ug/l | 37.3 | Temporary land reclamation/remediation schemes | Kent West | Contaminated groundwater extracted during excavation works | manufacture of non-ferrous metals | Consent | STONEBRIDGE ROAD NORTHFLEET WPS
18611 | 1 | Low Risk Consent | Rossetts (UK) Limited | Meadow Road Industrial Estate | Dale Road |  | Worthing |  | BN11 2RU | 7 Birch Road | Eastbourne | East Sussex |  |  | BN23 6PD | 2026-04-20 | 1 | 1 | At any time | EASTBOURNE WTW | birch road, via public foul sewer manhole TQ62014401 | Chemical Oxygen Demand Shaken as 0 | - | 800 | mg/l | 31.3 | Vehicle and plant washing (Low Impact) | Sussex East | Pressure washing and steam cleaning, run off from vehicles, cleaning vehicles and washing vehicle components going into a maintained 3-stage interceptor for oil and silt separation from which the treated effluent is discharged into public foul sewer. | HGV Mechanical Service and repair | Consent | LOTTBRIDGE DROVE EASTBOURNE WPS
18611 | 1 | Low Risk Consent | Rossetts (UK) Limited | Meadow Road Industrial Estate | Dale Road |  | Worthing |  | BN11 2RU | 7 Birch Road | Eastbourne | East Sussex |  |  | BN23 6PD | 2026-04-20 | 1 | 1 | At any time | EASTBOURNE WTW | birch road, via public foul sewer manhole TQ62014401 | Nitrogen Ammoniacal as N | - | 10 | mg/l | 31.3 | Vehicle and plant washing (Low Impact) | Sussex East | Pressure washing and steam cleaning, run off from vehicles, cleaning vehicles and washing vehicle components going into a maintained 3-stage interceptor for oil and silt separation from which the treated effluent is discharged into public foul sewer. | HGV Mechanical Service and repair | Consent | LOTTBRIDGE DROVE EASTBOURNE WPS
18611 | 1 | Low Risk Consent | Rossetts (UK) Limited | Meadow Road Industrial Estate | Dale Road |  | Worthing |  | BN11 2RU | 7 Birch Road | Eastbourne | East Sussex |  |  | BN23 6PD | 2026-04-20 | 1 | 1 | At any time | EASTBOURNE WTW | birch road, via public foul sewer manhole TQ62014401 | Oil and Grease | - | 200 | mg/l | 31.3 | Vehicle and plant washing (Low Impact) | Sussex East | Pressure washing and steam cleaning, run off from vehicles, cleaning vehicles and washing vehicle components going into a maintained 3-stage interceptor for oil and silt separation from which the treated effluent is discharged into public foul sewer. | HGV Mechanical Service and repair | Consent | LOTTBRIDGE DROVE EASTBOURNE WPS
18611 | 1 | Low Risk Consent | Rossetts (UK) Limited | Meadow Road Industrial Estate | Dale Road |  | Worthing |  | BN11 2RU | 7 Birch Road | Eastbourne | East Sussex |  |  | BN23 6PD | 2026-04-20 | 1 | 1 | At any time | EASTBOURNE WTW | birch road, via public foul sewer manhole TQ62014401 | pH | 6 | 10 | pH Units | 31.3 | Vehicle and plant washing (Low Impact) | Sussex East | Pressure washing and steam cleaning, run off from vehicles, cleaning vehicles and washing vehicle components going into a maintained 3-stage interceptor for oil and silt separation from which the treated effluent is discharged into public foul sewer. | HGV Mechanical Service and repair | Consent | LOTTBRIDGE DROVE EASTBOURNE WPS
18611 | 1 | Low Risk Consent | Rossetts (UK) Limited | Meadow Road Industrial Estate | Dale Road |  | Worthing |  | BN11 2RU | 7 Birch Road | Eastbourne | East Sussex |  |  | BN23 6PD | 2026-04-20 | 1 | 1 | At any time | EASTBOURNE WTW | birch road, via public foul sewer manhole TQ62014401 | Phosphorus Total | - | 15 | ug/l | 31.3 | Vehicle and plant washing (Low Impact) | Sussex East | Pressure washing and steam cleaning, run off from vehicles, cleaning vehicles and washing vehicle components going into a maintained 3-stage interceptor for oil and silt separation from which the treated effluent is discharged into public foul sewer. | HGV Mechanical Service and repair | Consent | LOTTBRIDGE DROVE EASTBOURNE WPS
18611 | 1 | Low Risk Consent | Rossetts (UK) Limited | Meadow Road Industrial Estate | Dale Road |  | Worthing |  | BN11 2RU | 7 Birch Road | Eastbourne | East Sussex |  |  | BN23 6PD | 2026-04-20 | 1 | 1 | At any time | EASTBOURNE WTW | birch road, via public foul sewer manhole TQ62014401 | Solids Suspended 105 Degrees C | - | 500 | mg/l | 31.3 | Vehicle and plant washing (Low Impact) | Sussex East | Pressure washing and steam cleaning, run off from vehicles, cleaning vehicles and washing vehicle components going into a maintained 3-stage interceptor for oil and silt separation from which the treated effluent is discharged into public foul sewer. | HGV Mechanical Service and repair | Consent | LOTTBRIDGE DROVE EASTBOURNE WPS
18611 | 1 | Low Risk Consent | Rossetts (UK) Limited | Meadow Road Industrial Estate | Dale Road |  | Worthing |  | BN11 2RU | 7 Birch Road | Eastbourne | East Sussex |  |  | BN23 6PD | 2026-04-20 | 1 | 1 | At any time | EASTBOURNE WTW | birch road, via public foul sewer manhole TQ62014401 | Sulphate as S04 | - | 500 | mg/l | 31.3 | Vehicle and plant washing (Low Impact) | Sussex East | Pressure washing and steam cleaning, run off from vehicles, cleaning vehicles and washing vehicle components going into a maintained 3-stage interceptor for oil and silt separation from which the treated effluent is discharged into public foul sewer. | HGV Mechanical Service and repair | Consent | LOTTBRIDGE DROVE EASTBOURNE WPS
18613 | - | Temporary Consent | Kier Construction Limited | 2nd Floor | Optimum House | Clippers Quay | Salford |  | M50 3XP | Kier Site | Bay House School | Gomer Lane | Gosport |  | PO12 2QD | 2026-05-11 | 25 | 2 | 24 hours | PEEL COMMON WTW | Gomer Lane (///spot.joins.topped) | Chemical Oxygen Demand Shaken as 0 | - | 800 | mg/l | 37.3 | Temporary land reclamation/remediation schemes | Hampshire East | Excavation dewatering (abstraction of accumulated surface water from excavations) concrete washout from relevant delivery vehicles and equipment | construction of new school buildings for existing school. | Consent | BROWNDOWN WPS
18613 | - | Temporary Consent | Kier Construction Limited | 2nd Floor | Optimum House | Clippers Quay | Salford |  | M50 3XP | Kier Site | Bay House School | Gomer Lane | Gosport |  | PO12 2QD | 2026-05-11 | 25 | 2 | 24 hours | PEEL COMMON WTW | Gomer Lane (///spot.joins.topped) | Nitrogen Ammoniacal as N | - | 20 | mg/l | 37.3 | Temporary land reclamation/remediation schemes | Hampshire East | Excavation dewatering (abstraction of accumulated surface water from excavations) concrete washout from relevant delivery vehicles and equipment | construction of new school buildings for existing school. | Consent | BROWNDOWN WPS
18613 | - | Temporary Consent | Kier Construction Limited | 2nd Floor | Optimum House | Clippers Quay | Salford |  | M50 3XP | Kier Site | Bay House School | Gomer Lane | Gosport |  | PO12 2QD | 2026-05-11 | 25 | 2 | 24 hours | PEEL COMMON WTW | Gomer Lane (///spot.joins.topped) | pH | 6 | 10 | pH Units | 37.3 | Temporary land reclamation/remediation schemes | Hampshire East | Excavation dewatering (abstraction of accumulated surface water from excavations) concrete washout from relevant delivery vehicles and equipment | construction of new school buildings for existing school. | Consent | BROWNDOWN WPS
18613 | - | Temporary Consent | Kier Construction Limited | 2nd Floor | Optimum House | Clippers Quay | Salford |  | M50 3XP | Kier Site | Bay House School | Gomer Lane | Gosport |  | PO12 2QD | 2026-05-11 | 25 | 2 | 24 hours | PEEL COMMON WTW | Gomer Lane (///spot.joins.topped) | Solids Suspended 105 Degrees C | - | 400 | mg/l | 37.3 | Temporary land reclamation/remediation schemes | Hampshire East | Excavation dewatering (abstraction of accumulated surface water from excavations) concrete washout from relevant delivery vehicles and equipment | construction of new school buildings for existing school. | Consent | BROWNDOWN WPS
18615 | 1 | Low Risk Consent | Motor Fuel Limited | 10 Bricket Road | St Albans |  | Hertfordshire | Hertfordshire | AL1 3JX | Motor Fuel Group | Peacehaven Service Station | 180 South Coast Road | Peacehaven |  | BN10 8JJ | 2026-04-28 | 4 | 1 | At any time | PEACEHAVEN WTW | foul 150mm public sewer to the east of site in Victoria avenue and joining South Coast Road via manhole TQ41003906 | Chemical Oxygen Demand Shaken as 0 | - | 800 | mg/l | 31.3 | Vehicle and plant washing (Low Impact) | Sussex East | vehicle washing - 1 x self-serve jet wash | fuel station and vehicle washing | Consent | PORTOBELLO BRIGHTON WPS
18615 | 1 | Low Risk Consent | Motor Fuel Limited | 10 Bricket Road | St Albans |  | Hertfordshire | Hertfordshire | AL1 3JX | Motor Fuel Group | Peacehaven Service Station | 180 South Coast Road | Peacehaven |  | BN10 8JJ | 2026-04-28 | 4 | 1 | At any time | PEACEHAVEN WTW | foul 150mm public sewer to the east of site in Victoria avenue and joining South Coast Road via manhole TQ41003906 | Nitrogen Ammoniacal as N | - | 10 | mg/l | 31.3 | Vehicle and plant washing (Low Impact) | Sussex East | vehicle washing - 1 x self-serve jet wash | fuel station and vehicle washing | Consent | PORTOBELLO BRIGHTON WPS
18615 | 1 | Low Risk Consent | Motor Fuel Limited | 10 Bricket Road | St Albans |  | Hertfordshire | Hertfordshire | AL1 3JX | Motor Fuel Group | Peacehaven Service Station | 180 South Coast Road | Peacehaven |  | BN10 8JJ | 2026-04-28 | 4 | 1 | At any time | PEACEHAVEN WTW | foul 150mm public sewer to the east of site in Victoria avenue and joining South Coast Road via manhole TQ41003906 | Oil and Grease | - | 200 | mg/l | 31.3 | Vehicle and plant washing (Low Impact) | Sussex East | vehicle washing - 1 x self-serve jet wash | fuel station and vehicle washing | Consent | PORTOBELLO BRIGHTON WPS
18615 | 1 | Low Risk Consent | Motor Fuel Limited | 10 Bricket Road | St Albans |  | Hertfordshire | Hertfordshire | AL1 3JX | Motor Fuel Group | Peacehaven Service Station | 180 South Coast Road | Peacehaven |  | BN10 8JJ | 2026-04-28 | 4 | 1 | At any time | PEACEHAVEN WTW | foul 150mm public sewer to the east of site in Victoria avenue and joining South Coast Road via manhole TQ41003906 | pH | 6 | 10 | pH Units | 31.3 | Vehicle and plant washing (Low Impact) | Sussex East | vehicle washing - 1 x self-serve jet wash | fuel station and vehicle washing | Consent | PORTOBELLO BRIGHTON WPS
18615 | 1 | Low Risk Consent | Motor Fuel Limited | 10 Bricket Road | St Albans |  | Hertfordshire | Hertfordshire | AL1 3JX | Motor Fuel Group | Peacehaven Service Station | 180 South Coast Road | Peacehaven |  | BN10 8JJ | 2026-04-28 | 4 | 1 | At any time | PEACEHAVEN WTW | foul 150mm public sewer to the east of site in Victoria avenue and joining South Coast Road via manhole TQ41003906 | Phosphorus Total | - | 15 | ug/l | 31.3 | Vehicle and plant washing (Low Impact) | Sussex East | vehicle washing - 1 x self-serve jet wash | fuel station and vehicle washing | Consent | PORTOBELLO BRIGHTON WPS
18615 | 1 | Low Risk Consent | Motor Fuel Limited | 10 Bricket Road | St Albans |  | Hertfordshire | Hertfordshire | AL1 3JX | Motor Fuel Group | Peacehaven Service Station | 180 South Coast Road | Peacehaven |  | BN10 8JJ | 2026-04-28 | 4 | 1 | At any time | PEACEHAVEN WTW | foul 150mm public sewer to the east of site in Victoria avenue and joining South Coast Road via manhole TQ41003906 | Solids Suspended 105 Degrees C | - | 500 | mg/l | 31.3 | Vehicle and plant washing (Low Impact) | Sussex East | vehicle washing - 1 x self-serve jet wash | fuel station and vehicle washing | Consent | PORTOBELLO BRIGHTON WPS
18615 | 1 | Low Risk Consent | Motor Fuel Limited | 10 Bricket Road | St Albans |  | Hertfordshire | Hertfordshire | AL1 3JX | Motor Fuel Group | Peacehaven Service Station | 180 South Coast Road | Peacehaven |  | BN10 8JJ | 2026-04-28 | 4 | 1 | At any time | PEACEHAVEN WTW | foul 150mm public sewer to the east of site in Victoria avenue and joining South Coast Road via manhole TQ41003906 | Sulphate as S04 | - | 500 | mg/l | 31.3 | Vehicle and plant washing (Low Impact) | Sussex East | vehicle washing - 1 x self-serve jet wash | fuel station and vehicle washing | Consent | PORTOBELLO BRIGHTON WPS
18616 | 2 | Tier 2 Consent | South Western Railway Limited | South Bank Centreal 4th Floor | 30 Stamford Street | London |  |  | SE1 9LQ | Fratton Traincare Depot | GOldsmith Avenue | Southsea |  |  | PO4 0AT | 2026-05-14 | 55 | 1 | 24 hours | BUDDS FARM HAVANT WTW | Fratton station car park, through to discharge to Claremont Road | Chemical Oxygen Demand Shaken as 0 | - | 1000 | mg/l | 31.1 | Vehicle and plant washing (Medium Impact) | Hampshire East | external cleaning of railway coaches (automatic) | maintenance and cleaning of railway stock | Consent | HENDERSON ROAD EASTNEY WPS
18616 | 2 | Tier 2 Consent | South Western Railway Limited | South Bank Centreal 4th Floor | 30 Stamford Street | London |  |  | SE1 9LQ | Fratton Traincare Depot | GOldsmith Avenue | Southsea |  |  | PO4 0AT | 2026-05-14 | 55 | 1 | 24 hours | BUDDS FARM HAVANT WTW | Fratton station car park, through to discharge to Claremont Road | Nitrogen Ammoniacal as N | - | 10 | mg/l | 31.1 | Vehicle and plant washing (Medium Impact) | Hampshire East | external cleaning of railway coaches (automatic) | maintenance and cleaning of railway stock | Consent | HENDERSON ROAD EASTNEY WPS
18616 | 2 | Tier 2 Consent | South Western Railway Limited | South Bank Centreal 4th Floor | 30 Stamford Street | London |  |  | SE1 9LQ | Fratton Traincare Depot | GOldsmith Avenue | Southsea |  |  | PO4 0AT | 2026-05-14 | 55 | 1 | 24 hours | BUDDS FARM HAVANT WTW | Fratton station car park, through to discharge to Claremont Road | Oil and Grease | - | 100 | mg/l | 31.1 | Vehicle and plant washing (Medium Impact) | Hampshire East | external cleaning of railway coaches (automatic) | maintenance and cleaning of railway stock | Consent | HENDERSON ROAD EASTNEY WPS
18616 | 2 | Tier 2 Consent | South Western Railway Limited | South Bank Centreal 4th Floor | 30 Stamford Street | London |  |  | SE1 9LQ | Fratton Traincare Depot | GOldsmith Avenue | Southsea |  |  | PO4 0AT | 2026-05-14 | 55 | 1 | 24 hours | BUDDS FARM HAVANT WTW | Fratton station car park, through to discharge to Claremont Road | pH | 6 | 10 | pH Units | 31.1 | Vehicle and plant washing (Medium Impact) | Hampshire East | external cleaning of railway coaches (automatic) | maintenance and cleaning of railway stock | Consent | HENDERSON ROAD EASTNEY WPS
18616 | 2 | Tier 2 Consent | South Western Railway Limited | South Bank Centreal 4th Floor | 30 Stamford Street | London |  |  | SE1 9LQ | Fratton Traincare Depot | GOldsmith Avenue | Southsea |  |  | PO4 0AT | 2026-05-14 | 55 | 1 | 24 hours | BUDDS FARM HAVANT WTW | Fratton station car park, through to discharge to Claremont Road | Solids Suspended 105 Degrees C | - | 400 | mg/l | 31.1 | Vehicle and plant washing (Medium Impact) | Hampshire East | external cleaning of railway coaches (automatic) | maintenance and cleaning of railway stock | Consent | HENDERSON ROAD EASTNEY WPS
18617 | 1 | Tier 1 Consent | Sainsbury's Supermarkets Limited |  | 33 Charterhouse Street |  | London |  | EC1M 6HA | Shirpney Road | Bognor Regis |  | West Sussex |  | PO22 9FB | 2026-05-06 | 7.16 | 1 | at all times | FORD WTW | Fridge Way | Chemical Oxygen Demand Shaken as 0 | - | 800 | mg/l | 31.2 | Vehicle and plant washing (Low Impact) | Sussex West | washing and valeting of vehicles | Vehicle Washing | Consent | -
18617 | 1 | Tier 1 Consent | Sainsbury's Supermarkets Limited |  | 33 Charterhouse Street |  | London |  | EC1M 6HA | Shirpney Road | Bognor Regis |  | West Sussex |  | PO22 9FB | 2026-05-06 | 7.16 | 1 | at all times | FORD WTW | Fridge Way | Nitrogen Ammoniacal as N | - | 35 | mg/l | 31.2 | Vehicle and plant washing (Low Impact) | Sussex West | washing and valeting of vehicles | Vehicle Washing | Consent | -
18617 | 1 | Tier 1 Consent | Sainsbury's Supermarkets Limited |  | 33 Charterhouse Street |  | London |  | EC1M 6HA | Shirpney Road | Bognor Regis |  | West Sussex |  | PO22 9FB | 2026-05-06 | 7.16 | 1 | at all times | FORD WTW | Fridge Way | Oil and Grease | - | 50 | mg/l | 31.2 | Vehicle and plant washing (Low Impact) | Sussex West | washing and valeting of vehicles | Vehicle Washing | Consent | -
18617 | 1 | Tier 1 Consent | Sainsbury's Supermarkets Limited |  | 33 Charterhouse Street |  | London |  | EC1M 6HA | Shirpney Road | Bognor Regis |  | West Sussex |  | PO22 9FB | 2026-05-06 | 7.16 | 1 | at all times | FORD WTW | Fridge Way | pH Limit | 6 | 10 |  | 31.2 | Vehicle and plant washing (Low Impact) | Sussex West | washing and valeting of vehicles | Vehicle Washing | Consent | -
18617 | 1 | Tier 1 Consent | Sainsbury's Supermarkets Limited |  | 33 Charterhouse Street |  | London |  | EC1M 6HA | Shirpney Road | Bognor Regis |  | West Sussex |  | PO22 9FB | 2026-05-06 | 7.16 | 1 | at all times | FORD WTW | Fridge Way | Phosphorus Total | - | 15 | ug/l | 31.2 | Vehicle and plant washing (Low Impact) | Sussex West | washing and valeting of vehicles | Vehicle Washing | Consent | -
18617 | 1 | Tier 1 Consent | Sainsbury's Supermarkets Limited |  | 33 Charterhouse Street |  | London |  | EC1M 6HA | Shirpney Road | Bognor Regis |  | West Sussex |  | PO22 9FB | 2026-05-06 | 7.16 | 1 | at all times | FORD WTW | Fridge Way | Solids Suspended 105 Degrees C | - | 400 | mg/l | 31.2 | Vehicle and plant washing (Low Impact) | Sussex West | washing and valeting of vehicles | Vehicle Washing | Consent | -
18618 | 3 | Tier 2 Consent | Motor Fuel Limited | 10 Bricket Road | St Albans |  | Hertfordshire | Hertfordshire | AL1 3JX | Handcross Service Station | Brighton Road | Haywards Heath | West Sussex |  | RH17 6BL | 2026-04-24 | 4 | 1 | at all times | PARK ROAD HANDCROSS WTW | High Street, RH17 6BL | Chemical Oxygen Demand Shaken as 0 | - | 800 | mg/l | 31.3 | Vehicle and plant washing (Low Impact) | Sussex West | Washing and valeting of vehicles | Fuel station and Vehicle washing. | Consent | -
18618 | 3 | Tier 2 Consent | Motor Fuel Limited | 10 Bricket Road | St Albans |  | Hertfordshire | Hertfordshire | AL1 3JX | Handcross Service Station | Brighton Road | Haywards Heath | West Sussex |  | RH17 6BL | 2026-04-24 | 4 | 1 | at all times | PARK ROAD HANDCROSS WTW | High Street, RH17 6BL | Nitrogen Ammoniacal as N | - | 35 | mg/l | 31.3 | Vehicle and plant washing (Low Impact) | Sussex West | Washing and valeting of vehicles | Fuel station and Vehicle washing. | Consent | -
18618 | 3 | Tier 2 Consent | Motor Fuel Limited | 10 Bricket Road | St Albans |  | Hertfordshire | Hertfordshire | AL1 3JX | Handcross Service Station | Brighton Road | Haywards Heath | West Sussex |  | RH17 6BL | 2026-04-24 | 4 | 1 | at all times | PARK ROAD HANDCROSS WTW | High Street, RH17 6BL | Oil and Grease | - | 50 | mg/l | 31.3 | Vehicle and plant washing (Low Impact) | Sussex West | Washing and valeting of vehicles | Fuel station and Vehicle washing. | Consent | -
18618 | 3 | Tier 2 Consent | Motor Fuel Limited | 10 Bricket Road | St Albans |  | Hertfordshire | Hertfordshire | AL1 3JX | Handcross Service Station | Brighton Road | Haywards Heath | West Sussex |  | RH17 6BL | 2026-04-24 | 4 | 1 | at all times | PARK ROAD HANDCROSS WTW | High Street, RH17 6BL | pH Limit | 6 | 10 |  | 31.3 | Vehicle and plant washing (Low Impact) | Sussex West | Washing and valeting of vehicles | Fuel station and Vehicle washing. | Consent | -
18618 | 3 | Tier 2 Consent | Motor Fuel Limited | 10 Bricket Road | St Albans |  | Hertfordshire | Hertfordshire | AL1 3JX | Handcross Service Station | Brighton Road | Haywards Heath | West Sussex |  | RH17 6BL | 2026-04-24 | 4 | 1 | at all times | PARK ROAD HANDCROSS WTW | High Street, RH17 6BL | Phosphorus Total | - | 15 | ug/l | 31.3 | Vehicle and plant washing (Low Impact) | Sussex West | Washing and valeting of vehicles | Fuel station and Vehicle washing. | Consent | -
18618 | 3 | Tier 2 Consent | Motor Fuel Limited | 10 Bricket Road | St Albans |  | Hertfordshire | Hertfordshire | AL1 3JX | Handcross Service Station | Brighton Road | Haywards Heath | West Sussex |  | RH17 6BL | 2026-04-24 | 4 | 1 | at all times | PARK ROAD HANDCROSS WTW | High Street, RH17 6BL | Solids Suspended 105 Degrees C | - | 400 | mg/l | 31.3 | Vehicle and plant washing (Low Impact) | Sussex West | Washing and valeting of vehicles | Fuel station and Vehicle washing. | Consent | -
18620 | 1 | Tier 2 Consent | South Western Railway Limited | South Bank Centreal 4th Floor | 30 Stamford Street | London |  |  | SE1 9LQ | Fratton Traincare Depot | Goldsmith Avenue | Southsea |  |  | PO4 0AT | 2026-05-14 | 20 | 1 | 24 hours | BUDDS FARM HAVANT WTW | Claremont Road | Chemical Oxygen Demand Shaken as 0 | - | 1000 | mg/l | 31.1 | Vehicle and plant washing (Medium Impact) | Hampshire East | Maintenance and cleaning of railway stock | National Railway Company | Consent | HENDERSON ROAD EASTNEY WPS
18620 | 1 | Tier 2 Consent | South Western Railway Limited | South Bank Centreal 4th Floor | 30 Stamford Street | London |  |  | SE1 9LQ | Fratton Traincare Depot | Goldsmith Avenue | Southsea |  |  | PO4 0AT | 2026-05-14 | 20 | 1 | 24 hours | BUDDS FARM HAVANT WTW | Claremont Road | Iron Total | - | 10 | ug/l | 31.1 | Vehicle and plant washing (Medium Impact) | Hampshire East | Maintenance and cleaning of railway stock | National Railway Company | Consent | HENDERSON ROAD EASTNEY WPS
18620 | 1 | Tier 2 Consent | South Western Railway Limited | South Bank Centreal 4th Floor | 30 Stamford Street | London |  |  | SE1 9LQ | Fratton Traincare Depot | Goldsmith Avenue | Southsea |  |  | PO4 0AT | 2026-05-14 | 20 | 1 | 24 hours | BUDDS FARM HAVANT WTW | Claremont Road | Nitrogen Ammoniacal as N | - | 10 | mg/l | 31.1 | Vehicle and plant washing (Medium Impact) | Hampshire East | Maintenance and cleaning of railway stock | National Railway Company | Consent | HENDERSON ROAD EASTNEY WPS
18620 | 1 | Tier 2 Consent | South Western Railway Limited | South Bank Centreal 4th Floor | 30 Stamford Street | London |  |  | SE1 9LQ | Fratton Traincare Depot | Goldsmith Avenue | Southsea |  |  | PO4 0AT | 2026-05-14 | 20 | 1 | 24 hours | BUDDS FARM HAVANT WTW | Claremont Road | Oil and Grease | - | 200 | mg/l | 31.1 | Vehicle and plant washing (Medium Impact) | Hampshire East | Maintenance and cleaning of railway stock | National Railway Company | Consent | HENDERSON ROAD EASTNEY WPS
18620 | 1 | Tier 2 Consent | South Western Railway Limited | South Bank Centreal 4th Floor | 30 Stamford Street | London |  |  | SE1 9LQ | Fratton Traincare Depot | Goldsmith Avenue | Southsea |  |  | PO4 0AT | 2026-05-14 | 20 | 1 | 24 hours | BUDDS FARM HAVANT WTW | Claremont Road | pH | 6 | 10 | pH Units | 31.1 | Vehicle and plant washing (Medium Impact) | Hampshire East | Maintenance and cleaning of railway stock | National Railway Company | Consent | HENDERSON ROAD EASTNEY WPS
18620 | 1 | Tier 2 Consent | South Western Railway Limited | South Bank Centreal 4th Floor | 30 Stamford Street | London |  |  | SE1 9LQ | Fratton Traincare Depot | Goldsmith Avenue | Southsea |  |  | PO4 0AT | 2026-05-14 | 20 | 1 | 24 hours | BUDDS FARM HAVANT WTW | Claremont Road | Solids Suspended 105 Degrees C | - | 600 | mg/l | 31.1 | Vehicle and plant washing (Medium Impact) | Hampshire East | Maintenance and cleaning of railway stock | National Railway Company | Consent | HENDERSON ROAD EASTNEY WPS
18620 | 1 | Tier 2 Consent | South Western Railway Limited | South Bank Centreal 4th Floor | 30 Stamford Street | London |  |  | SE1 9LQ | Fratton Traincare Depot | Goldsmith Avenue | Southsea |  |  | PO4 0AT | 2026-05-14 | 20 | 1 | 24 hours | BUDDS FARM HAVANT WTW | Claremont Road | Sulphate as S04 | - | 130 | mg/l | 31.1 | Vehicle and plant washing (Medium Impact) | Hampshire East | Maintenance and cleaning of railway stock | National Railway Company | Consent | HENDERSON ROAD EASTNEY WPS
18620 | 1 | Tier 2 Consent | South Western Railway Limited | South Bank Centreal 4th Floor | 30 Stamford Street | London |  |  | SE1 9LQ | Fratton Traincare Depot | Goldsmith Avenue | Southsea |  |  | PO4 0AT | 2026-05-14 | 20 | 1 | 24 hours | BUDDS FARM HAVANT WTW | Claremont Road | Zinc Total mg/l | - | 1.5 | ug/l | 31.1 | Vehicle and plant washing (Medium Impact) | Hampshire East | Maintenance and cleaning of railway stock | National Railway Company | Consent | HENDERSON ROAD EASTNEY WPS
18626 | 1 | Tier 2 Consent | To You Hire Limited | 7b Gravel Lane |  | Chichester |  |  | PO19 8PQ | 7b Gravel Lane | Chichester |  |  |  | PO19 8PQ | 2026-05-13 | 5 | 1 | at all times | CHICHESTER WTW | gravel lane | Chemical Oxygen Demand Shaken as 0 | - | 800 | mg/l | 40.1 | Rainwater and surface water run-off (Medium Impact). Fire fighting foam training | Sussex West | contaminated surface water | Recycling facility | Consent | -
18626 | 1 | Tier 2 Consent | To You Hire Limited | 7b Gravel Lane |  | Chichester |  |  | PO19 8PQ | 7b Gravel Lane | Chichester |  |  |  | PO19 8PQ | 2026-05-13 | 5 | 1 | at all times | CHICHESTER WTW | gravel lane | Chromium Total mg/l | - | 0.5 | ug/l | 40.1 | Rainwater and surface water run-off (Medium Impact). Fire fighting foam training | Sussex West | contaminated surface water | Recycling facility | Consent | -
18626 | 1 | Tier 2 Consent | To You Hire Limited | 7b Gravel Lane |  | Chichester |  |  | PO19 8PQ | 7b Gravel Lane | Chichester |  |  |  | PO19 8PQ | 2026-05-13 | 5 | 1 | at all times | CHICHESTER WTW | gravel lane | Copper Total | - | 0.5 | ug/l | 40.1 | Rainwater and surface water run-off (Medium Impact). Fire fighting foam training | Sussex West | contaminated surface water | Recycling facility | Consent | -
18626 | 1 | Tier 2 Consent | To You Hire Limited | 7b Gravel Lane |  | Chichester |  |  | PO19 8PQ | 7b Gravel Lane | Chichester |  |  |  | PO19 8PQ | 2026-05-13 | 5 | 1 | at all times | CHICHESTER WTW | gravel lane | Lead Total | - | 0.2 | ug/l | 40.1 | Rainwater and surface water run-off (Medium Impact). Fire fighting foam training | Sussex West | contaminated surface water | Recycling facility | Consent | -
18626 | 1 | Tier 2 Consent | To You Hire Limited | 7b Gravel Lane |  | Chichester |  |  | PO19 8PQ | 7b Gravel Lane | Chichester |  |  |  | PO19 8PQ | 2026-05-13 | 5 | 1 | at all times | CHICHESTER WTW | gravel lane | Nickel Total | - | 0.3 | ug/l | 40.1 | Rainwater and surface water run-off (Medium Impact). Fire fighting foam training | Sussex West | contaminated surface water | Recycling facility | Consent | -
18626 | 1 | Tier 2 Consent | To You Hire Limited | 7b Gravel Lane |  | Chichester |  |  | PO19 8PQ | 7b Gravel Lane | Chichester |  |  |  | PO19 8PQ | 2026-05-13 | 5 | 1 | at all times | CHICHESTER WTW | gravel lane | Nitrogen Ammoniacal as N | - | 35 | mg/l | 40.1 | Rainwater and surface water run-off (Medium Impact). Fire fighting foam training | Sussex West | contaminated surface water | Recycling facility | Consent | -
18626 | 1 | Tier 2 Consent | To You Hire Limited | 7b Gravel Lane |  | Chichester |  |  | PO19 8PQ | 7b Gravel Lane | Chichester |  |  |  | PO19 8PQ | 2026-05-13 | 5 | 1 | at all times | CHICHESTER WTW | gravel lane | pH Limit | 6 | 10 |  | 40.1 | Rainwater and surface water run-off (Medium Impact). Fire fighting foam training | Sussex West | contaminated surface water | Recycling facility | Consent | -
18626 | 1 | Tier 2 Consent | To You Hire Limited | 7b Gravel Lane |  | Chichester |  |  | PO19 8PQ | 7b Gravel Lane | Chichester |  |  |  | PO19 8PQ | 2026-05-13 | 5 | 1 | at all times | CHICHESTER WTW | gravel lane | Phosphorus Total | - | 15 | ug/l | 40.1 | Rainwater and surface water run-off (Medium Impact). Fire fighting foam training | Sussex West | contaminated surface water | Recycling facility | Consent | -
18626 | 1 | Tier 2 Consent | To You Hire Limited | 7b Gravel Lane |  | Chichester |  |  | PO19 8PQ | 7b Gravel Lane | Chichester |  |  |  | PO19 8PQ | 2026-05-13 | 5 | 1 | at all times | CHICHESTER WTW | gravel lane | Solids Suspended 105 Degrees C | - | 400 | mg/l | 40.1 | Rainwater and surface water run-off (Medium Impact). Fire fighting foam training | Sussex West | contaminated surface water | Recycling facility | Consent | -
18626 | 1 | Tier 2 Consent | To You Hire Limited | 7b Gravel Lane |  | Chichester |  |  | PO19 8PQ | 7b Gravel Lane | Chichester |  |  |  | PO19 8PQ | 2026-05-13 | 5 | 1 | at all times | CHICHESTER WTW | gravel lane | Zinc Total mg/l | - | 1.5 | ug/l | 40.1 | Rainwater and surface water run-off (Medium Impact). Fire fighting foam training | Sussex West | contaminated surface water | Recycling facility | Consent | -
18627 | 1 | Tier 2 Consent | Hand Brewing Company Limited | 33 Upper Saint James Street |  |  | Brighton |  | BN2 1JN | Hand Brew Co | 6 Dominion Trade Centre | Dominion Way West | Worthing |  | BN14 8NT | 2026-06-10 | 1 | 1 | at all times | EAST WORTHING WTW | Dominion Way West | Chemical Oxygen Demand Shaken as 0 | - | 7000 | mg/l | 1.3 | Alcoholic beverages (Low Impact) | Sussex West | the washing and sterilising of equipment used in the production of beer | Brewing of beer | Consent | BEECHAMS WORTHING WPS
18627 | 1 | Tier 2 Consent | Hand Brewing Company Limited | 33 Upper Saint James Street |  |  | Brighton |  | BN2 1JN | Hand Brew Co | 6 Dominion Trade Centre | Dominion Way West | Worthing |  | BN14 8NT | 2026-06-10 | 1 | 1 | at all times | EAST WORTHING WTW | Dominion Way West | Nitrogen Ammoniacal as N | - | 35 | mg/l | 1.3 | Alcoholic beverages (Low Impact) | Sussex West | the washing and sterilising of equipment used in the production of beer | Brewing of beer | Consent | BEECHAMS WORTHING WPS
18627 | 1 | Tier 2 Consent | Hand Brewing Company Limited | 33 Upper Saint James Street |  |  | Brighton |  | BN2 1JN | Hand Brew Co | 6 Dominion Trade Centre | Dominion Way West | Worthing |  | BN14 8NT | 2026-06-10 | 1 | 1 | at all times | EAST WORTHING WTW | Dominion Way West | pH Limit | 6 | 10 |  | 1.3 | Alcoholic beverages (Low Impact) | Sussex West | the washing and sterilising of equipment used in the production of beer | Brewing of beer | Consent | BEECHAMS WORTHING WPS
18627 | 1 | Tier 2 Consent | Hand Brewing Company Limited | 33 Upper Saint James Street |  |  | Brighton |  | BN2 1JN | Hand Brew Co | 6 Dominion Trade Centre | Dominion Way West | Worthing |  | BN14 8NT | 2026-06-10 | 1 | 1 | at all times | EAST WORTHING WTW | Dominion Way West | Phosphorus Total | - | 15 | ug/l | 1.3 | Alcoholic beverages (Low Impact) | Sussex West | the washing and sterilising of equipment used in the production of beer | Brewing of beer | Consent | BEECHAMS WORTHING WPS
18627 | 1 | Tier 2 Consent | Hand Brewing Company Limited | 33 Upper Saint James Street |  |  | Brighton |  | BN2 1JN | Hand Brew Co | 6 Dominion Trade Centre | Dominion Way West | Worthing |  | BN14 8NT | 2026-06-10 | 1 | 1 | at all times | EAST WORTHING WTW | Dominion Way West | Solids Suspended 105 Degrees C | - | 1400 | mg/l | 1.3 | Alcoholic beverages (Low Impact) | Sussex West | the washing and sterilising of equipment used in the production of beer | Brewing of beer | Consent | BEECHAMS WORTHING WPS
18629 | - | Temporary Consent | Kier Construction Limited | 2nd Floor | Optimum House | Clippers Quay | Salford |  | M50 3XP | University of Southampton | North East Quadrant | Highfield Campus | Burgees Road |  | So17 1BJ | 2026-05-04 | 150 | 5 | At all times | PORTSWOOD WTW | Burgess Road | Chemical Oxygen Demand Shaken as 0 | 0 | 800 | mg/l | 37.3 | Temporary land reclamation/remediation schemes | Hampshire West | Excavation, dewatering, concrete washout water from relevant delivery vehicles and equipment and emptying of accumulated surface water from the attenuation tank. | Construction of a 5 story teaching and learning facility. | Consent | GRAVITY TO WTW - NO WPS
18629 | - | Temporary Consent | Kier Construction Limited | 2nd Floor | Optimum House | Clippers Quay | Salford |  | M50 3XP | University of Southampton | North East Quadrant | Highfield Campus | Burgees Road |  | So17 1BJ | 2026-05-04 | 150 | 5 | At all times | PORTSWOOD WTW | Burgess Road | Chloride | 0 | 150 | mg/l | 37.3 | Temporary land reclamation/remediation schemes | Hampshire West | Excavation, dewatering, concrete washout water from relevant delivery vehicles and equipment and emptying of accumulated surface water from the attenuation tank. | Construction of a 5 story teaching and learning facility. | Consent | GRAVITY TO WTW - NO WPS
18629 | - | Temporary Consent | Kier Construction Limited | 2nd Floor | Optimum House | Clippers Quay | Salford |  | M50 3XP | University of Southampton | North East Quadrant | Highfield Campus | Burgees Road |  | So17 1BJ | 2026-05-04 | 150 | 5 | At all times | PORTSWOOD WTW | Burgess Road | Iron Total | 0 | 0.1 | ug/l | 37.3 | Temporary land reclamation/remediation schemes | Hampshire West | Excavation, dewatering, concrete washout water from relevant delivery vehicles and equipment and emptying of accumulated surface water from the attenuation tank. | Construction of a 5 story teaching and learning facility. | Consent | GRAVITY TO WTW - NO WPS
18629 | - | Temporary Consent | Kier Construction Limited | 2nd Floor | Optimum House | Clippers Quay | Salford |  | M50 3XP | University of Southampton | North East Quadrant | Highfield Campus | Burgees Road |  | So17 1BJ | 2026-05-04 | 150 | 5 | At all times | PORTSWOOD WTW | Burgess Road | Nitrate NO3 | 0 | 10 | mg/l | 37.3 | Temporary land reclamation/remediation schemes | Hampshire West | Excavation, dewatering, concrete washout water from relevant delivery vehicles and equipment and emptying of accumulated surface water from the attenuation tank. | Construction of a 5 story teaching and learning facility. | Consent | GRAVITY TO WTW - NO WPS
18629 | - | Temporary Consent | Kier Construction Limited | 2nd Floor | Optimum House | Clippers Quay | Salford |  | M50 3XP | University of Southampton | North East Quadrant | Highfield Campus | Burgees Road |  | So17 1BJ | 2026-05-04 | 150 | 5 | At all times | PORTSWOOD WTW | Burgess Road | Nitrogen Ammoniacal as N | 0 | 10 | mg/l | 37.3 | Temporary land reclamation/remediation schemes | Hampshire West | Excavation, dewatering, concrete washout water from relevant delivery vehicles and equipment and emptying of accumulated surface water from the attenuation tank. | Construction of a 5 story teaching and learning facility. | Consent | GRAVITY TO WTW - NO WPS
18629 | - | Temporary Consent | Kier Construction Limited | 2nd Floor | Optimum House | Clippers Quay | Salford |  | M50 3XP | University of Southampton | North East Quadrant | Highfield Campus | Burgees Road |  | So17 1BJ | 2026-05-04 | 150 | 5 | At all times | PORTSWOOD WTW | Burgess Road | pH | 6 | 10 | pH Units | 37.3 | Temporary land reclamation/remediation schemes | Hampshire West | Excavation, dewatering, concrete washout water from relevant delivery vehicles and equipment and emptying of accumulated surface water from the attenuation tank. | Construction of a 5 story teaching and learning facility. | Consent | GRAVITY TO WTW - NO WPS
18629 | - | Temporary Consent | Kier Construction Limited | 2nd Floor | Optimum House | Clippers Quay | Salford |  | M50 3XP | University of Southampton | North East Quadrant | Highfield Campus | Burgees Road |  | So17 1BJ | 2026-05-04 | 150 | 5 | At all times | PORTSWOOD WTW | Burgess Road | Solids Suspended 105 Degrees C | 0 | 400 | mg/l | 37.3 | Temporary land reclamation/remediation schemes | Hampshire West | Excavation, dewatering, concrete washout water from relevant delivery vehicles and equipment and emptying of accumulated surface water from the attenuation tank. | Construction of a 5 story teaching and learning facility. | Consent | GRAVITY TO WTW - NO WPS
18629 | - | Temporary Consent | Kier Construction Limited | 2nd Floor | Optimum House | Clippers Quay | Salford |  | M50 3XP | University of Southampton | North East Quadrant | Highfield Campus | Burgees Road |  | So17 1BJ | 2026-05-04 | 150 | 5 | At all times | PORTSWOOD WTW | Burgess Road | Sulphate as S04 | 0 | 300 | mg/l | 37.3 | Temporary land reclamation/remediation schemes | Hampshire West | Excavation, dewatering, concrete washout water from relevant delivery vehicles and equipment and emptying of accumulated surface water from the attenuation tank. | Construction of a 5 story teaching and learning facility. | Consent | GRAVITY TO WTW - NO WPS
18630 | - | Temporary Consent | Winvic Construction Limited | Brampton House | 19 Tenter Road | Moulton Park | Northampton | - | NN3 6PZ | Winvic Construction Ltd | Spitfire Way |  |  | Fareham | PO13 9FU | 2026-06-10 | 10 | 2 | 24 hours | PEEL COMMON WTW | Spitfire Way MH894 (approx location ///oddly.latter.shop) | - | - | - | - | 3.1 | Cement, lime, plaster, ready-mix concrete manufacture and their products | Hampshire East | Treated concreted wash waters, Settled road sweeping waters, Construction site drainage | Construction of a warehouse | Consent | CHARK LANE LEE ON THE SOLENT WPS
18632 | - | Temporary Consent | Winvic Construction Limited | Brampton House | 19 Tenter Road | Moulton Park | Northampton | - | NN3 6PZ | Newlands Road | Bognor Regis |  |  |  | PO22 9NN | 2026-06-12 | 5 | 0.4 | at all times | FORD WTW | Newlands Road | Chemical Oxygen Demand Shaken as 0 | - | 400 | mg/l | 37.3 | Temporary land reclamation/remediation schemes | Sussex West | treated concrete wash water, road sweepings and site waters | Construction of a new industrial unit | Consent | -
18632 | - | Temporary Consent | Winvic Construction Limited | Brampton House | 19 Tenter Road | Moulton Park | Northampton | - | NN3 6PZ | Newlands Road | Bognor Regis |  |  |  | PO22 9NN | 2026-06-12 | 5 | 0.4 | at all times | FORD WTW | Newlands Road | Nitrogen Ammoniacal as N | - | 15 | mg/l | 37.3 | Temporary land reclamation/remediation schemes | Sussex West | treated concrete wash water, road sweepings and site waters | Construction of a new industrial unit | Consent | -
18632 | - | Temporary Consent | Winvic Construction Limited | Brampton House | 19 Tenter Road | Moulton Park | Northampton | - | NN3 6PZ | Newlands Road | Bognor Regis |  |  |  | PO22 9NN | 2026-06-12 | 5 | 0.4 | at all times | FORD WTW | Newlands Road | Oil and Grease | - | 200 | mg/l | 37.3 | Temporary land reclamation/remediation schemes | Sussex West | treated concrete wash water, road sweepings and site waters | Construction of a new industrial unit | Consent | -
18632 | - | Temporary Consent | Winvic Construction Limited | Brampton House | 19 Tenter Road | Moulton Park | Northampton | - | NN3 6PZ | Newlands Road | Bognor Regis |  |  |  | PO22 9NN | 2026-06-12 | 5 | 0.4 | at all times | FORD WTW | Newlands Road | pH Limit | 6 | 10 |  | 37.3 | Temporary land reclamation/remediation schemes | Sussex West | treated concrete wash water, road sweepings and site waters | Construction of a new industrial unit | Consent | -
18632 | - | Temporary Consent | Winvic Construction Limited | Brampton House | 19 Tenter Road | Moulton Park | Northampton | - | NN3 6PZ | Newlands Road | Bognor Regis |  |  |  | PO22 9NN | 2026-06-12 | 5 | 0.4 | at all times | FORD WTW | Newlands Road | Phosphorus Total | - | 10 | ug/l | 37.3 | Temporary land reclamation/remediation schemes | Sussex West | treated concrete wash water, road sweepings and site waters | Construction of a new industrial unit | Consent | -
18632 | - | Temporary Consent | Winvic Construction Limited | Brampton House | 19 Tenter Road | Moulton Park | Northampton | - | NN3 6PZ | Newlands Road | Bognor Regis |  |  |  | PO22 9NN | 2026-06-12 | 5 | 0.4 | at all times | FORD WTW | Newlands Road | Solids Suspended 105 Degrees C | - | 500 | mg/l | 37.3 | Temporary land reclamation/remediation schemes | Sussex West | treated concrete wash water, road sweepings and site waters | Construction of a new industrial unit | Consent | -
18632 | - | Temporary Consent | Winvic Construction Limited | Brampton House | 19 Tenter Road | Moulton Park | Northampton | - | NN3 6PZ | Newlands Road | Bognor Regis |  |  |  | PO22 9NN | 2026-06-12 | 5 | 0.4 | at all times | FORD WTW | Newlands Road | Sulphate as S04 | - | 500 | mg/l | 37.3 | Temporary land reclamation/remediation schemes | Sussex West | treated concrete wash water, road sweepings and site waters | Construction of a new industrial unit | Consent | -
18632 | - | Temporary Consent | Winvic Construction Limited | Brampton House | 19 Tenter Road | Moulton Park | Northampton | - | NN3 6PZ | Newlands Road | Bognor Regis |  |  |  | PO22 9NN | 2026-06-12 | 5 | 0.4 | at all times | FORD WTW | Newlands Road | Sulphide as S | - | 1 | mg/l | 37.3 | Temporary land reclamation/remediation schemes | Sussex West | treated concrete wash water, road sweepings and site waters | Construction of a new industrial unit | Consent | -
18633 | 1 | Tier 2 Consent | Enterprise Rent A Car UK Limited | Enterprise House | Vicarage Road |  | Egham |  | TW20 9FB | Enterprise Rent - A - Car Maidstone | Enterprise House | 423 Sutton Road | Sutton Road | Maidston | ME15 8RA | 2026-07-16 | 2 | 0.2 | At all times | AYLESFORD WTW | Near Echo Close (Manhole TQ78525503)///evaporate.harder.sparrows | Chemical Oxygen Demand Shaken as 0 | - | 800 | mg/l | 31.3 | Vehicle and plant washing (Low Impact) | Kent West | Washing of vehicles | Car and Van Rental | Consent | CASTLE ROAD ALLINGTON WPS
18633 | 1 | Tier 2 Consent | Enterprise Rent A Car UK Limited | Enterprise House | Vicarage Road |  | Egham |  | TW20 9FB | Enterprise Rent - A - Car Maidstone | Enterprise House | 423 Sutton Road | Sutton Road | Maidston | ME15 8RA | 2026-07-16 | 2 | 0.2 | At all times | AYLESFORD WTW | Near Echo Close (Manhole TQ78525503)///evaporate.harder.sparrows | Nitrogen Ammoniacal as N | - | 10 | mg/l | 31.3 | Vehicle and plant washing (Low Impact) | Kent West | Washing of vehicles | Car and Van Rental | Consent | CASTLE ROAD ALLINGTON WPS
18633 | 1 | Tier 2 Consent | Enterprise Rent A Car UK Limited | Enterprise House | Vicarage Road |  | Egham |  | TW20 9FB | Enterprise Rent - A - Car Maidstone | Enterprise House | 423 Sutton Road | Sutton Road | Maidston | ME15 8RA | 2026-07-16 | 2 | 0.2 | At all times | AYLESFORD WTW | Near Echo Close (Manhole TQ78525503)///evaporate.harder.sparrows | Oil and Grease | - | 200 | mg/l | 31.3 | Vehicle and plant washing (Low Impact) | Kent West | Washing of vehicles | Car and Van Rental | Consent | CASTLE ROAD ALLINGTON WPS
18633 | 1 | Tier 2 Consent | Enterprise Rent A Car UK Limited | Enterprise House | Vicarage Road |  | Egham |  | TW20 9FB | Enterprise Rent - A - Car Maidstone | Enterprise House | 423 Sutton Road | Sutton Road | Maidston | ME15 8RA | 2026-07-16 | 2 | 0.2 | At all times | AYLESFORD WTW | Near Echo Close (Manhole TQ78525503)///evaporate.harder.sparrows | pH | 6 | 10 | pH Units | 31.3 | Vehicle and plant washing (Low Impact) | Kent West | Washing of vehicles | Car and Van Rental | Consent | CASTLE ROAD ALLINGTON WPS
18633 | 1 | Tier 2 Consent | Enterprise Rent A Car UK Limited | Enterprise House | Vicarage Road |  | Egham |  | TW20 9FB | Enterprise Rent - A - Car Maidstone | Enterprise House | 423 Sutton Road | Sutton Road | Maidston | ME15 8RA | 2026-07-16 | 2 | 0.2 | At all times | AYLESFORD WTW | Near Echo Close (Manhole TQ78525503)///evaporate.harder.sparrows | Solids Suspended 105 Degrees C | - | 500 | mg/l | 31.3 | Vehicle and plant washing (Low Impact) | Kent West | Washing of vehicles | Car and Van Rental | Consent | CASTLE ROAD ALLINGTON WPS
18633 | 1 | Tier 2 Consent | Enterprise Rent A Car UK Limited | Enterprise House | Vicarage Road |  | Egham |  | TW20 9FB | Enterprise Rent - A - Car Maidstone | Enterprise House | 423 Sutton Road | Sutton Road | Maidston | ME15 8RA | 2026-07-16 | 2 | 0.2 | At all times | AYLESFORD WTW | Near Echo Close (Manhole TQ78525503)///evaporate.harder.sparrows | Sulphate as S04 | - | 500 | mg/l | 31.3 | Vehicle and plant washing (Low Impact) | Kent West | Washing of vehicles | Car and Van Rental | Consent | CASTLE ROAD ALLINGTON WPS
18634 | - | Temporary Consent | ph Water Technologies Ltd | 85 Great Portland Street |  |  | London |  | W1W 7LT | Boathouse 6 | HM Naval Base | Portsmouth |  |  | PO1 3NH | 2026-06-22 | 75.6 | 1.2 | 24 hours | BUDDS FARM HAVANT WTW | Queen Street | Chemical Oxygen Demand Shaken as 0 | - | 800 | mg/l | 39.4 | Water treatment; softener plants; heating system flushing | Hampshire East | Process water draining - Waste process water from heating & cooling system | Refurbishment of historic building | Consent | HENDERSON ROAD EASTNEY WPS
18634 | - | Temporary Consent | ph Water Technologies Ltd | 85 Great Portland Street |  |  | London |  | W1W 7LT | Boathouse 6 | HM Naval Base | Portsmouth |  |  | PO1 3NH | 2026-06-22 | 75.6 | 1.2 | 24 hours | BUDDS FARM HAVANT WTW | Queen Street | Nitrogen Ammoniacal as N | - | 10 | mg/l | 39.4 | Water treatment; softener plants; heating system flushing | Hampshire East | Process water draining - Waste process water from heating & cooling system | Refurbishment of historic building | Consent | HENDERSON ROAD EASTNEY WPS
18634 | - | Temporary Consent | ph Water Technologies Ltd | 85 Great Portland Street |  |  | London |  | W1W 7LT | Boathouse 6 | HM Naval Base | Portsmouth |  |  | PO1 3NH | 2026-06-22 | 75.6 | 1.2 | 24 hours | BUDDS FARM HAVANT WTW | Queen Street | pH | 6 | 10 | pH Units | 39.4 | Water treatment; softener plants; heating system flushing | Hampshire East | Process water draining - Waste process water from heating & cooling system | Refurbishment of historic building | Consent | HENDERSON ROAD EASTNEY WPS
18634 | - | Temporary Consent | ph Water Technologies Ltd | 85 Great Portland Street |  |  | London |  | W1W 7LT | Boathouse 6 | HM Naval Base | Portsmouth |  |  | PO1 3NH | 2026-06-22 | 75.6 | 1.2 | 24 hours | BUDDS FARM HAVANT WTW | Queen Street | Solids Suspended 105 Degrees C | - | 400 | mg/l | 39.4 | Water treatment; softener plants; heating system flushing | Hampshire East | Process water draining - Waste process water from heating & cooling system | Refurbishment of historic building | Consent | HENDERSON ROAD EASTNEY WPS
18635 | 3 | Tier 2 Consent | JRP Bakery Limited | 71-75 Shelton Street |  |  | London |  | WC2H 9JQ | JRP Bakery Limited | Unit 2 | 51 Victoria Road | Burgess Hill |  | RH15 9LH | 2026-06-15 | 3 | 0.2 | at all times | GODDARDS GREEN WTW | Victoria Road | Chemical Oxygen Demand Shaken as 0 | - | 10000 | mg/l | 9.1 | Food/drink processing - high sugar/prepared meals | Sussex West | washing of equipment and utensils used in the production of baked items | Sweet Bakery | Consent | -
18635 | 3 | Tier 2 Consent | JRP Bakery Limited | 71-75 Shelton Street |  |  | London |  | WC2H 9JQ | JRP Bakery Limited | Unit 2 | 51 Victoria Road | Burgess Hill |  | RH15 9LH | 2026-06-15 | 3 | 0.2 | at all times | GODDARDS GREEN WTW | Victoria Road | Nitrogen Ammoniacal as N | - | 35 | mg/l | 9.1 | Food/drink processing - high sugar/prepared meals | Sussex West | washing of equipment and utensils used in the production of baked items | Sweet Bakery | Consent | -
18635 | 3 | Tier 2 Consent | JRP Bakery Limited | 71-75 Shelton Street |  |  | London |  | WC2H 9JQ | JRP Bakery Limited | Unit 2 | 51 Victoria Road | Burgess Hill |  | RH15 9LH | 2026-06-15 | 3 | 0.2 | at all times | GODDARDS GREEN WTW | Victoria Road | Oil and Grease | - | 200 | mg/l | 9.1 | Food/drink processing - high sugar/prepared meals | Sussex West | washing of equipment and utensils used in the production of baked items | Sweet Bakery | Consent | -
18635 | 3 | Tier 2 Consent | JRP Bakery Limited | 71-75 Shelton Street |  |  | London |  | WC2H 9JQ | JRP Bakery Limited | Unit 2 | 51 Victoria Road | Burgess Hill |  | RH15 9LH | 2026-06-15 | 3 | 0.2 | at all times | GODDARDS GREEN WTW | Victoria Road | pH Limit | 6 | 10 |  | 9.1 | Food/drink processing - high sugar/prepared meals | Sussex West | washing of equipment and utensils used in the production of baked items | Sweet Bakery | Consent | -
18635 | 3 | Tier 2 Consent | JRP Bakery Limited | 71-75 Shelton Street |  |  | London |  | WC2H 9JQ | JRP Bakery Limited | Unit 2 | 51 Victoria Road | Burgess Hill |  | RH15 9LH | 2026-06-15 | 3 | 0.2 | at all times | GODDARDS GREEN WTW | Victoria Road | Phosphorus Total | - | 15 | ug/l | 9.1 | Food/drink processing - high sugar/prepared meals | Sussex West | washing of equipment and utensils used in the production of baked items | Sweet Bakery | Consent | -
18635 | 3 | Tier 2 Consent | JRP Bakery Limited | 71-75 Shelton Street |  |  | London |  | WC2H 9JQ | JRP Bakery Limited | Unit 2 | 51 Victoria Road | Burgess Hill |  | RH15 9LH | 2026-06-15 | 3 | 0.2 | at all times | GODDARDS GREEN WTW | Victoria Road | Solids Suspended 105 Degrees C | - | 1500 | mg/l | 9.1 | Food/drink processing - high sugar/prepared meals | Sussex West | washing of equipment and utensils used in the production of baked items | Sweet Bakery | Consent | -
18636 | - | Temporary Consent | Southern Water Services Limited | Southern House | Yeoman Road |  | Worthing | West Sussex | BN13 3NX | 251 London Road | Saint Leonards-On-Sea |  |  |  | TN37 6NB | 2026-06-11 | 14.4 | 0.5 | During working hours | BEXHILL & HASTINGS WTW | Tower Road | Chlorine Free as Cl2 | - | 1 | mg/l | 8.2 | Engineering (Low risk) | Sussex East | Water Treatment of a Southern Water asset | Water Treatment/Storage? | Consent | COOMBS HASTINGS WPS
18637 | - | Temporary Consent | Atos IT Services Uk Limited | Second Floor, Mid City Place | 71 High Holborn | - | London | - | WC1V 6EA | Atos Andover Data Centre | Shepherds Spring Lane | Andover |  |  | SP10 1DL | 2026-07-03 | 100 | 1.73 | At all times | FULLERTON WTW | Shepherds Spring Lane (///hacksaw.fires.paddock) | Chemical Oxygen Demand Shaken as 0 | 0 | 800 | mg/l | 39.4 | Water treatment; softener plants; heating system flushing | Hampshire West | Groundwater abstraction | Management of abstracted groundwater for oil recovery.Abstracted groundwater is treated before disposal. | Consent | CHARLTON PLACE ANDOVER WPS
18637 | - | Temporary Consent | Atos IT Services Uk Limited | Second Floor, Mid City Place | 71 High Holborn | - | London | - | WC1V 6EA | Atos Andover Data Centre | Shepherds Spring Lane | Andover |  |  | SP10 1DL | 2026-07-03 | 100 | 1.73 | At all times | FULLERTON WTW | Shepherds Spring Lane (///hacksaw.fires.paddock) | Chloride | 0 | 60 | mg/l | 39.4 | Water treatment; softener plants; heating system flushing | Hampshire West | Groundwater abstraction | Management of abstracted groundwater for oil recovery.Abstracted groundwater is treated before disposal. | Consent | CHARLTON PLACE ANDOVER WPS
18637 | - | Temporary Consent | Atos IT Services Uk Limited | Second Floor, Mid City Place | 71 High Holborn | - | London | - | WC1V 6EA | Atos Andover Data Centre | Shepherds Spring Lane | Andover |  |  | SP10 1DL | 2026-07-03 | 100 | 1.73 | At all times | FULLERTON WTW | Shepherds Spring Lane (///hacksaw.fires.paddock) | Chlorine Free as Cl2 | 0 | 0.05 | mg/l | 39.4 | Water treatment; softener plants; heating system flushing | Hampshire West | Groundwater abstraction | Management of abstracted groundwater for oil recovery.Abstracted groundwater is treated before disposal. | Consent | CHARLTON PLACE ANDOVER WPS
18637 | - | Temporary Consent | Atos IT Services Uk Limited | Second Floor, Mid City Place | 71 High Holborn | - | London | - | WC1V 6EA | Atos Andover Data Centre | Shepherds Spring Lane | Andover |  |  | SP10 1DL | 2026-07-03 | 100 | 1.73 | At all times | FULLERTON WTW | Shepherds Spring Lane (///hacksaw.fires.paddock) | Iron Total | 0 | 1 | ug/l | 39.4 | Water treatment; softener plants; heating system flushing | Hampshire West | Groundwater abstraction | Management of abstracted groundwater for oil recovery.Abstracted groundwater is treated before disposal. | Consent | CHARLTON PLACE ANDOVER WPS
18637 | - | Temporary Consent | Atos IT Services Uk Limited | Second Floor, Mid City Place | 71 High Holborn | - | London | - | WC1V 6EA | Atos Andover Data Centre | Shepherds Spring Lane | Andover |  |  | SP10 1DL | 2026-07-03 | 100 | 1.73 | At all times | FULLERTON WTW | Shepherds Spring Lane (///hacksaw.fires.paddock) | Nitrogen Ammoniacal as N | 0 | 10 | mg/l | 39.4 | Water treatment; softener plants; heating system flushing | Hampshire West | Groundwater abstraction | Management of abstracted groundwater for oil recovery.Abstracted groundwater is treated before disposal. | Consent | CHARLTON PLACE ANDOVER WPS
18637 | - | Temporary Consent | Atos IT Services Uk Limited | Second Floor, Mid City Place | 71 High Holborn | - | London | - | WC1V 6EA | Atos Andover Data Centre | Shepherds Spring Lane | Andover |  |  | SP10 1DL | 2026-07-03 | 100 | 1.73 | At all times | FULLERTON WTW | Shepherds Spring Lane (///hacksaw.fires.paddock) | Oil and Grease | 0 | 200 | mg/l | 39.4 | Water treatment; softener plants; heating system flushing | Hampshire West | Groundwater abstraction | Management of abstracted groundwater for oil recovery.Abstracted groundwater is treated before disposal. | Consent | CHARLTON PLACE ANDOVER WPS
18637 | - | Temporary Consent | Atos IT Services Uk Limited | Second Floor, Mid City Place | 71 High Holborn | - | London | - | WC1V 6EA | Atos Andover Data Centre | Shepherds Spring Lane | Andover |  |  | SP10 1DL | 2026-07-03 | 100 | 1.73 | At all times | FULLERTON WTW | Shepherds Spring Lane (///hacksaw.fires.paddock) | pH | 6 | 10 | pH Units | 39.4 | Water treatment; softener plants; heating system flushing | Hampshire West | Groundwater abstraction | Management of abstracted groundwater for oil recovery.Abstracted groundwater is treated before disposal. | Consent | CHARLTON PLACE ANDOVER WPS
18637 | - | Temporary Consent | Atos IT Services Uk Limited | Second Floor, Mid City Place | 71 High Holborn | - | London | - | WC1V 6EA | Atos Andover Data Centre | Shepherds Spring Lane | Andover |  |  | SP10 1DL | 2026-07-03 | 100 | 1.73 | At all times | FULLERTON WTW | Shepherds Spring Lane (///hacksaw.fires.paddock) | Solids Suspended 105 Degrees C | 0 | 400 | mg/l | 39.4 | Water treatment; softener plants; heating system flushing | Hampshire West | Groundwater abstraction | Management of abstracted groundwater for oil recovery.Abstracted groundwater is treated before disposal. | Consent | CHARLTON PLACE ANDOVER WPS
18637 | - | Temporary Consent | Atos IT Services Uk Limited | Second Floor, Mid City Place | 71 High Holborn | - | London | - | WC1V 6EA | Atos Andover Data Centre | Shepherds Spring Lane | Andover |  |  | SP10 1DL | 2026-07-03 | 100 | 1.73 | At all times | FULLERTON WTW | Shepherds Spring Lane (///hacksaw.fires.paddock) | Zinc Total mg/l | 0 | 0.1 | ug/l | 39.4 | Water treatment; softener plants; heating system flushing | Hampshire West | Groundwater abstraction | Management of abstracted groundwater for oil recovery.Abstracted groundwater is treated before disposal. | Consent | CHARLTON PLACE ANDOVER WPS
18638 | - | Temporary Consent | McLaren Construction South Ltd | 11th Floor | 20 Churchill Place | Canary Wharf | London |  | E14 5HJ | Unit 1 9 | Prowles Gill Road | Tunbridge Wells |  |  | TN2 3YD | 2026-06-17 | 259 | 3 | At any time | TUNBRIDGE WELLS NORTH WTW | Kingstanding way, manhole TQ 60425607 | Chemical Oxygen Demand Shaken as 0 | - | 200 | mg/l | 40.2 | Rainwater and surface water run-off (Low Impact) | Sussex East | general surface water | construction work (currently) | Consent | KINGSTANDING TUNBRIDGE WELLS WPS
18638 | - | Temporary Consent | McLaren Construction South Ltd | 11th Floor | 20 Churchill Place | Canary Wharf | London |  | E14 5HJ | Unit 1 9 | Prowles Gill Road | Tunbridge Wells |  |  | TN2 3YD | 2026-06-17 | 259 | 3 | At any time | TUNBRIDGE WELLS NORTH WTW | Kingstanding way, manhole TQ 60425607 | Hydrocarbons Polyaromatic Total | - | 200 | ug/l | 40.2 | Rainwater and surface water run-off (Low Impact) | Sussex East | general surface water | construction work (currently) | Consent | KINGSTANDING TUNBRIDGE WELLS WPS
18638 | - | Temporary Consent | McLaren Construction South Ltd | 11th Floor | 20 Churchill Place | Canary Wharf | London |  | E14 5HJ | Unit 1 9 | Prowles Gill Road | Tunbridge Wells |  |  | TN2 3YD | 2026-06-17 | 259 | 3 | At any time | TUNBRIDGE WELLS NORTH WTW | Kingstanding way, manhole TQ 60425607 | Iron Total | - | 4 | ug/l | 40.2 | Rainwater and surface water run-off (Low Impact) | Sussex East | general surface water | construction work (currently) | Consent | KINGSTANDING TUNBRIDGE WELLS WPS
18638 | - | Temporary Consent | McLaren Construction South Ltd | 11th Floor | 20 Churchill Place | Canary Wharf | London |  | E14 5HJ | Unit 1 9 | Prowles Gill Road | Tunbridge Wells |  |  | TN2 3YD | 2026-06-17 | 259 | 3 | At any time | TUNBRIDGE WELLS NORTH WTW | Kingstanding way, manhole TQ 60425607 | Nitrogen Ammoniacal as N | - | 20 | mg/l | 40.2 | Rainwater and surface water run-off (Low Impact) | Sussex East | general surface water | construction work (currently) | Consent | KINGSTANDING TUNBRIDGE WELLS WPS
18638 | - | Temporary Consent | McLaren Construction South Ltd | 11th Floor | 20 Churchill Place | Canary Wharf | London |  | E14 5HJ | Unit 1 9 | Prowles Gill Road | Tunbridge Wells |  |  | TN2 3YD | 2026-06-17 | 259 | 3 | At any time | TUNBRIDGE WELLS NORTH WTW | Kingstanding way, manhole TQ 60425607 | pH | 6 | 10 | pH Units | 40.2 | Rainwater and surface water run-off (Low Impact) | Sussex East | general surface water | construction work (currently) | Consent | KINGSTANDING TUNBRIDGE WELLS WPS
18638 | - | Temporary Consent | McLaren Construction South Ltd | 11th Floor | 20 Churchill Place | Canary Wharf | London |  | E14 5HJ | Unit 1 9 | Prowles Gill Road | Tunbridge Wells |  |  | TN2 3YD | 2026-06-17 | 259 | 3 | At any time | TUNBRIDGE WELLS NORTH WTW | Kingstanding way, manhole TQ 60425607 | Phosphorus Total | - | 2 | ug/l | 40.2 | Rainwater and surface water run-off (Low Impact) | Sussex East | general surface water | construction work (currently) | Consent | KINGSTANDING TUNBRIDGE WELLS WPS
18638 | - | Temporary Consent | McLaren Construction South Ltd | 11th Floor | 20 Churchill Place | Canary Wharf | London |  | E14 5HJ | Unit 1 9 | Prowles Gill Road | Tunbridge Wells |  |  | TN2 3YD | 2026-06-17 | 259 | 3 | At any time | TUNBRIDGE WELLS NORTH WTW | Kingstanding way, manhole TQ 60425607 | Solids Suspended 105C at pH7 | - | 100 | mg/l | 40.2 | Rainwater and surface water run-off (Low Impact) | Sussex East | general surface water | construction work (currently) | Consent | KINGSTANDING TUNBRIDGE WELLS WPS
18638 | - | Temporary Consent | McLaren Construction South Ltd | 11th Floor | 20 Churchill Place | Canary Wharf | London |  | E14 5HJ | Unit 1 9 | Prowles Gill Road | Tunbridge Wells |  |  | TN2 3YD | 2026-06-17 | 259 | 3 | At any time | TUNBRIDGE WELLS NORTH WTW | Kingstanding way, manhole TQ 60425607 | Zinc (Dissolved) | - | 37 | ug/l | 40.2 | Rainwater and surface water run-off (Low Impact) | Sussex East | general surface water | construction work (currently) | Consent | KINGSTANDING TUNBRIDGE WELLS WPS
18639 | 1 | Tier 2 Consent | Sealanes Opco Limited | 80 Manor Road | Lancing |  |  |  | BN15 OHD | Hilsea Lido | Blue Lagoon | London Road | Portsmouth | Hampshir | PO2 9RP | 2026-07-06 | 80 | 1 | 24 hours | BUDDS FARM HAVANT WTW | London Road NGR 465177.4237,104487.0570 or ///cotton.inform.claps (SU65041401) | Chemical Oxygen Demand Shaken as 0 | - | 800 | mg/l | 32.1 | Leisure facilities | Hampshire East | backwash flows generated by the swimming pool filtration system | Commercial swimming pool | Consent | HENDERSON ROAD EASTNEY WPS
18639 | 1 | Tier 2 Consent | Sealanes Opco Limited | 80 Manor Road | Lancing |  |  |  | BN15 OHD | Hilsea Lido | Blue Lagoon | London Road | Portsmouth | Hampshir | PO2 9RP | 2026-07-06 | 80 | 1 | 24 hours | BUDDS FARM HAVANT WTW | London Road NGR 465177.4237,104487.0570 or ///cotton.inform.claps (SU65041401) | Nitrogen Ammoniacal as N | - | 10 | mg/l | 32.1 | Leisure facilities | Hampshire East | backwash flows generated by the swimming pool filtration system | Commercial swimming pool | Consent | HENDERSON ROAD EASTNEY WPS
18639 | 1 | Tier 2 Consent | Sealanes Opco Limited | 80 Manor Road | Lancing |  |  |  | BN15 OHD | Hilsea Lido | Blue Lagoon | London Road | Portsmouth | Hampshir | PO2 9RP | 2026-07-06 | 80 | 1 | 24 hours | BUDDS FARM HAVANT WTW | London Road NGR 465177.4237,104487.0570 or ///cotton.inform.claps (SU65041401) | pH | 6 | 10 | pH Units | 32.1 | Leisure facilities | Hampshire East | backwash flows generated by the swimming pool filtration system | Commercial swimming pool | Consent | HENDERSON ROAD EASTNEY WPS
18639 | 1 | Tier 2 Consent | Sealanes Opco Limited | 80 Manor Road | Lancing |  |  |  | BN15 OHD | Hilsea Lido | Blue Lagoon | London Road | Portsmouth | Hampshir | PO2 9RP | 2026-07-06 | 80 | 1 | 24 hours | BUDDS FARM HAVANT WTW | London Road NGR 465177.4237,104487.0570 or ///cotton.inform.claps (SU65041401) | Solids Suspended 105 Degrees C | - | 400 | mg/l | 32.1 | Leisure facilities | Hampshire East | backwash flows generated by the swimming pool filtration system | Commercial swimming pool | Consent | HENDERSON ROAD EASTNEY WPS
18640 | 2 | Tier 2 Consent | Veolia ES (UK) Limited | 210 | Pentonville Road |  | London |  | N1 9JY | Isle of Wight Waste Recovery Park | Forest Park | Forest Road | Newport | Isle of | PO30 5YS | 2026-07-09 | 60 | 1 | 24 hours | SANDOWN NEW WTW | Forest Road | Chemical Oxygen Demand Shaken as 0 | - | 800 | mg/l | 39.2 | Boiler blowdown | Hampshire East | boiler blowdown and wastewater from the demin plant | Treatment of waste by mechanical sorting and incineration | Consent | OFF FOREST ROAD NEWPORT WPS
18640 | 2 | Tier 2 Consent | Veolia ES (UK) Limited | 210 | Pentonville Road |  | London |  | N1 9JY | Isle of Wight Waste Recovery Park | Forest Park | Forest Road | Newport | Isle of | PO30 5YS | 2026-07-09 | 60 | 1 | 24 hours | SANDOWN NEW WTW | Forest Road | Chloride | - | 1000 | mg/l | 39.2 | Boiler blowdown | Hampshire East | boiler blowdown and wastewater from the demin plant | Treatment of waste by mechanical sorting and incineration | Consent | OFF FOREST ROAD NEWPORT WPS
18640 | 2 | Tier 2 Consent | Veolia ES (UK) Limited | 210 | Pentonville Road |  | London |  | N1 9JY | Isle of Wight Waste Recovery Park | Forest Park | Forest Road | Newport | Isle of | PO30 5YS | 2026-07-09 | 60 | 1 | 24 hours | SANDOWN NEW WTW | Forest Road | Nitrogen Ammoniacal as N | - | 15 | mg/l | 39.2 | Boiler blowdown | Hampshire East | boiler blowdown and wastewater from the demin plant | Treatment of waste by mechanical sorting and incineration | Consent | OFF FOREST ROAD NEWPORT WPS
18640 | 2 | Tier 2 Consent | Veolia ES (UK) Limited | 210 | Pentonville Road |  | London |  | N1 9JY | Isle of Wight Waste Recovery Park | Forest Park | Forest Road | Newport | Isle of | PO30 5YS | 2026-07-09 | 60 | 1 | 24 hours | SANDOWN NEW WTW | Forest Road | pH | 6 | 10 | pH Units | 39.2 | Boiler blowdown | Hampshire East | boiler blowdown and wastewater from the demin plant | Treatment of waste by mechanical sorting and incineration | Consent | OFF FOREST ROAD NEWPORT WPS
18640 | 2 | Tier 2 Consent | Veolia ES (UK) Limited | 210 | Pentonville Road |  | London |  | N1 9JY | Isle of Wight Waste Recovery Park | Forest Park | Forest Road | Newport | Isle of | PO30 5YS | 2026-07-09 | 60 | 1 | 24 hours | SANDOWN NEW WTW | Forest Road | Phosphorus Total | - | 10 | ug/l | 39.2 | Boiler blowdown | Hampshire East | boiler blowdown and wastewater from the demin plant | Treatment of waste by mechanical sorting and incineration | Consent | OFF FOREST ROAD NEWPORT WPS
18640 | 2 | Tier 2 Consent | Veolia ES (UK) Limited | 210 | Pentonville Road |  | London |  | N1 9JY | Isle of Wight Waste Recovery Park | Forest Park | Forest Road | Newport | Isle of | PO30 5YS | 2026-07-09 | 60 | 1 | 24 hours | SANDOWN NEW WTW | Forest Road | Solids Suspended 105 Degrees C | - | 400 | mg/l | 39.2 | Boiler blowdown | Hampshire East | boiler blowdown and wastewater from the demin plant | Treatment of waste by mechanical sorting and incineration | Consent | OFF FOREST ROAD NEWPORT WPS
18640 | 2 | Tier 2 Consent | Veolia ES (UK) Limited | 210 | Pentonville Road |  | London |  | N1 9JY | Isle of Wight Waste Recovery Park | Forest Park | Forest Road | Newport | Isle of | PO30 5YS | 2026-07-09 | 60 | 1 | 24 hours | SANDOWN NEW WTW | Forest Road | Sulphate as S04 | - | 150 | mg/l | 39.2 | Boiler blowdown | Hampshire East | boiler blowdown and wastewater from the demin plant | Treatment of waste by mechanical sorting and incineration | Consent | OFF FOREST ROAD NEWPORT WPS
18640 | 2 | Tier 2 Consent | Veolia ES (UK) Limited | 210 | Pentonville Road |  | London |  | N1 9JY | Isle of Wight Waste Recovery Park | Forest Park | Forest Road | Newport | Isle of | PO30 5YS | 2026-07-09 | 60 | 1 | 24 hours | SANDOWN NEW WTW | Forest Road | Zinc Total mg/l | - | 1 | ug/l | 39.2 | Boiler blowdown | Hampshire East | boiler blowdown and wastewater from the demin plant | Treatment of waste by mechanical sorting and incineration | Consent | OFF FOREST ROAD NEWPORT WPS
18642 | - | Temporary Consent | Southern Water Services Limited | Southern House | Yeoman Road |  | Worthing | West Sussex | BN13 3NX | Lewes Road WSW | Popes Folly | Hollingdean Road | Brighton |  | BN2 4AN | 2026-07-01 | 4500 | 52 | At all time | PEACEHAVEN WTW | Sewer manhole MH TQ32060001 on Popes Folly X, Y: 532080, 106024 | Aluminium Total | - | 0.05 | ug/l | 39.4 | Water treatment; softener plants; heating system flushing | Sussex East | Raw water abstraction and direct discharge to the sewer. This is so that a pump test can be completed and water quality data obtained | Raw water abstraction (groundwater) | Consent | MARINE AVENUE DYMCHURCH WPS
18642 | - | Temporary Consent | Southern Water Services Limited | Southern House | Yeoman Road |  | Worthing | West Sussex | BN13 3NX | Lewes Road WSW | Popes Folly | Hollingdean Road | Brighton |  | BN2 4AN | 2026-07-01 | 4500 | 52 | At all time | PEACEHAVEN WTW | Sewer manhole MH TQ32060001 on Popes Folly X, Y: 532080, 106024 | Chemical Oxygen Demand Shaken as 0 | - | 1 | mg/l | 39.4 | Water treatment; softener plants; heating system flushing | Sussex East | Raw water abstraction and direct discharge to the sewer. This is so that a pump test can be completed and water quality data obtained | Raw water abstraction (groundwater) | Consent | MARINE AVENUE DYMCHURCH WPS
18642 | - | Temporary Consent | Southern Water Services Limited | Southern House | Yeoman Road |  | Worthing | West Sussex | BN13 3NX | Lewes Road WSW | Popes Folly | Hollingdean Road | Brighton |  | BN2 4AN | 2026-07-01 | 4500 | 52 | At all time | PEACEHAVEN WTW | Sewer manhole MH TQ32060001 on Popes Folly X, Y: 532080, 106024 | Chloride | - | 120 | mg/l | 39.4 | Water treatment; softener plants; heating system flushing | Sussex East | Raw water abstraction and direct discharge to the sewer. This is so that a pump test can be completed and water quality data obtained | Raw water abstraction (groundwater) | Consent | MARINE AVENUE DYMCHURCH WPS
18642 | - | Temporary Consent | Southern Water Services Limited | Southern House | Yeoman Road |  | Worthing | West Sussex | BN13 3NX | Lewes Road WSW | Popes Folly | Hollingdean Road | Brighton |  | BN2 4AN | 2026-07-01 | 4500 | 52 | At all time | PEACEHAVEN WTW | Sewer manhole MH TQ32060001 on Popes Folly X, Y: 532080, 106024 | Iron Total ug/l | - | 100 | ug/l | 39.4 | Water treatment; softener plants; heating system flushing | Sussex East | Raw water abstraction and direct discharge to the sewer. This is so that a pump test can be completed and water quality data obtained | Raw water abstraction (groundwater) | Consent | MARINE AVENUE DYMCHURCH WPS
18642 | - | Temporary Consent | Southern Water Services Limited | Southern House | Yeoman Road |  | Worthing | West Sussex | BN13 3NX | Lewes Road WSW | Popes Folly | Hollingdean Road | Brighton |  | BN2 4AN | 2026-07-01 | 4500 | 52 | At all time | PEACEHAVEN WTW | Sewer manhole MH TQ32060001 on Popes Folly X, Y: 532080, 106024 | pH | 6 | 10 | pH Units | 39.4 | Water treatment; softener plants; heating system flushing | Sussex East | Raw water abstraction and direct discharge to the sewer. This is so that a pump test can be completed and water quality data obtained | Raw water abstraction (groundwater) | Consent | MARINE AVENUE DYMCHURCH WPS
18642 | - | Temporary Consent | Southern Water Services Limited | Southern House | Yeoman Road |  | Worthing | West Sussex | BN13 3NX | Lewes Road WSW | Popes Folly | Hollingdean Road | Brighton |  | BN2 4AN | 2026-07-01 | 4500 | 52 | At all time | PEACEHAVEN WTW | Sewer manhole MH TQ32060001 on Popes Folly X, Y: 532080, 106024 | Solids Suspended 105 Degrees C | - | 1 | mg/l | 39.4 | Water treatment; softener plants; heating system flushing | Sussex East | Raw water abstraction and direct discharge to the sewer. This is so that a pump test can be completed and water quality data obtained | Raw water abstraction (groundwater) | Consent | MARINE AVENUE DYMCHURCH WPS
18643 | - | Temporary Consent | JCS Commissioning Services Limited | 1-2 Rhodium Point | Spindle Close | Hawkinge | Folkestone | Kent | CT18 7TQ | Priority House | Oakwood | Hermitage Lane | Maidstone | KW | ME16 9NZ | 2026-07-31 | 75 | 2.5 | At all times | AYLESFORD WTW | Roundabout near the junction with Tarragon Road (TQ73553501) | - | - | - | - | 39.4 | Water treatment; softener plants; heating system flushing | Kent West | Flushing of a heating system | NHS Mental Health Facility | Consent | CASTLE ROAD ALLINGTON WPS
18646 | 1 | Tier 2 Consent | Sainsburys Supermarket Ltd | 33 Charterhouse Street |  | London |  |  | EC1M 6HA | Hempstead Valley | Hempstead | Gillingham | Kent West |  | ME7 3PB | 2026-07-06 | 7 | 1 | At all times | MOTNEY HILL WTW | Sharsted Way (Manhole TQ79633201) | Chemical Oxygen Demand Shaken as 0 | - | 800 | mg/l | 31.2 | Vehicle and plant washing (Low Impact) | Kent West | Washing of vehicles. | Vehicle Washing | Consent | DIRECT TO WTW
18646 | 1 | Tier 2 Consent | Sainsburys Supermarket Ltd | 33 Charterhouse Street |  | London |  |  | EC1M 6HA | Hempstead Valley | Hempstead | Gillingham | Kent West |  | ME7 3PB | 2026-07-06 | 7 | 1 | At all times | MOTNEY HILL WTW | Sharsted Way (Manhole TQ79633201) | Nitrogen Ammoniacal as N | - | 10 | mg/l | 31.2 | Vehicle and plant washing (Low Impact) | Kent West | Washing of vehicles. | Vehicle Washing | Consent | DIRECT TO WTW
18646 | 1 | Tier 2 Consent | Sainsburys Supermarket Ltd | 33 Charterhouse Street |  | London |  |  | EC1M 6HA | Hempstead Valley | Hempstead | Gillingham | Kent West |  | ME7 3PB | 2026-07-06 | 7 | 1 | At all times | MOTNEY HILL WTW | Sharsted Way (Manhole TQ79633201) | Oil and Grease | - | 200 | mg/l | 31.2 | Vehicle and plant washing (Low Impact) | Kent West | Washing of vehicles. | Vehicle Washing | Consent | DIRECT TO WTW
18646 | 1 | Tier 2 Consent | Sainsburys Supermarket Ltd | 33 Charterhouse Street |  | London |  |  | EC1M 6HA | Hempstead Valley | Hempstead | Gillingham | Kent West |  | ME7 3PB | 2026-07-06 | 7 | 1 | At all times | MOTNEY HILL WTW | Sharsted Way (Manhole TQ79633201) | pH | 6 | 10 | pH Units | 31.2 | Vehicle and plant washing (Low Impact) | Kent West | Washing of vehicles. | Vehicle Washing | Consent | DIRECT TO WTW
18646 | 1 | Tier 2 Consent | Sainsburys Supermarket Ltd | 33 Charterhouse Street |  | London |  |  | EC1M 6HA | Hempstead Valley | Hempstead | Gillingham | Kent West |  | ME7 3PB | 2026-07-06 | 7 | 1 | At all times | MOTNEY HILL WTW | Sharsted Way (Manhole TQ79633201) | Solids Suspended 105 Degrees C | - | 500 | mg/l | 31.2 | Vehicle and plant washing (Low Impact) | Kent West | Washing of vehicles. | Vehicle Washing | Consent | DIRECT TO WTW
18646 | 1 | Tier 2 Consent | Sainsburys Supermarket Ltd | 33 Charterhouse Street |  | London |  |  | EC1M 6HA | Hempstead Valley | Hempstead | Gillingham | Kent West |  | ME7 3PB | 2026-07-06 | 7 | 1 | At all times | MOTNEY HILL WTW | Sharsted Way (Manhole TQ79633201) | Sulphate as S04 | - | 500 | mg/l | 31.2 | Vehicle and plant washing (Low Impact) | Kent West | Washing of vehicles. | Vehicle Washing | Consent | DIRECT TO WTW
18647 | 1 | Tier 2 Consent | FAUNA DRINKS LTD | Old Engine Shed | 6A London Road |  |  |  | BN18 9AT | 6 The Bothy | London Road | Arundel | West Sussex |  | BN18 9AT | 2026-07-03 | 1 | 1 | at all times | FORD WTW | London Road | Chemical Oxygen Demand Shaken as 0 | - | 7000 | mg/l | 1.3 | Alcoholic beverages (Low Impact) | Sussex West | Cleaning and sterilising of equipment used in the production of beer. | Beer Production | Consent | -
18647 | 1 | Tier 2 Consent | FAUNA DRINKS LTD | Old Engine Shed | 6A London Road |  |  |  | BN18 9AT | 6 The Bothy | London Road | Arundel | West Sussex |  | BN18 9AT | 2026-07-03 | 1 | 1 | at all times | FORD WTW | London Road | Nitrogen Ammoniacal as N | - | 35 | mg/l | 1.3 | Alcoholic beverages (Low Impact) | Sussex West | Cleaning and sterilising of equipment used in the production of beer. | Beer Production | Consent | -
18647 | 1 | Tier 2 Consent | FAUNA DRINKS LTD | Old Engine Shed | 6A London Road |  |  |  | BN18 9AT | 6 The Bothy | London Road | Arundel | West Sussex |  | BN18 9AT | 2026-07-03 | 1 | 1 | at all times | FORD WTW | London Road | Oil and Grease | - | 50 | mg/l | 1.3 | Alcoholic beverages (Low Impact) | Sussex West | Cleaning and sterilising of equipment used in the production of beer. | Beer Production | Consent | -
18647 | 1 | Tier 2 Consent | FAUNA DRINKS LTD | Old Engine Shed | 6A London Road |  |  |  | BN18 9AT | 6 The Bothy | London Road | Arundel | West Sussex |  | BN18 9AT | 2026-07-03 | 1 | 1 | at all times | FORD WTW | London Road | pH Limit | 6 | 10 |  | 1.3 | Alcoholic beverages (Low Impact) | Sussex West | Cleaning and sterilising of equipment used in the production of beer. | Beer Production | Consent | -
18647 | 1 | Tier 2 Consent | FAUNA DRINKS LTD | Old Engine Shed | 6A London Road |  |  |  | BN18 9AT | 6 The Bothy | London Road | Arundel | West Sussex |  | BN18 9AT | 2026-07-03 | 1 | 1 | at all times | FORD WTW | London Road | Phosphorus Total | - | 15 | ug/l | 1.3 | Alcoholic beverages (Low Impact) | Sussex West | Cleaning and sterilising of equipment used in the production of beer. | Beer Production | Consent | -
18647 | 1 | Tier 2 Consent | FAUNA DRINKS LTD | Old Engine Shed | 6A London Road |  |  |  | BN18 9AT | 6 The Bothy | London Road | Arundel | West Sussex |  | BN18 9AT | 2026-07-03 | 1 | 1 | at all times | FORD WTW | London Road | Solids Suspended 105 Degrees C | - | 1400 | mg/l | 1.3 | Alcoholic beverages (Low Impact) | Sussex West | Cleaning and sterilising of equipment used in the production of beer. | Beer Production | Consent | -
18648 | 2 | Low Risk Consent | Stapletons Tyre Services Ltd |  | Fourth Avenue | Letchworth | Hertfordshire |  | SG6 2TT | Stapletons Tyre Services Ltd | Aylesford Logistics Centre | Bellingham Way | Aylesford | Kent | ME20 6XS | 2026-08-07 | 5 | 0.5 | At all times | DITTON WTW | 'Bellingham Way No 2 Larkfield' Wastewater Pumping Station via private drains | Chemical Oxygen Demand Shaken as 0 | - | 800 | mg/l | 31.3 | Vehicle and plant washing (Low Impact) | Kent West | Washing of vehicles | Tyre distribution and recycling | Consent | BELLINGHAM WAY NO 2 LARKFIELD WPS
18648 | 2 | Low Risk Consent | Stapletons Tyre Services Ltd |  | Fourth Avenue | Letchworth | Hertfordshire |  | SG6 2TT | Stapletons Tyre Services Ltd | Aylesford Logistics Centre | Bellingham Way | Aylesford | Kent | ME20 6XS | 2026-08-07 | 5 | 0.5 | At all times | DITTON WTW | 'Bellingham Way No 2 Larkfield' Wastewater Pumping Station via private drains | Nitrogen Ammoniacal as N | - | 10 | mg/l | 31.3 | Vehicle and plant washing (Low Impact) | Kent West | Washing of vehicles | Tyre distribution and recycling | Consent | BELLINGHAM WAY NO 2 LARKFIELD WPS
18648 | 2 | Low Risk Consent | Stapletons Tyre Services Ltd |  | Fourth Avenue | Letchworth | Hertfordshire |  | SG6 2TT | Stapletons Tyre Services Ltd | Aylesford Logistics Centre | Bellingham Way | Aylesford | Kent | ME20 6XS | 2026-08-07 | 5 | 0.5 | At all times | DITTON WTW | 'Bellingham Way No 2 Larkfield' Wastewater Pumping Station via private drains | Oil and Grease | - | 200 | mg/l | 31.3 | Vehicle and plant washing (Low Impact) | Kent West | Washing of vehicles | Tyre distribution and recycling | Consent | BELLINGHAM WAY NO 2 LARKFIELD WPS
18648 | 2 | Low Risk Consent | Stapletons Tyre Services Ltd |  | Fourth Avenue | Letchworth | Hertfordshire |  | SG6 2TT | Stapletons Tyre Services Ltd | Aylesford Logistics Centre | Bellingham Way | Aylesford | Kent | ME20 6XS | 2026-08-07 | 5 | 0.5 | At all times | DITTON WTW | 'Bellingham Way No 2 Larkfield' Wastewater Pumping Station via private drains | pH | 6 | 10 | pH Units | 31.3 | Vehicle and plant washing (Low Impact) | Kent West | Washing of vehicles | Tyre distribution and recycling | Consent | BELLINGHAM WAY NO 2 LARKFIELD WPS
18648 | 2 | Low Risk Consent | Stapletons Tyre Services Ltd |  | Fourth Avenue | Letchworth | Hertfordshire |  | SG6 2TT | Stapletons Tyre Services Ltd | Aylesford Logistics Centre | Bellingham Way | Aylesford | Kent | ME20 6XS | 2026-08-07 | 5 | 0.5 | At all times | DITTON WTW | 'Bellingham Way No 2 Larkfield' Wastewater Pumping Station via private drains | Solids Suspended 105 Degrees C | - | 500 | mg/l | 31.3 | Vehicle and plant washing (Low Impact) | Kent West | Washing of vehicles | Tyre distribution and recycling | Consent | BELLINGHAM WAY NO 2 LARKFIELD WPS
18648 | 2 | Low Risk Consent | Stapletons Tyre Services Ltd |  | Fourth Avenue | Letchworth | Hertfordshire |  | SG6 2TT | Stapletons Tyre Services Ltd | Aylesford Logistics Centre | Bellingham Way | Aylesford | Kent | ME20 6XS | 2026-08-07 | 5 | 0.5 | At all times | DITTON WTW | 'Bellingham Way No 2 Larkfield' Wastewater Pumping Station via private drains | Sulphate as S04 | - | 500 | mg/l | 31.3 | Vehicle and plant washing (Low Impact) | Kent West | Washing of vehicles | Tyre distribution and recycling | Consent | BELLINGHAM WAY NO 2 LARKFIELD WPS
18650 | - | Temporary Consent | Ashford Environmental Services Limited | 55 | Loudoun Road |  | London |  | NW8 0DL | RISES Hospital Bexhill | Mount View Street | Bexhill | East Sussex |  | TN40 2GB | 2026-07-01 | 86.4 | 4 | At any time | BEXHILL & HASTINGS WTW | RISES Hospital Bexhill, Mount View Street, Bexhill, East Sussex, TN40 2GB at manhole TQ74088801 | - | - | - | - | 39.4 | Water treatment; softener plants; heating system flushing | Sussex East | Water Treatment and chemical cleaning of closed System pipework | Hospital | Consent | GALLEY HILL BEXHILL WPS
18651 | 1 | Low Risk Consent | Aluminium Powder Coating Ltd | 37 Riverside House | Riverlawn Road | Tonbridge | Kent |  | TN9 1EP | Aluminium Powder Coating Ltd | Rear of Bailey Unit 2 | Blatchford Road | Horsham |  | RH13 5RF | 2026-07-22 | 6 | 0.4 | at all times | HORSHAM NEW WTW | Blatchford Road | Aluminium Total | - | 3 | ug/l | 8.2 | Engineering (Low risk) | Sussex West | washing of aluminium for powder coating | Powder Coating | Consent | -
18651 | 1 | Low Risk Consent | Aluminium Powder Coating Ltd | 37 Riverside House | Riverlawn Road | Tonbridge | Kent |  | TN9 1EP | Aluminium Powder Coating Ltd | Rear of Bailey Unit 2 | Blatchford Road | Horsham |  | RH13 5RF | 2026-07-22 | 6 | 0.4 | at all times | HORSHAM NEW WTW | Blatchford Road | Chemical Oxygen Demand Shaken as 0 | - | 800 | mg/l | 8.2 | Engineering (Low risk) | Sussex West | washing of aluminium for powder coating | Powder Coating | Consent | -
18651 | 1 | Low Risk Consent | Aluminium Powder Coating Ltd | 37 Riverside House | Riverlawn Road | Tonbridge | Kent |  | TN9 1EP | Aluminium Powder Coating Ltd | Rear of Bailey Unit 2 | Blatchford Road | Horsham |  | RH13 5RF | 2026-07-22 | 6 | 0.4 | at all times | HORSHAM NEW WTW | Blatchford Road | Nitrogen Ammoniacal as N | - | 35 | mg/l | 8.2 | Engineering (Low risk) | Sussex West | washing of aluminium for powder coating | Powder Coating | Consent | -
18651 | 1 | Low Risk Consent | Aluminium Powder Coating Ltd | 37 Riverside House | Riverlawn Road | Tonbridge | Kent |  | TN9 1EP | Aluminium Powder Coating Ltd | Rear of Bailey Unit 2 | Blatchford Road | Horsham |  | RH13 5RF | 2026-07-22 | 6 | 0.4 | at all times | HORSHAM NEW WTW | Blatchford Road | pH Limit | 6 | 10 |  | 8.2 | Engineering (Low risk) | Sussex West | washing of aluminium for powder coating | Powder Coating | Consent | -
18651 | 1 | Low Risk Consent | Aluminium Powder Coating Ltd | 37 Riverside House | Riverlawn Road | Tonbridge | Kent |  | TN9 1EP | Aluminium Powder Coating Ltd | Rear of Bailey Unit 2 | Blatchford Road | Horsham |  | RH13 5RF | 2026-07-22 | 6 | 0.4 | at all times | HORSHAM NEW WTW | Blatchford Road | Phosphorus Total | - | 10 | ug/l | 8.2 | Engineering (Low risk) | Sussex West | washing of aluminium for powder coating | Powder Coating | Consent | -
18651 | 1 | Low Risk Consent | Aluminium Powder Coating Ltd | 37 Riverside House | Riverlawn Road | Tonbridge | Kent |  | TN9 1EP | Aluminium Powder Coating Ltd | Rear of Bailey Unit 2 | Blatchford Road | Horsham |  | RH13 5RF | 2026-07-22 | 6 | 0.4 | at all times | HORSHAM NEW WTW | Blatchford Road | Solids Suspended 105 Degrees C | - | 400 | mg/l | 8.2 | Engineering (Low risk) | Sussex West | washing of aluminium for powder coating | Powder Coating | Consent | -
18653 | - | Temporary Consent | Portway Plant Limited |  | Holly Farm Whitepits Lane | Portway | Birmingham |  | B48 7HP | Former SNG Gas Works | Pier Road | Gillingham |  |  | ME7 1TT | 2026-07-15 | 216 | 3 | At all times | MOTNEY HILL WTW | Combined sewer located on the eastern side of the site. Manhole TQ78692201, which connects to 'The Strand Gillingham' Wastewater Pumping Station. | Chemical Oxygen Demand Shaken as 0 | - | 800 | mg/l | 37.3 | Temporary land reclamation/remediation schemes | Kent West | Dewatering of two gasholders. | Former Gas Works | Consent | THE STRAND GILLINGHAM WPS
18653 | - | Temporary Consent | Portway Plant Limited |  | Holly Farm Whitepits Lane | Portway | Birmingham |  | B48 7HP | Former SNG Gas Works | Pier Road | Gillingham |  |  | ME7 1TT | 2026-07-15 | 216 | 3 | At all times | MOTNEY HILL WTW | Combined sewer located on the eastern side of the site. Manhole TQ78692201, which connects to 'The Strand Gillingham' Wastewater Pumping Station. | Nitrogen Ammoniacal as N | - | 10 | mg/l | 37.3 | Temporary land reclamation/remediation schemes | Kent West | Dewatering of two gasholders. | Former Gas Works | Consent | THE STRAND GILLINGHAM WPS
18653 | - | Temporary Consent | Portway Plant Limited |  | Holly Farm Whitepits Lane | Portway | Birmingham |  | B48 7HP | Former SNG Gas Works | Pier Road | Gillingham |  |  | ME7 1TT | 2026-07-15 | 216 | 3 | At all times | MOTNEY HILL WTW | Combined sewer located on the eastern side of the site. Manhole TQ78692201, which connects to 'The Strand Gillingham' Wastewater Pumping Station. | Oil and Grease | - | 200 | mg/l | 37.3 | Temporary land reclamation/remediation schemes | Kent West | Dewatering of two gasholders. | Former Gas Works | Consent | THE STRAND GILLINGHAM WPS
18653 | - | Temporary Consent | Portway Plant Limited |  | Holly Farm Whitepits Lane | Portway | Birmingham |  | B48 7HP | Former SNG Gas Works | Pier Road | Gillingham |  |  | ME7 1TT | 2026-07-15 | 216 | 3 | At all times | MOTNEY HILL WTW | Combined sewer located on the eastern side of the site. Manhole TQ78692201, which connects to 'The Strand Gillingham' Wastewater Pumping Station. | pH | 6 | 10 | pH Units | 37.3 | Temporary land reclamation/remediation schemes | Kent West | Dewatering of two gasholders. | Former Gas Works | Consent | THE STRAND GILLINGHAM WPS
18653 | - | Temporary Consent | Portway Plant Limited |  | Holly Farm Whitepits Lane | Portway | Birmingham |  | B48 7HP | Former SNG Gas Works | Pier Road | Gillingham |  |  | ME7 1TT | 2026-07-15 | 216 | 3 | At all times | MOTNEY HILL WTW | Combined sewer located on the eastern side of the site. Manhole TQ78692201, which connects to 'The Strand Gillingham' Wastewater Pumping Station. | Solids Suspended 105 Degrees C | - | 400 | mg/l | 37.3 | Temporary land reclamation/remediation schemes | Kent West | Dewatering of two gasholders. | Former Gas Works | Consent | THE STRAND GILLINGHAM WPS
18653 | - | Temporary Consent | Portway Plant Limited |  | Holly Farm Whitepits Lane | Portway | Birmingham |  | B48 7HP | Former SNG Gas Works | Pier Road | Gillingham |  |  | ME7 1TT | 2026-07-15 | 216 | 3 | At all times | MOTNEY HILL WTW | Combined sewer located on the eastern side of the site. Manhole TQ78692201, which connects to 'The Strand Gillingham' Wastewater Pumping Station. | Sulphate as S04 | - | 500 | mg/l | 37.3 | Temporary land reclamation/remediation schemes | Kent West | Dewatering of two gasholders. | Former Gas Works | Consent | THE STRAND GILLINGHAM WPS
18654 | - | Temporary Consent | Channel Tunnel Group Limited(The) | UK Terminal | Ashford Road | - | Folkestone | Kent | CT18 8XX | UK Terminal | Ashford Road | Folkestone | Kent |  | CT188XX | 2026-08-21 | 5 | 1 | 09:00 to 1500 one off | BROOMFIELD BANK WTW | 51.095952 – 1.149509 West emergency sidings roadside sewer | - | - | - | - | 40.1 | Rainwater and surface water run-off (Medium Impact). Fire fighting foam training | Kent East | ANNUAL TESTING OF RAIL TRAIN FIRE SUPPRESSION SYSTEM WITH KENT FIRE & RESCUE. TRACK BASED BLANKET OF WATER BASED FOAMING AGENT FROM FIRE FIGHTING SPRAY MONITORS | CHANNEL TUNNEL RAIL TRAVEL | Consent | FOLKESTONE JUNCTION WPS
18655 | 1 | Low Risk Consent | New Age Enterprise Ltd | 71-75 Shelton Street |  | Covent Garden |  |  | WC2H 9JQ | Hand Car Wash | Pembury | Tesco Store | Woodsgate Corner | Pembury | TN2 4NE | 2026-08-03 | 2 | 0.5 | at any time | PEMBURY WTW | wash-bay and 2-stage interceptor connects to the store's foul sewer | Chemical Oxygen Demand Shaken as 0 | - | 800 | mg/l | 31.3 | Vehicle and plant washing (Low Impact) | Sussex East | trade effluent will arise from the washing / rinsing of vehicles on the wash pas in the wash bay area. | Hand Car wash and valeting | Consent | WOODSGATE WAY PEMBURY WPS
18655 | 1 | Low Risk Consent | New Age Enterprise Ltd | 71-75 Shelton Street |  | Covent Garden |  |  | WC2H 9JQ | Hand Car Wash | Pembury | Tesco Store | Woodsgate Corner | Pembury | TN2 4NE | 2026-08-03 | 2 | 0.5 | at any time | PEMBURY WTW | wash-bay and 2-stage interceptor connects to the store's foul sewer | Nitrogen Ammoniacal as N | - | 10 | mg/l | 31.3 | Vehicle and plant washing (Low Impact) | Sussex East | trade effluent will arise from the washing / rinsing of vehicles on the wash pas in the wash bay area. | Hand Car wash and valeting | Consent | WOODSGATE WAY PEMBURY WPS
18655 | 1 | Low Risk Consent | New Age Enterprise Ltd | 71-75 Shelton Street |  | Covent Garden |  |  | WC2H 9JQ | Hand Car Wash | Pembury | Tesco Store | Woodsgate Corner | Pembury | TN2 4NE | 2026-08-03 | 2 | 0.5 | at any time | PEMBURY WTW | wash-bay and 2-stage interceptor connects to the store's foul sewer | Oil and Grease | - | 200 | mg/l | 31.3 | Vehicle and plant washing (Low Impact) | Sussex East | trade effluent will arise from the washing / rinsing of vehicles on the wash pas in the wash bay area. | Hand Car wash and valeting | Consent | WOODSGATE WAY PEMBURY WPS
18655 | 1 | Low Risk Consent | New Age Enterprise Ltd | 71-75 Shelton Street |  | Covent Garden |  |  | WC2H 9JQ | Hand Car Wash | Pembury | Tesco Store | Woodsgate Corner | Pembury | TN2 4NE | 2026-08-03 | 2 | 0.5 | at any time | PEMBURY WTW | wash-bay and 2-stage interceptor connects to the store's foul sewer | pH | 6 | 10 | pH Units | 31.3 | Vehicle and plant washing (Low Impact) | Sussex East | trade effluent will arise from the washing / rinsing of vehicles on the wash pas in the wash bay area. | Hand Car wash and valeting | Consent | WOODSGATE WAY PEMBURY WPS
18655 | 1 | Low Risk Consent | New Age Enterprise Ltd | 71-75 Shelton Street |  | Covent Garden |  |  | WC2H 9JQ | Hand Car Wash | Pembury | Tesco Store | Woodsgate Corner | Pembury | TN2 4NE | 2026-08-03 | 2 | 0.5 | at any time | PEMBURY WTW | wash-bay and 2-stage interceptor connects to the store's foul sewer | Phosphorus Total | - | 15 | ug/l | 31.3 | Vehicle and plant washing (Low Impact) | Sussex East | trade effluent will arise from the washing / rinsing of vehicles on the wash pas in the wash bay area. | Hand Car wash and valeting | Consent | WOODSGATE WAY PEMBURY WPS
18655 | 1 | Low Risk Consent | New Age Enterprise Ltd | 71-75 Shelton Street |  | Covent Garden |  |  | WC2H 9JQ | Hand Car Wash | Pembury | Tesco Store | Woodsgate Corner | Pembury | TN2 4NE | 2026-08-03 | 2 | 0.5 | at any time | PEMBURY WTW | wash-bay and 2-stage interceptor connects to the store's foul sewer | Solids Suspended 105 Degrees C | - | 500 | mg/l | 31.3 | Vehicle and plant washing (Low Impact) | Sussex East | trade effluent will arise from the washing / rinsing of vehicles on the wash pas in the wash bay area. | Hand Car wash and valeting | Consent | WOODSGATE WAY PEMBURY WPS
18655 | 1 | Low Risk Consent | New Age Enterprise Ltd | 71-75 Shelton Street |  | Covent Garden |  |  | WC2H 9JQ | Hand Car Wash | Pembury | Tesco Store | Woodsgate Corner | Pembury | TN2 4NE | 2026-08-03 | 2 | 0.5 | at any time | PEMBURY WTW | wash-bay and 2-stage interceptor connects to the store's foul sewer | Sulphate as S04 | - | 500 | mg/l | 31.3 | Vehicle and plant washing (Low Impact) | Sussex East | trade effluent will arise from the washing / rinsing of vehicles on the wash pas in the wash bay area. | Hand Car wash and valeting | Consent | WOODSGATE WAY PEMBURY WPS
18656 | 1 | Low Risk Consent | Smart Use 2 Ltd | Holly Lodge | Catena Rise | Lightwater |  |  | GU18 5RD | Highdown Garden Centre | Littlehampton Road | Angerming |  | Worthing | BN12 6PW | 2026-07-14 | 5 | 0.5 | at all times | FORD WTW | Littlehampton Road | Chemical Oxygen Demand Shaken as 0 | - | 800 | mg/l | 31.3 | Vehicle and plant washing (Low Impact) | Sussex West | the washing and valeting of cars and light commercial vehicles | hand Car wash and vehicle valeting services | Consent | -
18656 | 1 | Low Risk Consent | Smart Use 2 Ltd | Holly Lodge | Catena Rise | Lightwater |  |  | GU18 5RD | Highdown Garden Centre | Littlehampton Road | Angerming |  | Worthing | BN12 6PW | 2026-07-14 | 5 | 0.5 | at all times | FORD WTW | Littlehampton Road | Nitrogen Ammoniacal as N | - | 35 | mg/l | 31.3 | Vehicle and plant washing (Low Impact) | Sussex West | the washing and valeting of cars and light commercial vehicles | hand Car wash and vehicle valeting services | Consent | -
18656 | 1 | Low Risk Consent | Smart Use 2 Ltd | Holly Lodge | Catena Rise | Lightwater |  |  | GU18 5RD | Highdown Garden Centre | Littlehampton Road | Angerming |  | Worthing | BN12 6PW | 2026-07-14 | 5 | 0.5 | at all times | FORD WTW | Littlehampton Road | Oil and Grease | - | 50 | mg/l | 31.3 | Vehicle and plant washing (Low Impact) | Sussex West | the washing and valeting of cars and light commercial vehicles | hand Car wash and vehicle valeting services | Consent | -
18656 | 1 | Low Risk Consent | Smart Use 2 Ltd | Holly Lodge | Catena Rise | Lightwater |  |  | GU18 5RD | Highdown Garden Centre | Littlehampton Road | Angerming |  | Worthing | BN12 6PW | 2026-07-14 | 5 | 0.5 | at all times | FORD WTW | Littlehampton Road | pH Limit | 6 | 10 |  | 31.3 | Vehicle and plant washing (Low Impact) | Sussex West | the washing and valeting of cars and light commercial vehicles | hand Car wash and vehicle valeting services | Consent | -
18656 | 1 | Low Risk Consent | Smart Use 2 Ltd | Holly Lodge | Catena Rise | Lightwater |  |  | GU18 5RD | Highdown Garden Centre | Littlehampton Road | Angerming |  | Worthing | BN12 6PW | 2026-07-14 | 5 | 0.5 | at all times | FORD WTW | Littlehampton Road | Phosphorus Total | - | 15 | ug/l | 31.3 | Vehicle and plant washing (Low Impact) | Sussex West | the washing and valeting of cars and light commercial vehicles | hand Car wash and vehicle valeting services | Consent | -
18656 | 1 | Low Risk Consent | Smart Use 2 Ltd | Holly Lodge | Catena Rise | Lightwater |  |  | GU18 5RD | Highdown Garden Centre | Littlehampton Road | Angerming |  | Worthing | BN12 6PW | 2026-07-14 | 5 | 0.5 | at all times | FORD WTW | Littlehampton Road | Solids Suspended 105 Degrees C | - | 400 | mg/l | 31.3 | Vehicle and plant washing (Low Impact) | Sussex West | the washing and valeting of cars and light commercial vehicles | hand Car wash and vehicle valeting services | Consent | -
18658 | 1 | Low Risk Consent | Enterprise Rent A Car UK Limited | Enterprise House | Vicarage Road |  | Egham |  | TW20 9FB | Enterprise Rent-a-car | 81A Livingstone Road | Walworth Business Park |  | Andover | SP10 5NS | 2026-07-15 | 2 | 0.5 | At all times | FULLERTON WTW | Livingstone Road (Manhole ID: 670294) | Chemical Oxygen Demand Shaken as 0 | 0 | 800 | mg/l | 31.2 | Vehicle and plant washing (Low Impact) | Hampshire West | valet and vehicle washing | Car rental, including valeting of company owned vehicles only. | Consent | ANTON LANE ANDOVER WPS
18658 | 1 | Low Risk Consent | Enterprise Rent A Car UK Limited | Enterprise House | Vicarage Road |  | Egham |  | TW20 9FB | Enterprise Rent-a-car | 81A Livingstone Road | Walworth Business Park |  | Andover | SP10 5NS | 2026-07-15 | 2 | 0.5 | At all times | FULLERTON WTW | Livingstone Road (Manhole ID: 670294) | Nitrogen Ammoniacal as N | 0 | 10 | mg/l | 31.2 | Vehicle and plant washing (Low Impact) | Hampshire West | valet and vehicle washing | Car rental, including valeting of company owned vehicles only. | Consent | ANTON LANE ANDOVER WPS
18658 | 1 | Low Risk Consent | Enterprise Rent A Car UK Limited | Enterprise House | Vicarage Road |  | Egham |  | TW20 9FB | Enterprise Rent-a-car | 81A Livingstone Road | Walworth Business Park |  | Andover | SP10 5NS | 2026-07-15 | 2 | 0.5 | At all times | FULLERTON WTW | Livingstone Road (Manhole ID: 670294) | Oil and Grease | 0 | 200 | mg/l | 31.2 | Vehicle and plant washing (Low Impact) | Hampshire West | valet and vehicle washing | Car rental, including valeting of company owned vehicles only. | Consent | ANTON LANE ANDOVER WPS
18658 | 1 | Low Risk Consent | Enterprise Rent A Car UK Limited | Enterprise House | Vicarage Road |  | Egham |  | TW20 9FB | Enterprise Rent-a-car | 81A Livingstone Road | Walworth Business Park |  | Andover | SP10 5NS | 2026-07-15 | 2 | 0.5 | At all times | FULLERTON WTW | Livingstone Road (Manhole ID: 670294) | pH | 6 | 10 | pH Units | 31.2 | Vehicle and plant washing (Low Impact) | Hampshire West | valet and vehicle washing | Car rental, including valeting of company owned vehicles only. | Consent | ANTON LANE ANDOVER WPS
18658 | 1 | Low Risk Consent | Enterprise Rent A Car UK Limited | Enterprise House | Vicarage Road |  | Egham |  | TW20 9FB | Enterprise Rent-a-car | 81A Livingstone Road | Walworth Business Park |  | Andover | SP10 5NS | 2026-07-15 | 2 | 0.5 | At all times | FULLERTON WTW | Livingstone Road (Manhole ID: 670294) | Solids Suspended 105 Degrees C | 0 | 500 | mg/l | 31.2 | Vehicle and plant washing (Low Impact) | Hampshire West | valet and vehicle washing | Car rental, including valeting of company owned vehicles only. | Consent | ANTON LANE ANDOVER WPS
18658 | 1 | Low Risk Consent | Enterprise Rent A Car UK Limited | Enterprise House | Vicarage Road |  | Egham |  | TW20 9FB | Enterprise Rent-a-car | 81A Livingstone Road | Walworth Business Park |  | Andover | SP10 5NS | 2026-07-15 | 2 | 0.5 | At all times | FULLERTON WTW | Livingstone Road (Manhole ID: 670294) | Sulphate as S04 | 0 | 500 | mg/l | 31.2 | Vehicle and plant washing (Low Impact) | Hampshire West | valet and vehicle washing | Car rental, including valeting of company owned vehicles only. | Consent | ANTON LANE ANDOVER WPS
18660 | - | Temporary Consent | Ecologia Environmental Solutions Limited | Spring Lodge | 172 Chester Road |  | Helsby | Cheshire | WA6 0AR | Thor Group c/o Ecologia Environmental Solutions Limited | Ramsgate Road | Margate | Kent |  | CT9 4JY | 2026-08-21 | 19 | 1 | At all times | WEATHERLEES HILL B (MGATE &amp; BSTAIRS) WTW | Ramsgate Road (Sewer 1901) as per site plan. | Benzene Total | - | 20 | ug/l | 37.3 | Temporary land reclamation/remediation schemes | Kent East | A sump (located on site from previous works under Thor) filled with rainwater over time, which could potentially be contaminated. It is proposed to treat the water via a granular activated carbon vessel (GAC) and discharge the rainwater to foul sewer and remove the sump so that this situation does not occur again. | Decommissioning of boreholes across the site | Consent | MARGATE WPS
18660 | - | Temporary Consent | Ecologia Environmental Solutions Limited | Spring Lodge | 172 Chester Road |  | Helsby | Cheshire | WA6 0AR | Thor Group c/o Ecologia Environmental Solutions Limited | Ramsgate Road | Margate | Kent |  | CT9 4JY | 2026-08-21 | 19 | 1 | At all times | WEATHERLEES HILL B (MGATE &amp; BSTAIRS) WTW | Ramsgate Road (Sewer 1901) as per site plan. | Chemical Oxygen Demand Shaken as 0 | - | 500 | mg/l | 37.3 | Temporary land reclamation/remediation schemes | Kent East | A sump (located on site from previous works under Thor) filled with rainwater over time, which could potentially be contaminated. It is proposed to treat the water via a granular activated carbon vessel (GAC) and discharge the rainwater to foul sewer and remove the sump so that this situation does not occur again. | Decommissioning of boreholes across the site | Consent | MARGATE WPS
18660 | - | Temporary Consent | Ecologia Environmental Solutions Limited | Spring Lodge | 172 Chester Road |  | Helsby | Cheshire | WA6 0AR | Thor Group c/o Ecologia Environmental Solutions Limited | Ramsgate Road | Margate | Kent |  | CT9 4JY | 2026-08-21 | 19 | 1 | At all times | WEATHERLEES HILL B (MGATE &amp; BSTAIRS) WTW | Ramsgate Road (Sewer 1901) as per site plan. | Cyanide Free as Cn | - | 0.01 | ug/l | 37.3 | Temporary land reclamation/remediation schemes | Kent East | A sump (located on site from previous works under Thor) filled with rainwater over time, which could potentially be contaminated. It is proposed to treat the water via a granular activated carbon vessel (GAC) and discharge the rainwater to foul sewer and remove the sump so that this situation does not occur again. | Decommissioning of boreholes across the site | Consent | MARGATE WPS
18660 | - | Temporary Consent | Ecologia Environmental Solutions Limited | Spring Lodge | 172 Chester Road |  | Helsby | Cheshire | WA6 0AR | Thor Group c/o Ecologia Environmental Solutions Limited | Ramsgate Road | Margate | Kent |  | CT9 4JY | 2026-08-21 | 19 | 1 | At all times | WEATHERLEES HILL B (MGATE &amp; BSTAIRS) WTW | Ramsgate Road (Sewer 1901) as per site plan. | Cyanide Total as Cn | - | 0.01 | ug/l | 37.3 | Temporary land reclamation/remediation schemes | Kent East | A sump (located on site from previous works under Thor) filled with rainwater over time, which could potentially be contaminated. It is proposed to treat the water via a granular activated carbon vessel (GAC) and discharge the rainwater to foul sewer and remove the sump so that this situation does not occur again. | Decommissioning of boreholes across the site | Consent | MARGATE WPS
18660 | - | Temporary Consent | Ecologia Environmental Solutions Limited | Spring Lodge | 172 Chester Road |  | Helsby | Cheshire | WA6 0AR | Thor Group c/o Ecologia Environmental Solutions Limited | Ramsgate Road | Margate | Kent |  | CT9 4JY | 2026-08-21 | 19 | 1 | At all times | WEATHERLEES HILL B (MGATE &amp; BSTAIRS) WTW | Ramsgate Road (Sewer 1901) as per site plan. | Mercury Total | - | 0.05 | ug/l | 37.3 | Temporary land reclamation/remediation schemes | Kent East | A sump (located on site from previous works under Thor) filled with rainwater over time, which could potentially be contaminated. It is proposed to treat the water via a granular activated carbon vessel (GAC) and discharge the rainwater to foul sewer and remove the sump so that this situation does not occur again. | Decommissioning of boreholes across the site | Consent | MARGATE WPS
18660 | - | Temporary Consent | Ecologia Environmental Solutions Limited | Spring Lodge | 172 Chester Road |  | Helsby | Cheshire | WA6 0AR | Thor Group c/o Ecologia Environmental Solutions Limited | Ramsgate Road | Margate | Kent |  | CT9 4JY | 2026-08-21 | 19 | 1 | At all times | WEATHERLEES HILL B (MGATE &amp; BSTAIRS) WTW | Ramsgate Road (Sewer 1901) as per site plan. | Nitrogen Ammoniacal as N | - | 35 | mg/l | 37.3 | Temporary land reclamation/remediation schemes | Kent East | A sump (located on site from previous works under Thor) filled with rainwater over time, which could potentially be contaminated. It is proposed to treat the water via a granular activated carbon vessel (GAC) and discharge the rainwater to foul sewer and remove the sump so that this situation does not occur again. | Decommissioning of boreholes across the site | Consent | MARGATE WPS
18660 | - | Temporary Consent | Ecologia Environmental Solutions Limited | Spring Lodge | 172 Chester Road |  | Helsby | Cheshire | WA6 0AR | Thor Group c/o Ecologia Environmental Solutions Limited | Ramsgate Road | Margate | Kent |  | CT9 4JY | 2026-08-21 | 19 | 1 | At all times | WEATHERLEES HILL B (MGATE &amp; BSTAIRS) WTW | Ramsgate Road (Sewer 1901) as per site plan. | pH | 6 | 10 | pH Units | 37.3 | Temporary land reclamation/remediation schemes | Kent East | A sump (located on site from previous works under Thor) filled with rainwater over time, which could potentially be contaminated. It is proposed to treat the water via a granular activated carbon vessel (GAC) and discharge the rainwater to foul sewer and remove the sump so that this situation does not occur again. | Decommissioning of boreholes across the site | Consent | MARGATE WPS
18660 | - | Temporary Consent | Ecologia Environmental Solutions Limited | Spring Lodge | 172 Chester Road |  | Helsby | Cheshire | WA6 0AR | Thor Group c/o Ecologia Environmental Solutions Limited | Ramsgate Road | Margate | Kent |  | CT9 4JY | 2026-08-21 | 19 | 1 | At all times | WEATHERLEES HILL B (MGATE &amp; BSTAIRS) WTW | Ramsgate Road (Sewer 1901) as per site plan. | Phenols Total | - | 0.5 | ug/l | 37.3 | Temporary land reclamation/remediation schemes | Kent East | A sump (located on site from previous works under Thor) filled with rainwater over time, which could potentially be contaminated. It is proposed to treat the water via a granular activated carbon vessel (GAC) and discharge the rainwater to foul sewer and remove the sump so that this situation does not occur again. | Decommissioning of boreholes across the site | Consent | MARGATE WPS
18660 | - | Temporary Consent | Ecologia Environmental Solutions Limited | Spring Lodge | 172 Chester Road |  | Helsby | Cheshire | WA6 0AR | Thor Group c/o Ecologia Environmental Solutions Limited | Ramsgate Road | Margate | Kent |  | CT9 4JY | 2026-08-21 | 19 | 1 | At all times | WEATHERLEES HILL B (MGATE &amp; BSTAIRS) WTW | Ramsgate Road (Sewer 1901) as per site plan. | Solids Suspended 105 Degrees C | - | 400 | mg/l | 37.3 | Temporary land reclamation/remediation schemes | Kent East | A sump (located on site from previous works under Thor) filled with rainwater over time, which could potentially be contaminated. It is proposed to treat the water via a granular activated carbon vessel (GAC) and discharge the rainwater to foul sewer and remove the sump so that this situation does not occur again. | Decommissioning of boreholes across the site | Consent | MARGATE WPS
18660 | - | Temporary Consent | Ecologia Environmental Solutions Limited | Spring Lodge | 172 Chester Road |  | Helsby | Cheshire | WA6 0AR | Thor Group c/o Ecologia Environmental Solutions Limited | Ramsgate Road | Margate | Kent |  | CT9 4JY | 2026-08-21 | 19 | 1 | At all times | WEATHERLEES HILL B (MGATE &amp; BSTAIRS) WTW | Ramsgate Road (Sewer 1901) as per site plan. | Sulphate as S04 | - | 500 | mg/l | 37.3 | Temporary land reclamation/remediation schemes | Kent East | A sump (located on site from previous works under Thor) filled with rainwater over time, which could potentially be contaminated. It is proposed to treat the water via a granular activated carbon vessel (GAC) and discharge the rainwater to foul sewer and remove the sump so that this situation does not occur again. | Decommissioning of boreholes across the site | Consent | MARGATE WPS
18660 | - | Temporary Consent | Ecologia Environmental Solutions Limited | Spring Lodge | 172 Chester Road |  | Helsby | Cheshire | WA6 0AR | Thor Group c/o Ecologia Environmental Solutions Limited | Ramsgate Road | Margate | Kent |  | CT9 4JY | 2026-08-21 | 19 | 1 | At all times | WEATHERLEES HILL B (MGATE &amp; BSTAIRS) WTW | Ramsgate Road (Sewer 1901) as per site plan. | Toluene | - | 20 | ug/l | 37.3 | Temporary land reclamation/remediation schemes | Kent East | A sump (located on site from previous works under Thor) filled with rainwater over time, which could potentially be contaminated. It is proposed to treat the water via a granular activated carbon vessel (GAC) and discharge the rainwater to foul sewer and remove the sump so that this situation does not occur again. | Decommissioning of boreholes across the site | Consent | MARGATE WPS
18660 | - | Temporary Consent | Ecologia Environmental Solutions Limited | Spring Lodge | 172 Chester Road |  | Helsby | Cheshire | WA6 0AR | Thor Group c/o Ecologia Environmental Solutions Limited | Ramsgate Road | Margate | Kent |  | CT9 4JY | 2026-08-21 | 19 | 1 | At all times | WEATHERLEES HILL B (MGATE &amp; BSTAIRS) WTW | Ramsgate Road (Sewer 1901) as per site plan. | Zinc Total mg/l | - | 0.5 | ug/l | 37.3 | Temporary land reclamation/remediation schemes | Kent East | A sump (located on site from previous works under Thor) filled with rainwater over time, which could potentially be contaminated. It is proposed to treat the water via a granular activated carbon vessel (GAC) and discharge the rainwater to foul sewer and remove the sump so that this situation does not occur again. | Decommissioning of boreholes across the site | Consent | MARGATE WPS
18663 | - | Temporary Consent | Liquitherm Technologies Group Limited | Unit 5 | Europa Way | Fforestfach | Swansea |  | SA5 4AJ | Airbus Defence and Space Limited | Anchorage Road |  | Portsmouth |  | PO3 5PU | 2026-07-20 | 29 | 1 | 24 hours | BUDDS FARM HAVANT WTW | Norway Road | - | - | - | - | 39.4 | Water treatment; softener plants; heating system flushing | Hampshire East | Flushing of closed loop process cooling systems | Manufacture of Military Equipment | Consent | ACKWORTH ROAD HILSEA WPS
18664 | 1 | Low Risk Consent | Sainsbury's Supermarkets Limited |  | 33 Charterhouse Street |  | London |  | EC1M 6HA | Reeves Way | Chesterfield | Whitstable | Kent |  | CT5 3QS | 2026-08-14 | 5 | 1 | At all times | SWALECLIFFE WTW | Roundabout off Reeves Way (asset no. 1572909) | Chemical Oxygen Demand Shaken as 0 | 0 | 800 | mg/l | 31.2 | Vehicle and plant washing (Low Impact) | Kent East | Washing of vehicles | Vehicle Washing | Consent | BROOK ROAD SWALECLIFFE NEW WPS
18664 | 1 | Low Risk Consent | Sainsbury's Supermarkets Limited |  | 33 Charterhouse Street |  | London |  | EC1M 6HA | Reeves Way | Chesterfield | Whitstable | Kent |  | CT5 3QS | 2026-08-14 | 5 | 1 | At all times | SWALECLIFFE WTW | Roundabout off Reeves Way (asset no. 1572909) | Nitrogen Ammoniacal as N | 0 | 10 | mg/l | 31.2 | Vehicle and plant washing (Low Impact) | Kent East | Washing of vehicles | Vehicle Washing | Consent | BROOK ROAD SWALECLIFFE NEW WPS
18664 | 1 | Low Risk Consent | Sainsbury's Supermarkets Limited |  | 33 Charterhouse Street |  | London |  | EC1M 6HA | Reeves Way | Chesterfield | Whitstable | Kent |  | CT5 3QS | 2026-08-14 | 5 | 1 | At all times | SWALECLIFFE WTW | Roundabout off Reeves Way (asset no. 1572909) | Oil and Grease | 0 | 200 | mg/l | 31.2 | Vehicle and plant washing (Low Impact) | Kent East | Washing of vehicles | Vehicle Washing | Consent | BROOK ROAD SWALECLIFFE NEW WPS
18664 | 1 | Low Risk Consent | Sainsbury's Supermarkets Limited |  | 33 Charterhouse Street |  | London |  | EC1M 6HA | Reeves Way | Chesterfield | Whitstable | Kent |  | CT5 3QS | 2026-08-14 | 5 | 1 | At all times | SWALECLIFFE WTW | Roundabout off Reeves Way (asset no. 1572909) | pH | 6 | 10 | pH Units | 31.2 | Vehicle and plant washing (Low Impact) | Kent East | Washing of vehicles | Vehicle Washing | Consent | BROOK ROAD SWALECLIFFE NEW WPS
18664 | 1 | Low Risk Consent | Sainsbury's Supermarkets Limited |  | 33 Charterhouse Street |  | London |  | EC1M 6HA | Reeves Way | Chesterfield | Whitstable | Kent |  | CT5 3QS | 2026-08-14 | 5 | 1 | At all times | SWALECLIFFE WTW | Roundabout off Reeves Way (asset no. 1572909) | Solids Suspended 105 Degrees C | 0 | 500 | mg/l | 31.2 | Vehicle and plant washing (Low Impact) | Kent East | Washing of vehicles | Vehicle Washing | Consent | BROOK ROAD SWALECLIFFE NEW WPS
18664 | 1 | Low Risk Consent | Sainsbury's Supermarkets Limited |  | 33 Charterhouse Street |  | London |  | EC1M 6HA | Reeves Way | Chesterfield | Whitstable | Kent |  | CT5 3QS | 2026-08-14 | 5 | 1 | At all times | SWALECLIFFE WTW | Roundabout off Reeves Way (asset no. 1572909) | Sulphate as S04 | 0 | 500 | mg/l | 31.2 | Vehicle and plant washing (Low Impact) | Kent East | Washing of vehicles | Vehicle Washing | Consent | BROOK ROAD SWALECLIFFE NEW WPS
18665 | 1 | Low Risk Consent | Barretts Of Canterbury Limited | Broad Oak Road |  | Canterbury | Kent |  | CT2 7PQ | Kia Canterbury | Unit 1 | Vauxhall Road Industrial Estate | Chelsea Road | Canterbu | CT1 1QY | 2026-08-14 | 1.6 | 1 | At all times | CANTERBURY WTW | Vauxhall road | Chemical Oxygen Demand Shaken as 0 | 0 | 800 | mg/l | 31.2 | Vehicle and plant washing (Low Impact) | Kent East | Washing of vehicles | Car sales, service and maintenance | Consent | DIRECT TO WTW
18665 | 1 | Low Risk Consent | Barretts Of Canterbury Limited | Broad Oak Road |  | Canterbury | Kent |  | CT2 7PQ | Kia Canterbury | Unit 1 | Vauxhall Road Industrial Estate | Chelsea Road | Canterbu | CT1 1QY | 2026-08-14 | 1.6 | 1 | At all times | CANTERBURY WTW | Vauxhall road | Nitrogen Ammoniacal as N | 0 | 10 | mg/l | 31.2 | Vehicle and plant washing (Low Impact) | Kent East | Washing of vehicles | Car sales, service and maintenance | Consent | DIRECT TO WTW
18665 | 1 | Low Risk Consent | Barretts Of Canterbury Limited | Broad Oak Road |  | Canterbury | Kent |  | CT2 7PQ | Kia Canterbury | Unit 1 | Vauxhall Road Industrial Estate | Chelsea Road | Canterbu | CT1 1QY | 2026-08-14 | 1.6 | 1 | At all times | CANTERBURY WTW | Vauxhall road | Oil and Grease | 0 | 200 | mg/l | 31.2 | Vehicle and plant washing (Low Impact) | Kent East | Washing of vehicles | Car sales, service and maintenance | Consent | DIRECT TO WTW
18665 | 1 | Low Risk Consent | Barretts Of Canterbury Limited | Broad Oak Road |  | Canterbury | Kent |  | CT2 7PQ | Kia Canterbury | Unit 1 | Vauxhall Road Industrial Estate | Chelsea Road | Canterbu | CT1 1QY | 2026-08-14 | 1.6 | 1 | At all times | CANTERBURY WTW | Vauxhall road | pH | 6 | 10 | pH Units | 31.2 | Vehicle and plant washing (Low Impact) | Kent East | Washing of vehicles | Car sales, service and maintenance | Consent | DIRECT TO WTW
18665 | 1 | Low Risk Consent | Barretts Of Canterbury Limited | Broad Oak Road |  | Canterbury | Kent |  | CT2 7PQ | Kia Canterbury | Unit 1 | Vauxhall Road Industrial Estate | Chelsea Road | Canterbu | CT1 1QY | 2026-08-14 | 1.6 | 1 | At all times | CANTERBURY WTW | Vauxhall road | Solids Suspended 105 Degrees C | 0 | 500 | mg/l | 31.2 | Vehicle and plant washing (Low Impact) | Kent East | Washing of vehicles | Car sales, service and maintenance | Consent | DIRECT TO WTW
18665 | 1 | Low Risk Consent | Barretts Of Canterbury Limited | Broad Oak Road |  | Canterbury | Kent |  | CT2 7PQ | Kia Canterbury | Unit 1 | Vauxhall Road Industrial Estate | Chelsea Road | Canterbu | CT1 1QY | 2026-08-14 | 1.6 | 1 | At all times | CANTERBURY WTW | Vauxhall road | Sulphate as S04 | 0 | 500 | mg/l | 31.2 | Vehicle and plant washing (Low Impact) | Kent East | Washing of vehicles | Car sales, service and maintenance | Consent | DIRECT TO WTW
18666 | 1 | Low Risk Consent | Cawood Scientific Ltd | Coopers Bridge | Braziers Lane | Winkfield Row | Bracknell |  | RG42 6NS |  | 371 Millbrooks Road West | Southampton |  |  | SO15 0HW | 2026-07-22 | 1 | 0.5 | At all times | MILLBROOK WTW | Millbrook Road West (Manhole ID: 43202796) | Chemical Oxygen Demand Shaken as 0 | 0 | 800 | mg/l | 38.2 | Laboratory and research activities (Low Impact) | Hampshire West | Washing up of laboratory glassware. | Laboratory Analysis | Consent | GRAVITY TO WTW - NO WPS
18666 | 1 | Low Risk Consent | Cawood Scientific Ltd | Coopers Bridge | Braziers Lane | Winkfield Row | Bracknell |  | RG42 6NS |  | 371 Millbrooks Road West | Southampton |  |  | SO15 0HW | 2026-07-22 | 1 | 0.5 | At all times | MILLBROOK WTW | Millbrook Road West (Manhole ID: 43202796) | Nitrogen Ammoniacal as N | 0 | 1 | mg/l | 38.2 | Laboratory and research activities (Low Impact) | Hampshire West | Washing up of laboratory glassware. | Laboratory Analysis | Consent | GRAVITY TO WTW - NO WPS
18666 | 1 | Low Risk Consent | Cawood Scientific Ltd | Coopers Bridge | Braziers Lane | Winkfield Row | Bracknell |  | RG42 6NS |  | 371 Millbrooks Road West | Southampton |  |  | SO15 0HW | 2026-07-22 | 1 | 0.5 | At all times | MILLBROOK WTW | Millbrook Road West (Manhole ID: 43202796) | pH | 6 | 10 | pH Units | 38.2 | Laboratory and research activities (Low Impact) | Hampshire West | Washing up of laboratory glassware. | Laboratory Analysis | Consent | GRAVITY TO WTW - NO WPS
18666 | 1 | Low Risk Consent | Cawood Scientific Ltd | Coopers Bridge | Braziers Lane | Winkfield Row | Bracknell |  | RG42 6NS |  | 371 Millbrooks Road West | Southampton |  |  | SO15 0HW | 2026-07-22 | 1 | 0.5 | At all times | MILLBROOK WTW | Millbrook Road West (Manhole ID: 43202796) | Solids Suspended 105 Degrees C | 0 | 400 | mg/l | 38.2 | Laboratory and research activities (Low Impact) | Hampshire West | Washing up of laboratory glassware. | Laboratory Analysis | Consent | GRAVITY TO WTW - NO WPS
18668 | 1 | Low Risk Consent | Zardasht Azizi | Flat 17 Lothian Court | 21-25 Midhurst Road |  | Eastbourne |  | BN22 9HN | Hand Car Wash | Hailsham | Tesco Store | North Street | Hailsham | BN27 1DN | 2026-08-18 | 5 | 0.5 | At any time | HAILSHAM SOUTH WTW | connects to the store's sewer and discharges to the public foul sewer at manhole TQ58098604. | Chemical Oxygen Demand Shaken as 0 | - | 800 | mg/l | 31.3 | Vehicle and plant washing (Low Impact) | Sussex East | trade effluent will arise from the washing / rinsing of vehicles on wash pad in the wash bay area. | Hand car wash and valeting | Consent | GRAVITY TO WTW - NO WPS
18668 | 1 | Low Risk Consent | Zardasht Azizi | Flat 17 Lothian Court | 21-25 Midhurst Road |  | Eastbourne |  | BN22 9HN | Hand Car Wash | Hailsham | Tesco Store | North Street | Hailsham | BN27 1DN | 2026-08-18 | 5 | 0.5 | At any time | HAILSHAM SOUTH WTW | connects to the store's sewer and discharges to the public foul sewer at manhole TQ58098604. | Nitrogen Ammoniacal as N | - | 10 | mg/l | 31.3 | Vehicle and plant washing (Low Impact) | Sussex East | trade effluent will arise from the washing / rinsing of vehicles on wash pad in the wash bay area. | Hand car wash and valeting | Consent | GRAVITY TO WTW - NO WPS
18668 | 1 | Low Risk Consent | Zardasht Azizi | Flat 17 Lothian Court | 21-25 Midhurst Road |  | Eastbourne |  | BN22 9HN | Hand Car Wash | Hailsham | Tesco Store | North Street | Hailsham | BN27 1DN | 2026-08-18 | 5 | 0.5 | At any time | HAILSHAM SOUTH WTW | connects to the store's sewer and discharges to the public foul sewer at manhole TQ58098604. | Oil and Grease | - | 200 | mg/l | 31.3 | Vehicle and plant washing (Low Impact) | Sussex East | trade effluent will arise from the washing / rinsing of vehicles on wash pad in the wash bay area. | Hand car wash and valeting | Consent | GRAVITY TO WTW - NO WPS
18668 | 1 | Low Risk Consent | Zardasht Azizi | Flat 17 Lothian Court | 21-25 Midhurst Road |  | Eastbourne |  | BN22 9HN | Hand Car Wash | Hailsham | Tesco Store | North Street | Hailsham | BN27 1DN | 2026-08-18 | 5 | 0.5 | At any time | HAILSHAM SOUTH WTW | connects to the store's sewer and discharges to the public foul sewer at manhole TQ58098604. | pH | 6 | 10 | pH Units | 31.3 | Vehicle and plant washing (Low Impact) | Sussex East | trade effluent will arise from the washing / rinsing of vehicles on wash pad in the wash bay area. | Hand car wash and valeting | Consent | GRAVITY TO WTW - NO WPS
18668 | 1 | Low Risk Consent | Zardasht Azizi | Flat 17 Lothian Court | 21-25 Midhurst Road |  | Eastbourne |  | BN22 9HN | Hand Car Wash | Hailsham | Tesco Store | North Street | Hailsham | BN27 1DN | 2026-08-18 | 5 | 0.5 | At any time | HAILSHAM SOUTH WTW | connects to the store's sewer and discharges to the public foul sewer at manhole TQ58098604. | Phosphorus Total | - | 15 | ug/l | 31.3 | Vehicle and plant washing (Low Impact) | Sussex East | trade effluent will arise from the washing / rinsing of vehicles on wash pad in the wash bay area. | Hand car wash and valeting | Consent | GRAVITY TO WTW - NO WPS
18668 | 1 | Low Risk Consent | Zardasht Azizi | Flat 17 Lothian Court | 21-25 Midhurst Road |  | Eastbourne |  | BN22 9HN | Hand Car Wash | Hailsham | Tesco Store | North Street | Hailsham | BN27 1DN | 2026-08-18 | 5 | 0.5 | At any time | HAILSHAM SOUTH WTW | connects to the store's sewer and discharges to the public foul sewer at manhole TQ58098604. | Solids Suspended 105 Degrees C | - | 500 | mg/l | 31.3 | Vehicle and plant washing (Low Impact) | Sussex East | trade effluent will arise from the washing / rinsing of vehicles on wash pad in the wash bay area. | Hand car wash and valeting | Consent | GRAVITY TO WTW - NO WPS
18668 | 1 | Low Risk Consent | Zardasht Azizi | Flat 17 Lothian Court | 21-25 Midhurst Road |  | Eastbourne |  | BN22 9HN | Hand Car Wash | Hailsham | Tesco Store | North Street | Hailsham | BN27 1DN | 2026-08-18 | 5 | 0.5 | At any time | HAILSHAM SOUTH WTW | connects to the store's sewer and discharges to the public foul sewer at manhole TQ58098604. | Sulphate as S04 | - | 500 | mg/l | 31.3 | Vehicle and plant washing (Low Impact) | Sussex East | trade effluent will arise from the washing / rinsing of vehicles on wash pad in the wash bay area. | Hand car wash and valeting | Consent | GRAVITY TO WTW - NO WPS
18669 | - | Temporary Consent | VolkerFitzpatrick Limited |  | Hertford Road | Hoddesdon |  |  | EN11 9BX | VolkerFitzpatrick | Sturry Link Road Construction Compound off Sturry Road | SW Sturry Village |  |  | CT2 9AA | 2026-08-24 | 60 | 4 | At all Times | CANTERBURY WTW | the manhole proposed for discharge is located off sturry road GR: TR 17011 59278; W3W: maps.origins.reforming; XY: 617011, 159728. Asset no. 1325442 | Chemical Oxygen Demand Settled as 0 | - | 800 | mg/l | 37.3 | Temporary land reclamation/remediation schemes | Kent East | Groundwater contained in a balancing pond from the construction of a 250 m bridge/viaduct over the river stour and ashford-ramsgate railway line, connecting sturry road and shalloak road. | Construction - dewatering groundwater prior and during excavations | Consent | -
18669 | - | Temporary Consent | VolkerFitzpatrick Limited |  | Hertford Road | Hoddesdon |  |  | EN11 9BX | VolkerFitzpatrick | Sturry Link Road Construction Compound off Sturry Road | SW Sturry Village |  |  | CT2 9AA | 2026-08-24 | 60 | 4 | At all Times | CANTERBURY WTW | the manhole proposed for discharge is located off sturry road GR: TR 17011 59278; W3W: maps.origins.reforming; XY: 617011, 159728. Asset no. 1325442 | Chloride | - | 50 | mg/l | 37.3 | Temporary land reclamation/remediation schemes | Kent East | Groundwater contained in a balancing pond from the construction of a 250 m bridge/viaduct over the river stour and ashford-ramsgate railway line, connecting sturry road and shalloak road. | Construction - dewatering groundwater prior and during excavations | Consent | -
18669 | - | Temporary Consent | VolkerFitzpatrick Limited |  | Hertford Road | Hoddesdon |  |  | EN11 9BX | VolkerFitzpatrick | Sturry Link Road Construction Compound off Sturry Road | SW Sturry Village |  |  | CT2 9AA | 2026-08-24 | 60 | 4 | At all Times | CANTERBURY WTW | the manhole proposed for discharge is located off sturry road GR: TR 17011 59278; W3W: maps.origins.reforming; XY: 617011, 159728. Asset no. 1325442 | pH | 6 | 10 | pH Units | 37.3 | Temporary land reclamation/remediation schemes | Kent East | Groundwater contained in a balancing pond from the construction of a 250 m bridge/viaduct over the river stour and ashford-ramsgate railway line, connecting sturry road and shalloak road. | Construction - dewatering groundwater prior and during excavations | Consent | -
18669 | - | Temporary Consent | VolkerFitzpatrick Limited |  | Hertford Road | Hoddesdon |  |  | EN11 9BX | VolkerFitzpatrick | Sturry Link Road Construction Compound off Sturry Road | SW Sturry Village |  |  | CT2 9AA | 2026-08-24 | 60 | 4 | At all Times | CANTERBURY WTW | the manhole proposed for discharge is located off sturry road GR: TR 17011 59278; W3W: maps.origins.reforming; XY: 617011, 159728. Asset no. 1325442 | Solids Suspended 105 Degrees C | - | 400 | mg/l | 37.3 | Temporary land reclamation/remediation schemes | Kent East | Groundwater contained in a balancing pond from the construction of a 250 m bridge/viaduct over the river stour and ashford-ramsgate railway line, connecting sturry road and shalloak road. | Construction - dewatering groundwater prior and during excavations | Consent | -
18674 | 1 | Low Risk Consent | SUKTHI79 LTD | 19 | Fosse Close | Swindon | Wiltshire |  | SN2 2BP | Hand Car Wash, Tesco Store | River Way |  | Andover | Hamps | SP10 1UZ | 2026-07-30 | 5 | 0.5 | At all times | FULLERTON WTW | River Way(Manhole ID: 457528) | Chemical Oxygen Demand Shaken as 0 | 0 | 800 | mg/l | 31.2 | Vehicle and plant washing (Low Impact) | Hampshire West | valet and vehicle washing | Hand car wash and valeting | Consent | ANTON LANE ANDOVER WPS
18674 | 1 | Low Risk Consent | SUKTHI79 LTD | 19 | Fosse Close | Swindon | Wiltshire |  | SN2 2BP | Hand Car Wash, Tesco Store | River Way |  | Andover | Hamps | SP10 1UZ | 2026-07-30 | 5 | 0.5 | At all times | FULLERTON WTW | River Way(Manhole ID: 457528) | Nitrogen Ammoniacal as N | 0 | 10 | mg/l | 31.2 | Vehicle and plant washing (Low Impact) | Hampshire West | valet and vehicle washing | Hand car wash and valeting | Consent | ANTON LANE ANDOVER WPS
18674 | 1 | Low Risk Consent | SUKTHI79 LTD | 19 | Fosse Close | Swindon | Wiltshire |  | SN2 2BP | Hand Car Wash, Tesco Store | River Way |  | Andover | Hamps | SP10 1UZ | 2026-07-30 | 5 | 0.5 | At all times | FULLERTON WTW | River Way(Manhole ID: 457528) | Oil and Grease | 0 | 200 | mg/l | 31.2 | Vehicle and plant washing (Low Impact) | Hampshire West | valet and vehicle washing | Hand car wash and valeting | Consent | ANTON LANE ANDOVER WPS
18674 | 1 | Low Risk Consent | SUKTHI79 LTD | 19 | Fosse Close | Swindon | Wiltshire |  | SN2 2BP | Hand Car Wash, Tesco Store | River Way |  | Andover | Hamps | SP10 1UZ | 2026-07-30 | 5 | 0.5 | At all times | FULLERTON WTW | River Way(Manhole ID: 457528) | pH | 6 | 10 | pH Units | 31.2 | Vehicle and plant washing (Low Impact) | Hampshire West | valet and vehicle washing | Hand car wash and valeting | Consent | ANTON LANE ANDOVER WPS
18674 | 1 | Low Risk Consent | SUKTHI79 LTD | 19 | Fosse Close | Swindon | Wiltshire |  | SN2 2BP | Hand Car Wash, Tesco Store | River Way |  | Andover | Hamps | SP10 1UZ | 2026-07-30 | 5 | 0.5 | At all times | FULLERTON WTW | River Way(Manhole ID: 457528) | Solids Suspended 105 Degrees C | 0 | 500 | mg/l | 31.2 | Vehicle and plant washing (Low Impact) | Hampshire West | valet and vehicle washing | Hand car wash and valeting | Consent | ANTON LANE ANDOVER WPS
18674 | 1 | Low Risk Consent | SUKTHI79 LTD | 19 | Fosse Close | Swindon | Wiltshire |  | SN2 2BP | Hand Car Wash, Tesco Store | River Way |  | Andover | Hamps | SP10 1UZ | 2026-07-30 | 5 | 0.5 | At all times | FULLERTON WTW | River Way(Manhole ID: 457528) | Sulphate as S04 | 0 | 500 | mg/l | 31.2 | Vehicle and plant washing (Low Impact) | Hampshire West | valet and vehicle washing | Hand car wash and valeting | Consent | ANTON LANE ANDOVER WPS
18676 | 1 | Low Risk Consent | Hastings Car Valeting Ltd | 69 Sedlescombe Road North |  | St Leonards On Sea |  |  | TN37 7DS | Hand Car Wash | Hastings | Tesco Store | Church Wood Drive |  | TN38 9RB | 2026-08-20 | 5 | 0.5 | At any time. | BEXHILL & HASTINGS WTW | It connects to the store's foul sewer and then to the public sewer at manhole TQ78115701 | - | - | - | - | 31.3 | Vehicle and plant washing (Low Impact) | Sussex East | trade effluent will arise from the washing / rinsing of vehicles on the wash pad in the wash bay area | hand car wash and valeting | Consent | BULVERHYTHE WPS
18677 | - | Temporary Consent | Willmott Dixon Holdings Limited | Suite 201 Spirella Building | Bridge Road |  | Letchworth Garden City |  | SG6 4ET | Bransbury Leisure Centre | Bransbury Park | Bransbury Road | Portsmouth |  | PO4 9SU | 2026-08-23 | 1800 | 50 | 24 hours | BUDDS FARM HAVANT WTW | temporary hose to existing 1530mm southern water combined sewer, refer to attached drawing. | - | - | - | - | 37.3 | Temporary land reclamation/remediation schemes | Hampshire East | as part of the foundation and substructure works, we understand from ground investigation the level of the water table will require dewatering while we undertake the deeper excavations. | Construction of the new leisure centre | Consent | HENDERSON ROAD EASTNEY WPS
18678 | 1 | Low Risk Consent | Liam Hand Car Wash Ltd | 19 Cumberland House | Cumberland Street |  | Portsmouth |  | PO1 3JN | Hand Car Wash | Fareham | Tesco Store | Quay Street | Fareham | PO16 0LE | 2026-08-19 | 4.9 | 0.5 | At all times | PEEL COMMON WTW | Quay Street | Chemical Oxygen Demand Shaken as 0 | 0 | 800 | mg/l | 31.2 | Vehicle and plant washing (Low Impact) | Hampshire East | trade effluent will arise from the washing / rinsing of vehicles on the wash pad in the wash bay area | Hand car wash and valeting | Consent | LOWER QUAY FAREHAM WPS
18678 | 1 | Low Risk Consent | Liam Hand Car Wash Ltd | 19 Cumberland House | Cumberland Street |  | Portsmouth |  | PO1 3JN | Hand Car Wash | Fareham | Tesco Store | Quay Street | Fareham | PO16 0LE | 2026-08-19 | 4.9 | 0.5 | At all times | PEEL COMMON WTW | Quay Street | Nitrogen Ammoniacal as N | 0 | 10 | mg/l | 31.2 | Vehicle and plant washing (Low Impact) | Hampshire East | trade effluent will arise from the washing / rinsing of vehicles on the wash pad in the wash bay area | Hand car wash and valeting | Consent | LOWER QUAY FAREHAM WPS
18678 | 1 | Low Risk Consent | Liam Hand Car Wash Ltd | 19 Cumberland House | Cumberland Street |  | Portsmouth |  | PO1 3JN | Hand Car Wash | Fareham | Tesco Store | Quay Street | Fareham | PO16 0LE | 2026-08-19 | 4.9 | 0.5 | At all times | PEEL COMMON WTW | Quay Street | Oil and Grease | 0 | 200 | mg/l | 31.2 | Vehicle and plant washing (Low Impact) | Hampshire East | trade effluent will arise from the washing / rinsing of vehicles on the wash pad in the wash bay area | Hand car wash and valeting | Consent | LOWER QUAY FAREHAM WPS
18678 | 1 | Low Risk Consent | Liam Hand Car Wash Ltd | 19 Cumberland House | Cumberland Street |  | Portsmouth |  | PO1 3JN | Hand Car Wash | Fareham | Tesco Store | Quay Street | Fareham | PO16 0LE | 2026-08-19 | 4.9 | 0.5 | At all times | PEEL COMMON WTW | Quay Street | pH | 6 | 10 | pH Units | 31.2 | Vehicle and plant washing (Low Impact) | Hampshire East | trade effluent will arise from the washing / rinsing of vehicles on the wash pad in the wash bay area | Hand car wash and valeting | Consent | LOWER QUAY FAREHAM WPS
18678 | 1 | Low Risk Consent | Liam Hand Car Wash Ltd | 19 Cumberland House | Cumberland Street |  | Portsmouth |  | PO1 3JN | Hand Car Wash | Fareham | Tesco Store | Quay Street | Fareham | PO16 0LE | 2026-08-19 | 4.9 | 0.5 | At all times | PEEL COMMON WTW | Quay Street | Solids Suspended 105 Degrees C | 0 | 500 | mg/l | 31.2 | Vehicle and plant washing (Low Impact) | Hampshire East | trade effluent will arise from the washing / rinsing of vehicles on the wash pad in the wash bay area | Hand car wash and valeting | Consent | LOWER QUAY FAREHAM WPS
18678 | 1 | Low Risk Consent | Liam Hand Car Wash Ltd | 19 Cumberland House | Cumberland Street |  | Portsmouth |  | PO1 3JN | Hand Car Wash | Fareham | Tesco Store | Quay Street | Fareham | PO16 0LE | 2026-08-19 | 4.9 | 0.5 | At all times | PEEL COMMON WTW | Quay Street | Sulphate as S04 | 0 | 500 | mg/l | 31.2 | Vehicle and plant washing (Low Impact) | Hampshire East | trade effluent will arise from the washing / rinsing of vehicles on the wash pad in the wash bay area | Hand car wash and valeting | Consent | LOWER QUAY FAREHAM WPS
18684 | - | Temporary Consent | NCH (UK) Limited | Arrowmere House | Springvale Avenue | West Midlands | Bilston |  | WV14 0QL | ATOS Andover | Shepherds Spring Lane | Andover |  |  | SP10 1QW | 2026-08-27 | 24 | 6.66 | At all times | FULLERTON WTW | Shepherds Spring Lane | Chemical Oxygen Demand Shaken as 0 | 0 | 800 | mg/l | 39.4 | Water treatment; softener plants; heating system flushing | Hampshire West | Flush of the chilled system. | it infrastructure | Consent | CHARLTON PLACE ANDOVER WPS
18684 | - | Temporary Consent | NCH (UK) Limited | Arrowmere House | Springvale Avenue | West Midlands | Bilston |  | WV14 0QL | ATOS Andover | Shepherds Spring Lane | Andover |  |  | SP10 1QW | 2026-08-27 | 24 | 6.66 | At all times | FULLERTON WTW | Shepherds Spring Lane | Chloride | 0 | 70 | mg/l | 39.4 | Water treatment; softener plants; heating system flushing | Hampshire West | Flush of the chilled system. | it infrastructure | Consent | CHARLTON PLACE ANDOVER WPS
18684 | - | Temporary Consent | NCH (UK) Limited | Arrowmere House | Springvale Avenue | West Midlands | Bilston |  | WV14 0QL | ATOS Andover | Shepherds Spring Lane | Andover |  |  | SP10 1QW | 2026-08-27 | 24 | 6.66 | At all times | FULLERTON WTW | Shepherds Spring Lane | Iron Total | 0 | 1 | ug/l | 39.4 | Water treatment; softener plants; heating system flushing | Hampshire West | Flush of the chilled system. | it infrastructure | Consent | CHARLTON PLACE ANDOVER WPS
18684 | - | Temporary Consent | NCH (UK) Limited | Arrowmere House | Springvale Avenue | West Midlands | Bilston |  | WV14 0QL | ATOS Andover | Shepherds Spring Lane | Andover |  |  | SP10 1QW | 2026-08-27 | 24 | 6.66 | At all times | FULLERTON WTW | Shepherds Spring Lane | pH | 6 | 10 | pH Units | 39.4 | Water treatment; softener plants; heating system flushing | Hampshire West | Flush of the chilled system. | it infrastructure | Consent | CHARLTON PLACE ANDOVER WPS
18684 | - | Temporary Consent | NCH (UK) Limited | Arrowmere House | Springvale Avenue | West Midlands | Bilston |  | WV14 0QL | ATOS Andover | Shepherds Spring Lane | Andover |  |  | SP10 1QW | 2026-08-27 | 24 | 6.66 | At all times | FULLERTON WTW | Shepherds Spring Lane | Solids Suspended 105 Degrees C | 0 | 400 | mg/l | 39.4 | Water treatment; softener plants; heating system flushing | Hampshire West | Flush of the chilled system. | it infrastructure | Consent | CHARLTON PLACE ANDOVER WPS
18686 | 1 | Low Risk Consent | Sainsburys Supermarket Ltd | 33 Charterhouse Street |  | London |  |  | EC1M 6HA | 1 Lords Hill District Centre |  | Lordshill | Southamphton |  | SO16 8HY | 2026-08-14 | 5 | 1 | At all times | MILLBROOK WTW | Lords Hill District Centre off Lords Hill Centre E (Manhole ID: 608811 leading to Manhole ID: 466215) | Chemical Oxygen Demand Shaken as 0 | 0 | 800 | mg/l | 31.2 | Vehicle and plant washing (Low Impact) | Hampshire West | Washing of vehicles | Vehicle Washing | Consent | GRAVITY TO WTW - NO WPS
18686 | 1 | Low Risk Consent | Sainsburys Supermarket Ltd | 33 Charterhouse Street |  | London |  |  | EC1M 6HA | 1 Lords Hill District Centre |  | Lordshill | Southamphton |  | SO16 8HY | 2026-08-14 | 5 | 1 | At all times | MILLBROOK WTW | Lords Hill District Centre off Lords Hill Centre E (Manhole ID: 608811 leading to Manhole ID: 466215) | Nitrogen Ammoniacal as N | 0 | 10 | mg/l | 31.2 | Vehicle and plant washing (Low Impact) | Hampshire West | Washing of vehicles | Vehicle Washing | Consent | GRAVITY TO WTW - NO WPS
18686 | 1 | Low Risk Consent | Sainsburys Supermarket Ltd | 33 Charterhouse Street |  | London |  |  | EC1M 6HA | 1 Lords Hill District Centre |  | Lordshill | Southamphton |  | SO16 8HY | 2026-08-14 | 5 | 1 | At all times | MILLBROOK WTW | Lords Hill District Centre off Lords Hill Centre E (Manhole ID: 608811 leading to Manhole ID: 466215) | Oil and Grease | 0 | 200 | mg/l | 31.2 | Vehicle and plant washing (Low Impact) | Hampshire West | Washing of vehicles | Vehicle Washing | Consent | GRAVITY TO WTW - NO WPS
18686 | 1 | Low Risk Consent | Sainsburys Supermarket Ltd | 33 Charterhouse Street |  | London |  |  | EC1M 6HA | 1 Lords Hill District Centre |  | Lordshill | Southamphton |  | SO16 8HY | 2026-08-14 | 5 | 1 | At all times | MILLBROOK WTW | Lords Hill District Centre off Lords Hill Centre E (Manhole ID: 608811 leading to Manhole ID: 466215) | pH | 6 | 10 | pH Units | 31.2 | Vehicle and plant washing (Low Impact) | Hampshire West | Washing of vehicles | Vehicle Washing | Consent | GRAVITY TO WTW - NO WPS
18686 | 1 | Low Risk Consent | Sainsburys Supermarket Ltd | 33 Charterhouse Street |  | London |  |  | EC1M 6HA | 1 Lords Hill District Centre |  | Lordshill | Southamphton |  | SO16 8HY | 2026-08-14 | 5 | 1 | At all times | MILLBROOK WTW | Lords Hill District Centre off Lords Hill Centre E (Manhole ID: 608811 leading to Manhole ID: 466215) | Solids Suspended 105 Degrees C | 0 | 500 | mg/l | 31.2 | Vehicle and plant washing (Low Impact) | Hampshire West | Washing of vehicles | Vehicle Washing | Consent | GRAVITY TO WTW - NO WPS
18686 | 1 | Low Risk Consent | Sainsburys Supermarket Ltd | 33 Charterhouse Street |  | London |  |  | EC1M 6HA | 1 Lords Hill District Centre |  | Lordshill | Southamphton |  | SO16 8HY | 2026-08-14 | 5 | 1 | At all times | MILLBROOK WTW | Lords Hill District Centre off Lords Hill Centre E (Manhole ID: 608811 leading to Manhole ID: 466215) | Sulphate as S04 | 0 | 500 | mg/l | 31.2 | Vehicle and plant washing (Low Impact) | Hampshire West | Washing of vehicles | Vehicle Washing | Consent | GRAVITY TO WTW - NO WPS